| LCA | Outside LA Basin | 8 | Average Weekday | SCE | 1-in-10 | 2029 | 6 |  |  |  | 73.6487 | 1
| LCA | Outside LA Basin | 8 | Average Weekday | SCE | 1-in-10 | 2029 | 7 |  |  |  | 72.77 | 1
| LCA | Outside LA Basin | 8 | Average Weekday | SCE | 1-in-10 | 2029 | 8 |  |  |  | 72.5257 | 1
| LCA | Outside LA Basin | 8 | Average Weekday | SCE | 1-in-10 | 2029 | 9 |  |  |  | 74.6513 | 1
| LCA | Outside LA Basin | 8 | Average Weekday | SCE | 1-in-10 | 2029 | 10 |  |  |  | 78.6885 | 1
| LCA | Outside LA Basin | 8 | Average Weekday | SCE | 1-in-10 | 2029 | 11 |  |  |  | 83.3413 | 1
| LCA | Outside LA Basin | 8 | Average Weekday | SCE | 1-in-10 | 2029 | 12 |  |  |  | 87.3891 | 1
| LCA | Outside LA Basin | 8 | Average Weekday | SCE | 1-in-10 | 2029 | 13 |  |  |  | 90.3478 | 1
| LCA | Outside LA Basin | 8 | Average Weekday | SCE | 1-in-10 | 2029 | 14 |  |  |  | 92.2152 | 1
| LCA | Outside LA Basin | 8 | Average Weekday | SCE | 1-in-10 | 2029 | 15 |  |  |  | 93.4326 | 1
| LCA | Outside LA Basin | 8 | Average Weekday | SCE | 1-in-10 | 2029 | 16 |  |  |  | 93.8 | 1
| LCA | Outside LA Basin | 8 | Average Weekday | SCE | 1-in-10 | 2029 | 17 |  |  |  | 93.4174 | 1
| LCA | Outside LA Basin | 8 | Average Weekday | SCE | 1-in-10 | 2029 | 18 |  |  |  | 92.4044 | 1
| LCA | Outside LA Basin | 8 | Average Weekday | SCE | 1-in-10 | 2029 | 19 |  |  |  | 91.0087 | 1
| LCA | Outside LA Basin | 8 | Average Weekday | SCE | 1-in-10 | 2029 | 20 |  |  |  | 88.837 | 1
| LCA | Outside LA Basin | 8 | Average Weekday | SCE | 1-in-10 | 2029 | 21 |  |  |  | 86.0152 | 1
| LCA | Outside LA Basin | 8 | Average Weekday | SCE | 1-in-10 | 2029 | 22 |  |  |  | 83.7565 | 1
| LCA | Outside LA Basin | 8 | Average Weekday | SCE | 1-in-10 | 2029 | 23 |  |  |  | 82.0326 | 1
| LCA | Outside LA Basin | 8 | Average Weekday | SCE | 1-in-10 | 2029 | 24 |  |  |  | 80.2217 | 1
| LCA | Outside LA Basin | 8 | Monthly System Peak Day | SCE | 1-in-10 | 2029 | 1 |  |  |  | 83.85 | 1
| LCA | Outside LA Basin | 8 | Monthly System Peak Day | SCE | 1-in-10 | 2029 | 2 |  |  |  | 82.55 | 1
| LCA | Outside LA Basin | 8 | Monthly System Peak Day | SCE | 1-in-10 | 2029 | 3 |  |  |  | 80.45 | 1
| LCA | Outside LA Basin | 8 | Monthly System Peak Day | SCE | 1-in-10 | 2029 | 4 |  |  |  | 79.1 | 1
| LCA | Outside LA Basin | 8 | Monthly System Peak Day | SCE | 1-in-10 | 2029 | 5 |  |  |  | 77.35 | 1
| LCA | Outside LA Basin | 8 | Monthly System Peak Day | SCE | 1-in-10 | 2029 | 6 |  |  |  | 76.25 | 1
| LCA | Outside LA Basin | 8 | Monthly System Peak Day | SCE | 1-in-10 | 2029 | 7 |  |  |  | 75.15 | 1
| LCA | Outside LA Basin | 8 | Monthly System Peak Day | SCE | 1-in-10 | 2029 | 8 |  |  |  | 75.25 | 1
| LCA | Outside LA Basin | 8 | Monthly System Peak Day | SCE | 1-in-10 | 2029 | 9 |  |  |  | 77.5 | 1
| LCA | Outside LA Basin | 8 | Monthly System Peak Day | SCE | 1-in-10 | 2029 | 10 |  |  |  | 80.8 | 1
| LCA | Outside LA Basin | 8 | Monthly System Peak Day | SCE | 1-in-10 | 2029 | 11 |  |  |  | 85.7 | 1
| LCA | Outside LA Basin | 8 | Monthly System Peak Day | SCE | 1-in-10 | 2029 | 12 |  |  |  | 90.1 | 1
| LCA | Outside LA Basin | 8 | Monthly System Peak Day | SCE | 1-in-10 | 2029 | 13 |  |  |  | 93.55 | 1
| LCA | Outside LA Basin | 8 | Monthly System Peak Day | SCE | 1-in-10 | 2029 | 14 |  |  |  | 96.95 | 1
| LCA | Outside LA Basin | 8 | Monthly System Peak Day | SCE | 1-in-10 | 2029 | 15 |  |  |  | 98.95 | 1
| LCA | Outside LA Basin | 8 | Monthly System Peak Day | SCE | 1-in-10 | 2029 | 16 |  |  |  | 100.35 | 1
| LCA | Outside LA Basin | 8 | Monthly System Peak Day | SCE | 1-in-10 | 2029 | 17 |  |  |  | 100.75 | 1
| LCA | Outside LA Basin | 8 | Monthly System Peak Day | SCE | 1-in-10 | 2029 | 18 |  |  |  | 100 | 1
| LCA | Outside LA Basin | 8 | Monthly System Peak Day | SCE | 1-in-10 | 2029 | 19 |  |  |  | 99 | 1
| LCA | Outside LA Basin | 8 | Monthly System Peak Day | SCE | 1-in-10 | 2029 | 20 |  |  |  | 97.45 | 1
| LCA | Outside LA Basin | 8 | Monthly System Peak Day | SCE | 1-in-10 | 2029 | 21 |  |  |  | 94.9 | 1
| LCA | Outside LA Basin | 8 | Monthly System Peak Day | SCE | 1-in-10 | 2029 | 22 |  |  |  | 91.5 | 1
| LCA | Outside LA Basin | 8 | Monthly System Peak Day | SCE | 1-in-10 | 2029 | 23 |  |  |  | 89.45 | 1
| LCA | Outside LA Basin | 8 | Monthly System Peak Day | SCE | 1-in-10 | 2029 | 24 |  |  |  | 87.2 | 1
| LCA | Outside LA Basin | 8 | Typical Event Day | SCE | 1-in-10 | 2029 | 1 |  |  |  | 82.4625 | 1
| LCA | Outside LA Basin | 8 | Typical Event Day | SCE | 1-in-10 | 2029 | 2 |  |  |  | 80.5875 | 1
| LCA | Outside LA Basin | 8 | Typical Event Day | SCE | 1-in-10 | 2029 | 3 |  |  |  | 78.5625 | 1
| LCA | Outside LA Basin | 8 | Typical Event Day | SCE | 1-in-10 | 2029 | 4 |  |  |  | 76.5 | 1
| LCA | Outside LA Basin | 8 | Typical Event Day | SCE | 1-in-10 | 2029 | 5 |  |  |  | 75.675 | 1
| LCA | Outside LA Basin | 8 | Typical Event Day | SCE | 1-in-10 | 2029 | 6 |  |  |  | 73.975 | 1
| LCA | Outside LA Basin | 8 | Typical Event Day | SCE | 1-in-10 | 2029 | 7 |  |  |  | 72.9 | 1
| LCA | Outside LA Basin | 8 | Typical Event Day | SCE | 1-in-10 | 2029 | 8 |  |  |  | 74.0375 | 1
| LCA | Outside LA Basin | 8 | Typical Event Day | SCE | 1-in-10 | 2029 | 9 |  |  |  | 76.95 | 1
| LCA | Outside LA Basin | 8 | Typical Event Day | SCE | 1-in-10 | 2029 | 10 |  |  |  | 80.7125 | 1
| LCA | Outside LA Basin | 8 | Typical Event Day | SCE | 1-in-10 | 2029 | 11 |  |  |  | 85.4375 | 1
| LCA | Outside LA Basin | 8 | Typical Event Day | SCE | 1-in-10 | 2029 | 12 |  |  |  | 89.625 | 1
| LCA | Outside LA Basin | 8 | Typical Event Day | SCE | 1-in-10 | 2029 | 13 |  |  |  | 93.5375 | 1
| LCA | Outside LA Basin | 8 | Typical Event Day | SCE | 1-in-10 | 2029 | 14 |  |  |  | 96.525 | 1
| LCA | Outside LA Basin | 8 | Typical Event Day | SCE | 1-in-10 | 2029 | 15 |  |  |  | 98.6 | 1
| LCA | Outside LA Basin | 8 | Typical Event Day | SCE | 1-in-10 | 2029 | 16 |  |  |  | 100.05 | 1
| LCA | Outside LA Basin | 8 | Typical Event Day | SCE | 1-in-10 | 2029 | 17 |  |  |  | 100.9125 | 1
| LCA | Outside LA Basin | 8 | Typical Event Day | SCE | 1-in-10 | 2029 | 18 |  |  |  | 100.6875 | 1
| LCA | Outside LA Basin | 8 | Typical Event Day | SCE | 1-in-10 | 2029 | 19 |  |  |  | 99.675 | 1
| LCA | Outside LA Basin | 8 | Typical Event Day | SCE | 1-in-10 | 2029 | 20 |  |  |  | 96.675 | 1
| LCA | Outside LA Basin | 8 | Typical Event Day | SCE | 1-in-10 | 2029 | 21 |  |  |  | 93.35 | 1
| LCA | Outside LA Basin | 8 | Typical Event Day | SCE | 1-in-10 | 2029 | 22 |  |  |  | 90.175 | 1
| LCA | Outside LA Basin | 8 | Typical Event Day | SCE | 1-in-10 | 2029 | 23 |  |  |  | 87.575 | 1
| LCA | Outside LA Basin | 8 | Typical Event Day | SCE | 1-in-10 | 2029 | 24 |  |  |  | 85.675 | 1
| LCA | Outside LA Basin | 9 | Average Weekday | SCE | 1-in-10 | 2029 | 1 |  |  |  | 73.2714 | 1
| LCA | Outside LA Basin | 9 | Average Weekday | SCE | 1-in-10 | 2029 | 2 |  |  |  | 72.0395 | 1
| LCA | Outside LA Basin | 9 | Average Weekday | SCE | 1-in-10 | 2029 | 3 |  |  |  | 70.83 | 1
| LCA | Outside LA Basin | 9 | Average Weekday | SCE | 1-in-10 | 2029 | 4 |  |  |  | 69.7907 | 1
| LCA | Outside LA Basin | 9 | Average Weekday | SCE | 1-in-10 | 2029 | 5 |  |  |  | 68.7736 | 1
| LCA | Outside LA Basin | 9 | Average Weekday | SCE | 1-in-10 | 2029 | 6 |  |  |  | 68.0398 | 1
| LCA | Outside LA Basin | 9 | Average Weekday | SCE | 1-in-10 | 2029 | 7 |  |  |  | 67.2069 | 1
| LCA | Outside LA Basin | 9 | Average Weekday | SCE | 1-in-10 | 2029 | 8 |  |  |  | 66.6988 | 1
| LCA | Outside LA Basin | 9 | Average Weekday | SCE | 1-in-10 | 2029 | 9 |  |  |  | 68.4764 | 1
| LCA | Outside LA Basin | 9 | Average Weekday | SCE | 1-in-10 | 2029 | 10 |  |  |  | 71.8214 | 1
| LCA | Outside LA Basin | 9 | Average Weekday | SCE | 1-in-10 | 2029 | 11 |  |  |  | 75.5681 | 1
| LCA | Outside LA Basin | 9 | Average Weekday | SCE | 1-in-10 | 2029 | 12 |  |  |  | 79.2352 | 1
| LCA | Outside LA Basin | 9 | Average Weekday | SCE | 1-in-10 | 2029 | 13 |  |  |  | 82.4924 | 1
| LCA | Outside LA Basin | 9 | Average Weekday | SCE | 1-in-10 | 2029 | 14 |  |  |  | 84.8271 | 1
| LCA | Outside LA Basin | 9 | Average Weekday | SCE | 1-in-10 | 2029 | 15 |  |  |  | 86.1919 | 1
| LCA | Outside LA Basin | 9 | Average Weekday | SCE | 1-in-10 | 2029 | 16 |  |  |  | 86.9524 | 1
| LCA | Outside LA Basin | 9 | Average Weekday | SCE | 1-in-10 | 2029 | 17 |  |  |  | 86.8738 | 1
| LCA | Outside LA Basin | 9 | Average Weekday | SCE | 1-in-10 | 2029 | 18 |  |  |  | 86.2571 | 1
| LCA | Outside LA Basin | 9 | Average Weekday | SCE | 1-in-10 | 2029 | 19 |  |  |  | 84.831 | 1
| LCA | Outside LA Basin | 9 | Average Weekday | SCE | 1-in-10 | 2029 | 20 |  |  |  | 82.1579 | 1
| LCA | Outside LA Basin | 9 | Average Weekday | SCE | 1-in-10 | 2029 | 21 |  |  |  | 79.0379 | 1
| LCA | Outside LA Basin | 9 | Average Weekday | SCE | 1-in-10 | 2029 | 22 |  |  |  | 77.0352 | 1
| LCA | Outside LA Basin | 9 | Average Weekday | SCE | 1-in-10 | 2029 | 23 |  |  |  | 75.5752 | 1
| LCA | Outside LA Basin | 9 | Average Weekday | SCE | 1-in-10 | 2029 | 24 |  |  |  | 74.2107 | 1
| LCA | Outside LA Basin | 9 | Monthly System Peak Day | SCE | 1-in-10 | 2029 | 1 |  |  |  | 79.5 | 1
| LCA | Outside LA Basin | 9 | Monthly System Peak Day | SCE | 1-in-10 | 2029 | 2 |  |  |  | 77.9 | 1
| LCA | Outside LA Basin | 9 | Monthly System Peak Day | SCE | 1-in-10 | 2029 | 3 |  |  |  | 76.5 | 1
| LCA | Outside LA Basin | 9 | Monthly System Peak Day | SCE | 1-in-10 | 2029 | 4 |  |  |  | 74.7 | 1
| LCA | Outside LA Basin | 9 | Monthly System Peak Day | SCE | 1-in-10 | 2029 | 5 |  |  |  | 73.75 | 1
| LCA | Outside LA Basin | 9 | Monthly System Peak Day | SCE | 1-in-10 | 2029 | 6 |  |  |  | 72.2 | 1
| LCA | Outside LA Basin | 9 | Monthly System Peak Day | SCE | 1-in-10 | 2029 | 7 |  |  |  | 71.45 | 1
| LCA | Outside LA Basin | 9 | Monthly System Peak Day | SCE | 1-in-10 | 2029 | 8 |  |  |  | 71.6 | 1
| LCA | Outside LA Basin | 9 | Monthly System Peak Day | SCE | 1-in-10 | 2029 | 9 |  |  |  | 73.25 | 1
| LCA | Outside LA Basin | 9 | Monthly System Peak Day | SCE | 1-in-10 | 2029 | 10 |  |  |  | 75.2 | 1
| LCA | Outside LA Basin | 9 | Monthly System Peak Day | SCE | 1-in-10 | 2029 | 11 |  |  |  | 80.25 | 1
| LCA | Outside LA Basin | 9 | Monthly System Peak Day | SCE | 1-in-10 | 2029 | 12 |  |  |  | 84.15 | 1
| LCA | Outside LA Basin | 9 | Monthly System Peak Day | SCE | 1-in-10 | 2029 | 13 |  |  |  | 87.65 | 1
| LCA | Outside LA Basin | 9 | Monthly System Peak Day | SCE | 1-in-10 | 2029 | 14 |  |  |  | 90.95 | 1
| LCA | Outside LA Basin | 9 | Monthly System Peak Day | SCE | 1-in-10 | 2029 | 15 |  |  |  | 93.55 | 1
| LCA | Outside LA Basin | 9 | Monthly System Peak Day | SCE | 1-in-10 | 2029 | 16 |  |  |  | 95.3 | 1
| LCA | Outside LA Basin | 9 | Monthly System Peak Day | SCE | 1-in-10 | 2029 | 17 |  |  |  | 96.6 | 1
| LCA | Outside LA Basin | 9 | Monthly System Peak Day | SCE | 1-in-10 | 2029 | 18 |  |  |  | 96.9 | 1
| LCA | Outside LA Basin | 9 | Monthly System Peak Day | SCE | 1-in-10 | 2029 | 19 |  |  |  | 97.05 | 1
| LCA | Outside LA Basin | 9 | Monthly System Peak Day | SCE | 1-in-10 | 2029 | 20 |  |  |  | 91.4 | 1
| LCA | Outside LA Basin | 9 | Monthly System Peak Day | SCE | 1-in-10 | 2029 | 21 |  |  |  | 85.75 | 1
| LCA | Outside LA Basin | 9 | Monthly System Peak Day | SCE | 1-in-10 | 2029 | 22 |  |  |  | 84.1 | 1
| LCA | Outside LA Basin | 9 | Monthly System Peak Day | SCE | 1-in-10 | 2029 | 23 |  |  |  | 83.35 | 1
| LCA | Outside LA Basin | 9 | Monthly System Peak Day | SCE | 1-in-10 | 2029 | 24 |  |  |  | 81.75 | 1
| LCA | Outside LA Basin | 10 | Average Weekday | SCE | 1-in-10 | 2029 | 1 |  |  |  | 62.5382 | 1
| LCA | Outside LA Basin | 10 | Average Weekday | SCE | 1-in-10 | 2029 | 2 |  |  |  | 61.0664 | 1
| LCA | Outside LA Basin | 10 | Average Weekday | SCE | 1-in-10 | 2029 | 3 |  |  |  | 60.0332 | 1
| LCA | Outside LA Basin | 10 | Average Weekday | SCE | 1-in-10 | 2029 | 4 |  |  |  | 59.0907 | 1
| LCA | Outside LA Basin | 10 | Average Weekday | SCE | 1-in-10 | 2029 | 5 |  |  |  | 58.2989 | 1
| LCA | Outside LA Basin | 10 | Average Weekday | SCE | 1-in-10 | 2029 | 6 |  |  |  | 57.4659 | 1
| LCA | Outside LA Basin | 10 | Average Weekday | SCE | 1-in-10 | 2029 | 7 |  |  |  | 56.6016 | 1
| LCA | Outside LA Basin | 10 | Average Weekday | SCE | 1-in-10 | 2029 | 8 |  |  |  | 55.6959 | 1
| LCA | Outside LA Basin | 10 | Average Weekday | SCE | 1-in-10 | 2029 | 9 |  |  |  | 56.503 | 1
| LCA | Outside LA Basin | 10 | Average Weekday | SCE | 1-in-10 | 2029 | 10 |  |  |  | 59.8557 | 1
| LCA | Outside LA Basin | 10 | Average Weekday | SCE | 1-in-10 | 2029 | 11 |  |  |  | 63.7273 | 1
| LCA | Outside LA Basin | 10 | Average Weekday | SCE | 1-in-10 | 2029 | 12 |  |  |  | 67.4898 | 1
| LCA | Outside LA Basin | 10 | Average Weekday | SCE | 1-in-10 | 2029 | 13 |  |  |  | 70.7716 | 1
| LCA | Outside LA Basin | 10 | Average Weekday | SCE | 1-in-10 | 2029 | 14 |  |  |  | 73.0373 | 1
| LCA | Outside LA Basin | 10 | Average Weekday | SCE | 1-in-10 | 2029 | 15 |  |  |  | 74.6655 | 1
| LCA | Outside LA Basin | 10 | Average Weekday | SCE | 1-in-10 | 2029 | 16 |  |  |  | 75.9745 | 1
| LCA | Outside LA Basin | 10 | Average Weekday | SCE | 1-in-10 | 2029 | 17 |  |  |  | 76.725 | 1
| LCA | Outside LA Basin | 10 | Average Weekday | SCE | 1-in-10 | 2029 | 18 |  |  |  | 76.5223 | 1
| LCA | Outside LA Basin | 10 | Average Weekday | SCE | 1-in-10 | 2029 | 19 |  |  |  | 75.1059 | 1
| LCA | Outside LA Basin | 10 | Average Weekday | SCE | 1-in-10 | 2029 | 20 |  |  |  | 72.3875 | 1
| LCA | Outside LA Basin | 10 | Average Weekday | SCE | 1-in-10 | 2029 | 21 |  |  |  | 69.7325 | 1
| LCA | Outside LA Basin | 10 | Average Weekday | SCE | 1-in-10 | 2029 | 22 |  |  |  | 67.4148 | 1
| LCA | Outside LA Basin | 10 | Average Weekday | SCE | 1-in-10 | 2029 | 23 |  |  |  | 65.4232 | 1
| LCA | Outside LA Basin | 10 | Average Weekday | SCE | 1-in-10 | 2029 | 24 |  |  |  | 63.5841 | 1
| LCA | Outside LA Basin | 10 | Monthly System Peak Day | SCE | 1-in-10 | 2029 | 1 |  |  |  | 67.645 | 1
| LCA | Outside LA Basin | 10 | Monthly System Peak Day | SCE | 1-in-10 | 2029 | 2 |  |  |  | 66.01 | 1
| LCA | Outside LA Basin | 10 | Monthly System Peak Day | SCE | 1-in-10 | 2029 | 3 |  |  |  | 64.52 | 1
| LCA | Outside LA Basin | 10 | Monthly System Peak Day | SCE | 1-in-10 | 2029 | 4 |  |  |  | 63.57 | 1
| LCA | Outside LA Basin | 10 | Monthly System Peak Day | SCE | 1-in-10 | 2029 | 5 |  |  |  | 62.43 | 1
| LCA | Outside LA Basin | 10 | Monthly System Peak Day | SCE | 1-in-10 | 2029 | 6 |  |  |  | 61.84 | 1
| LCA | Outside LA Basin | 10 | Monthly System Peak Day | SCE | 1-in-10 | 2029 | 7 |  |  |  | 61.14 | 1
| LCA | Outside LA Basin | 10 | Monthly System Peak Day | SCE | 1-in-10 | 2029 | 8 |  |  |  | 59.705 | 1
| LCA | Outside LA Basin | 10 | Monthly System Peak Day | SCE | 1-in-10 | 2029 | 9 |  |  |  | 61.87 | 1
| LCA | Outside LA Basin | 10 | Monthly System Peak Day | SCE | 1-in-10 | 2029 | 10 |  |  |  | 66.2 | 1
| LCA | Outside LA Basin | 10 | Monthly System Peak Day | SCE | 1-in-10 | 2029 | 11 |  |  |  | 72.15 | 1
| LCA | Outside LA Basin | 10 | Monthly System Peak Day | SCE | 1-in-10 | 2029 | 12 |  |  |  | 76.5 | 1
| LCA | Outside LA Basin | 10 | Monthly System Peak Day | SCE | 1-in-10 | 2029 | 13 |  |  |  | 80.35 | 1
| LCA | Outside LA Basin | 10 | Monthly System Peak Day | SCE | 1-in-10 | 2029 | 14 |  |  |  | 83.25 | 1
| LCA | Outside LA Basin | 10 | Monthly System Peak Day | SCE | 1-in-10 | 2029 | 15 |  |  |  | 84.85 | 1
| LCA | Outside LA Basin | 10 | Monthly System Peak Day | SCE | 1-in-10 | 2029 | 16 |  |  |  | 85.65 | 1
| LCA | Outside LA Basin | 10 | Monthly System Peak Day | SCE | 1-in-10 | 2029 | 17 |  |  |  | 86.35 | 1
| LCA | Outside LA Basin | 10 | Monthly System Peak Day | SCE | 1-in-10 | 2029 | 18 |  |  |  | 86.1 | 1
| LCA | Outside LA Basin | 10 | Monthly System Peak Day | SCE | 1-in-10 | 2029 | 19 |  |  |  | 84.85 | 1
| LCA | Outside LA Basin | 10 | Monthly System Peak Day | SCE | 1-in-10 | 2029 | 20 |  |  |  | 81.7 | 1
| LCA | Outside LA Basin | 10 | Monthly System Peak Day | SCE | 1-in-10 | 2029 | 21 |  |  |  | 78.85 | 1
| LCA | Outside LA Basin | 10 | Monthly System Peak Day | SCE | 1-in-10 | 2029 | 22 |  |  |  | 75.6 | 1
| LCA | Outside LA Basin | 10 | Monthly System Peak Day | SCE | 1-in-10 | 2029 | 23 |  |  |  | 72.36 | 1
| LCA | Outside LA Basin | 10 | Monthly System Peak Day | SCE | 1-in-10 | 2029 | 24 |  |  |  | 69.945 | 1
| LCA | Outside LA Basin | 11 | Average Weekday | SCE | 1-in-10 | 2029 | 1 |  |  |  | 48.647 | 1
| LCA | Outside LA Basin | 11 | Average Weekday | SCE | 1-in-10 | 2029 | 2 |  |  |  | 47.7205 | 1
| LCA | Outside LA Basin | 11 | Average Weekday | SCE | 1-in-10 | 2029 | 3 |  |  |  | 46.8493 | 1
| LCA | Outside LA Basin | 11 | Average Weekday | SCE | 1-in-10 | 2029 | 4 |  |  |  | 45.989 | 1
| LCA | Outside LA Basin | 11 | Average Weekday | SCE | 1-in-10 | 2029 | 5 |  |  |  | 44.8828 | 1
| LCA | Outside LA Basin | 11 | Average Weekday | SCE | 1-in-10 | 2029 | 6 |  |  |  | 44.4422 | 1
| LCA | Outside LA Basin | 11 | Average Weekday | SCE | 1-in-10 | 2029 | 7 |  |  |  | 43.9943 | 1
| LCA | Outside LA Basin | 11 | Average Weekday | SCE | 1-in-10 | 2029 | 8 |  |  |  | 43.3273 | 1
| LCA | Outside LA Basin | 11 | Average Weekday | SCE | 1-in-10 | 2029 | 9 |  |  |  | 45.0895 | 1
| LCA | Outside LA Basin | 11 | Average Weekday | SCE | 1-in-10 | 2029 | 10 |  |  |  | 48.7855 | 1
| LCA | Outside LA Basin | 11 | Average Weekday | SCE | 1-in-10 | 2029 | 11 |  |  |  | 53.3245 | 1
| LCA | Outside LA Basin | 11 | Average Weekday | SCE | 1-in-10 | 2029 | 12 |  |  |  | 56.9492 | 1
| LCA | Outside LA Basin | 11 | Average Weekday | SCE | 1-in-10 | 2029 | 13 |  |  |  | 59.6953 | 1
| LCA | Outside LA Basin | 11 | Average Weekday | SCE | 1-in-10 | 2029 | 14 |  |  |  | 61.718 | 1
| LCA | Outside LA Basin | 11 | Average Weekday | SCE | 1-in-10 | 2029 | 15 |  |  |  | 63.0428 | 1
| LCA | Outside LA Basin | 11 | Average Weekday | SCE | 1-in-10 | 2029 | 16 |  |  |  | 63.7298 | 1
| LCA | Outside LA Basin | 11 | Average Weekday | SCE | 1-in-10 | 2029 | 17 |  |  |  | 63.354 | 1
| LCA | Outside LA Basin | 11 | Average Weekday | SCE | 1-in-10 | 2029 | 18 |  |  |  | 61.6932 | 1
| LCA | Outside LA Basin | 11 | Average Weekday | SCE | 1-in-10 | 2029 | 19 |  |  |  | 59.455 | 1
| LCA | Outside LA Basin | 11 | Average Weekday | SCE | 1-in-10 | 2029 | 20 |  |  |  | 57.21 | 1
| LCA | Outside LA Basin | 11 | Average Weekday | SCE | 1-in-10 | 2029 | 21 |  |  |  | 55.0407 | 1
| LCA | Outside LA Basin | 11 | Average Weekday | SCE | 1-in-10 | 2029 | 22 |  |  |  | 53.1768 | 1
| LCA | Outside LA Basin | 11 | Average Weekday | SCE | 1-in-10 | 2029 | 23 |  |  |  | 51.5067 | 1
| LCA | Outside LA Basin | 11 | Average Weekday | SCE | 1-in-10 | 2029 | 24 |  |  |  | 49.9837 | 1
| LCA | Outside LA Basin | 11 | Monthly System Peak Day | SCE | 1-in-10 | 2029 | 1 |  |  |  | 61.11 | 1
| LCA | Outside LA Basin | 11 | Monthly System Peak Day | SCE | 1-in-10 | 2029 | 2 |  |  |  | 58.92 | 1
| LCA | Outside LA Basin | 11 | Monthly System Peak Day | SCE | 1-in-10 | 2029 | 3 |  |  |  | 57.91 | 1
| LCA | Outside LA Basin | 11 | Monthly System Peak Day | SCE | 1-in-10 | 2029 | 4 |  |  |  | 56.85 | 1
| LCA | Outside LA Basin | 11 | Monthly System Peak Day | SCE | 1-in-10 | 2029 | 5 |  |  |  | 55.58 | 1
| LCA | Outside LA Basin | 11 | Monthly System Peak Day | SCE | 1-in-10 | 2029 | 6 |  |  |  | 55.2 | 1
| LCA | Outside LA Basin | 11 | Monthly System Peak Day | SCE | 1-in-10 | 2029 | 7 |  |  |  | 53.28 | 1
| LCA | Outside LA Basin | 11 | Monthly System Peak Day | SCE | 1-in-10 | 2029 | 8 |  |  |  | 52.31 | 1
| LCA | Outside LA Basin | 11 | Monthly System Peak Day | SCE | 1-in-10 | 2029 | 9 |  |  |  | 54.805 | 1
| LCA | Outside LA Basin | 11 | Monthly System Peak Day | SCE | 1-in-10 | 2029 | 10 |  |  |  | 58.14 | 1
| LCA | Outside LA Basin | 11 | Monthly System Peak Day | SCE | 1-in-10 | 2029 | 11 |  |  |  | 62.965 | 1
| LCA | Outside LA Basin | 11 | Monthly System Peak Day | SCE | 1-in-10 | 2029 | 12 |  |  |  | 67.765 | 1
| LCA | Outside LA Basin | 11 | Monthly System Peak Day | SCE | 1-in-10 | 2029 | 13 |  |  |  | 72 | 1
| LCA | Outside LA Basin | 11 | Monthly System Peak Day | SCE | 1-in-10 | 2029 | 14 |  |  |  | 75.65 | 1
| LCA | Outside LA Basin | 11 | Monthly System Peak Day | SCE | 1-in-10 | 2029 | 15 |  |  |  | 77.6 | 1
| LCA | Outside LA Basin | 11 | Monthly System Peak Day | SCE | 1-in-10 | 2029 | 16 |  |  |  | 79.2 | 1
| LCA | Outside LA Basin | 11 | Monthly System Peak Day | SCE | 1-in-10 | 2029 | 17 |  |  |  | 79.45 | 1
| LCA | Outside LA Basin | 11 | Monthly System Peak Day | SCE | 1-in-10 | 2029 | 18 |  |  |  | 77.6 | 1
| LCA | Outside LA Basin | 11 | Monthly System Peak Day | SCE | 1-in-10 | 2029 | 19 |  |  |  | 75.55 | 1
| LCA | Outside LA Basin | 11 | Monthly System Peak Day | SCE | 1-in-10 | 2029 | 20 |  |  |  | 73.3 | 1
| LCA | Outside LA Basin | 11 | Monthly System Peak Day | SCE | 1-in-10 | 2029 | 21 |  |  |  | 71.135 | 1
| LCA | Outside LA Basin | 11 | Monthly System Peak Day | SCE | 1-in-10 | 2029 | 22 |  |  |  | 67.28 | 1
| LCA | Outside LA Basin | 11 | Monthly System Peak Day | SCE | 1-in-10 | 2029 | 23 |  |  |  | 63.96 | 1
| LCA | Outside LA Basin | 11 | Monthly System Peak Day | SCE | 1-in-10 | 2029 | 24 |  |  |  | 63.405 | 1
| LCA | Outside LA Basin | 12 | Average Weekday | SCE | 1-in-10 | 2029 | 1 |  |  |  | 40.398 | 1
| LCA | Outside LA Basin | 12 | Average Weekday | SCE | 1-in-10 | 2029 | 2 |  |  |  | 39.5455 | 1
| LCA | Outside LA Basin | 12 | Average Weekday | SCE | 1-in-10 | 2029 | 3 |  |  |  | 38.7609 | 1
| LCA | Outside LA Basin | 12 | Average Weekday | SCE | 1-in-10 | 2029 | 4 |  |  |  | 37.7339 | 1
| LCA | Outside LA Basin | 12 | Average Weekday | SCE | 1-in-10 | 2029 | 5 |  |  |  | 37.2995 | 1
| LCA | Outside LA Basin | 12 | Average Weekday | SCE | 1-in-10 | 2029 | 6 |  |  |  | 36.8241 | 1
| LCA | Outside LA Basin | 12 | Average Weekday | SCE | 1-in-10 | 2029 | 7 |  |  |  | 36.2768 | 1
| LCA | Outside LA Basin | 12 | Average Weekday | SCE | 1-in-10 | 2029 | 8 |  |  |  | 36.0336 | 1
| LCA | Outside LA Basin | 12 | Average Weekday | SCE | 1-in-10 | 2029 | 9 |  |  |  | 36.7918 | 1
| LCA | Outside LA Basin | 12 | Average Weekday | SCE | 1-in-10 | 2029 | 10 |  |  |  | 39.5814 | 1
| LCA | Outside LA Basin | 12 | Average Weekday | SCE | 1-in-10 | 2029 | 11 |  |  |  | 43.0255 | 1
| LCA | Outside LA Basin | 12 | Average Weekday | SCE | 1-in-10 | 2029 | 12 |  |  |  | 46.6168 | 1
| LCA | Outside LA Basin | 12 | Average Weekday | SCE | 1-in-10 | 2029 | 13 |  |  |  | 49.3382 | 1
| LCA | Outside LA Basin | 12 | Average Weekday | SCE | 1-in-10 | 2029 | 14 |  |  |  | 51.1477 | 1
| LCA | Outside LA Basin | 12 | Average Weekday | SCE | 1-in-10 | 2029 | 15 |  |  |  | 52.4968 | 1
| LCA | Outside LA Basin | 12 | Average Weekday | SCE | 1-in-10 | 2029 | 16 |  |  |  | 53.0714 | 1
| LCA | Outside LA Basin | 12 | Average Weekday | SCE | 1-in-10 | 2029 | 17 |  |  |  | 52.6602 | 1
| LCA | Outside LA Basin | 12 | Average Weekday | SCE | 1-in-10 | 2029 | 18 |  |  |  | 51.0016 | 1
| LCA | Outside LA Basin | 12 | Average Weekday | SCE | 1-in-10 | 2029 | 19 |  |  |  | 48.7041 | 1
| LCA | Outside LA Basin | 12 | Average Weekday | SCE | 1-in-10 | 2029 | 20 |  |  |  | 46.6457 | 1
| LCA | Outside LA Basin | 12 | Average Weekday | SCE | 1-in-10 | 2029 | 21 |  |  |  | 44.8414 | 1
| LCA | Outside LA Basin | 12 | Average Weekday | SCE | 1-in-10 | 2029 | 22 |  |  |  | 43.4352 | 1
| LCA | Outside LA Basin | 12 | Average Weekday | SCE | 1-in-10 | 2029 | 23 |  |  |  | 42.3977 | 1
| LCA | Outside LA Basin | 12 | Average Weekday | SCE | 1-in-10 | 2029 | 24 |  |  |  | 41.2248 | 1
| LCA | Outside LA Basin | 12 | Monthly System Peak Day | SCE | 1-in-10 | 2029 | 1 |  |  |  | 33.79 | 1
| LCA | Outside LA Basin | 12 | Monthly System Peak Day | SCE | 1-in-10 | 2029 | 2 |  |  |  | 33.475 | 1
| LCA | Outside LA Basin | 12 | Monthly System Peak Day | SCE | 1-in-10 | 2029 | 3 |  |  |  | 33.515 | 1
| LCA | Outside LA Basin | 12 | Monthly System Peak Day | SCE | 1-in-10 | 2029 | 4 |  |  |  | 32.57 | 1
| LCA | Outside LA Basin | 12 | Monthly System Peak Day | SCE | 1-in-10 | 2029 | 5 |  |  |  | 30.67 | 1
| LCA | Outside LA Basin | 12 | Monthly System Peak Day | SCE | 1-in-10 | 2029 | 6 |  |  |  | 30.16 | 1
| LCA | Outside LA Basin | 12 | Monthly System Peak Day | SCE | 1-in-10 | 2029 | 7 |  |  |  | 29.39 | 1
| LCA | Outside LA Basin | 12 | Monthly System Peak Day | SCE | 1-in-10 | 2029 | 8 |  |  |  | 29.51 | 1
| LCA | Outside LA Basin | 12 | Monthly System Peak Day | SCE | 1-in-10 | 2029 | 9 |  |  |  | 30.635 | 1
| LCA | Outside LA Basin | 12 | Monthly System Peak Day | SCE | 1-in-10 | 2029 | 10 |  |  |  | 33.045 | 1
| LCA | Outside LA Basin | 12 | Monthly System Peak Day | SCE | 1-in-10 | 2029 | 11 |  |  |  | 35.745 | 1
| LCA | Outside LA Basin | 12 | Monthly System Peak Day | SCE | 1-in-10 | 2029 | 12 |  |  |  | 38.525 | 1
| LCA | Outside LA Basin | 12 | Monthly System Peak Day | SCE | 1-in-10 | 2029 | 13 |  |  |  | 40.32 | 1
| LCA | Outside LA Basin | 12 | Monthly System Peak Day | SCE | 1-in-10 | 2029 | 14 |  |  |  | 41.525 | 1
| LCA | Outside LA Basin | 12 | Monthly System Peak Day | SCE | 1-in-10 | 2029 | 15 |  |  |  | 42.765 | 1
| LCA | Outside LA Basin | 12 | Monthly System Peak Day | SCE | 1-in-10 | 2029 | 16 |  |  |  | 42.995 | 1
| LCA | Outside LA Basin | 12 | Monthly System Peak Day | SCE | 1-in-10 | 2029 | 17 |  |  |  | 42.795 | 1
| LCA | Outside LA Basin | 12 | Monthly System Peak Day | SCE | 1-in-10 | 2029 | 18 |  |  |  | 41.155 | 1
| LCA | Outside LA Basin | 12 | Monthly System Peak Day | SCE | 1-in-10 | 2029 | 19 |  |  |  | 39.55 | 1
| LCA | Outside LA Basin | 12 | Monthly System Peak Day | SCE | 1-in-10 | 2029 | 20 |  |  |  | 37.835 | 1
| LCA | Outside LA Basin | 12 | Monthly System Peak Day | SCE | 1-in-10 | 2029 | 21 |  |  |  | 36.285 | 1
| LCA | Outside LA Basin | 12 | Monthly System Peak Day | SCE | 1-in-10 | 2029 | 22 |  |  |  | 34.14 | 1
| LCA | Outside LA Basin | 12 | Monthly System Peak Day | SCE | 1-in-10 | 2029 | 23 |  |  |  | 33.19 | 1
| LCA | Outside LA Basin | 12 | Monthly System Peak Day | SCE | 1-in-10 | 2029 | 24 |  |  |  | 32.61 | 1
| LCA | Outside LA Basin | 1 | Average Weekday | SCE | 1-in-10 | 2030 | 1 |  |  |  | 41.4145 | 1
| LCA | Outside LA Basin | 1 | Average Weekday | SCE | 1-in-10 | 2030 | 2 |  |  |  | 40.5845 | 1
| LCA | Outside LA Basin | 1 | Average Weekday | SCE | 1-in-10 | 2030 | 3 |  |  |  | 39.9579 | 1
| LCA | Outside LA Basin | 1 | Average Weekday | SCE | 1-in-10 | 2030 | 4 |  |  |  | 39.229 | 1
| LCA | Outside LA Basin | 1 | Average Weekday | SCE | 1-in-10 | 2030 | 5 |  |  |  | 38.5993 | 1
| LCA | Outside LA Basin | 1 | Average Weekday | SCE | 1-in-10 | 2030 | 6 |  |  |  | 37.9431 | 1
| LCA | Outside LA Basin | 1 | Average Weekday | SCE | 1-in-10 | 2030 | 7 |  |  |  | 37.7102 | 1
| LCA | Outside LA Basin | 1 | Average Weekday | SCE | 1-in-10 | 2030 | 8 |  |  |  | 37.1905 | 1
| LCA | Outside LA Basin | 1 | Average Weekday | SCE | 1-in-10 | 2030 | 9 |  |  |  | 37.7848 | 1
| LCA | Outside LA Basin | 1 | Average Weekday | SCE | 1-in-10 | 2030 | 10 |  |  |  | 40.409 | 1
| LCA | Outside LA Basin | 1 | Average Weekday | SCE | 1-in-10 | 2030 | 11 |  |  |  | 43.2469 | 1
| LCA | Outside LA Basin | 1 | Average Weekday | SCE | 1-in-10 | 2030 | 12 |  |  |  | 46.0912 | 1
| LCA | Outside LA Basin | 1 | Average Weekday | SCE | 1-in-10 | 2030 | 13 |  |  |  | 48.4019 | 1
| LCA | Outside LA Basin | 1 | Average Weekday | SCE | 1-in-10 | 2030 | 14 |  |  |  | 50.0333 | 1
| LCA | Outside LA Basin | 1 | Average Weekday | SCE | 1-in-10 | 2030 | 15 |  |  |  | 51.2288 | 1
| LCA | Outside LA Basin | 1 | Average Weekday | SCE | 1-in-10 | 2030 | 16 |  |  |  | 51.8621 | 1
| LCA | Outside LA Basin | 1 | Average Weekday | SCE | 1-in-10 | 2030 | 17 |  |  |  | 51.7036 | 1
| LCA | Outside LA Basin | 1 | Average Weekday | SCE | 1-in-10 | 2030 | 18 |  |  |  | 50.5816 | 1
| LCA | Outside LA Basin | 1 | Average Weekday | SCE | 1-in-10 | 2030 | 19 |  |  |  | 48.6288 | 1
| LCA | Outside LA Basin | 1 | Average Weekday | SCE | 1-in-10 | 2030 | 20 |  |  |  | 46.9326 | 1
| LCA | Outside LA Basin | 1 | Average Weekday | SCE | 1-in-10 | 2030 | 21 |  |  |  | 45.2417 | 1
| LCA | Outside LA Basin | 1 | Average Weekday | SCE | 1-in-10 | 2030 | 22 |  |  |  | 43.8821 | 1
| LCA | Outside LA Basin | 1 | Average Weekday | SCE | 1-in-10 | 2030 | 23 |  |  |  | 42.855 | 1
| LCA | Outside LA Basin | 1 | Average Weekday | SCE | 1-in-10 | 2030 | 24 |  |  |  | 42.0314 | 1
| LCA | Outside LA Basin | 1 | Monthly System Peak Day | SCE | 1-in-10 | 2030 | 1 |  |  |  | 35.735 | 1
| LCA | Outside LA Basin | 1 | Monthly System Peak Day | SCE | 1-in-10 | 2030 | 2 |  |  |  | 35.16 | 1
| LCA | Outside LA Basin | 1 | Monthly System Peak Day | SCE | 1-in-10 | 2030 | 3 |  |  |  | 34.755 | 1
| LCA | Outside LA Basin | 1 | Monthly System Peak Day | SCE | 1-in-10 | 2030 | 4 |  |  |  | 33.87 | 1
| LCA | Outside LA Basin | 1 | Monthly System Peak Day | SCE | 1-in-10 | 2030 | 5 |  |  |  | 32.97 | 1
| LCA | Outside LA Basin | 1 | Monthly System Peak Day | SCE | 1-in-10 | 2030 | 6 |  |  |  | 33.06 | 1
| LCA | Outside LA Basin | 1 | Monthly System Peak Day | SCE | 1-in-10 | 2030 | 7 |  |  |  | 32.555 | 1
| LCA | Outside LA Basin | 1 | Monthly System Peak Day | SCE | 1-in-10 | 2030 | 8 |  |  |  | 31.68 | 1
| LCA | Outside LA Basin | 1 | Monthly System Peak Day | SCE | 1-in-10 | 2030 | 9 |  |  |  | 32.175 | 1
| LCA | Outside LA Basin | 1 | Monthly System Peak Day | SCE | 1-in-10 | 2030 | 10 |  |  |  | 33.98 | 1
| LCA | Outside LA Basin | 1 | Monthly System Peak Day | SCE | 1-in-10 | 2030 | 11 |  |  |  | 36.115 | 1
| LCA | Outside LA Basin | 1 | Monthly System Peak Day | SCE | 1-in-10 | 2030 | 12 |  |  |  | 37.535 | 1
| LCA | Outside LA Basin | 1 | Monthly System Peak Day | SCE | 1-in-10 | 2030 | 13 |  |  |  | 37.91 | 1
| LCA | Outside LA Basin | 1 | Monthly System Peak Day | SCE | 1-in-10 | 2030 | 14 |  |  |  | 38.645 | 1
| LCA | Outside LA Basin | 1 | Monthly System Peak Day | SCE | 1-in-10 | 2030 | 15 |  |  |  | 38.765 | 1
| LCA | Outside LA Basin | 1 | Monthly System Peak Day | SCE | 1-in-10 | 2030 | 16 |  |  |  | 38.895 | 1
| LCA | Outside LA Basin | 1 | Monthly System Peak Day | SCE | 1-in-10 | 2030 | 17 |  |  |  | 39.761 | 1
| LCA | Outside LA Basin | 1 | Monthly System Peak Day | SCE | 1-in-10 | 2030 | 18 |  |  |  | 39.029 | 1
| LCA | Outside LA Basin | 1 | Monthly System Peak Day | SCE | 1-in-10 | 2030 | 19 |  |  |  | 38.57 | 1
| LCA | Outside LA Basin | 1 | Monthly System Peak Day | SCE | 1-in-10 | 2030 | 20 |  |  |  | 37.71 | 1
| LCA | Outside LA Basin | 1 | Monthly System Peak Day | SCE | 1-in-10 | 2030 | 21 |  |  |  | 36.345 | 1
| LCA | Outside LA Basin | 1 | Monthly System Peak Day | SCE | 1-in-10 | 2030 | 22 |  |  |  | 35.76 | 1
| LCA | Outside LA Basin | 1 | Monthly System Peak Day | SCE | 1-in-10 | 2030 | 23 |  |  |  | 35.12 | 1
| LCA | Outside LA Basin | 1 | Monthly System Peak Day | SCE | 1-in-10 | 2030 | 24 |  |  |  | 35.105 | 1
| LCA | Outside LA Basin | 2 | Average Weekday | SCE | 1-in-10 | 2030 | 1 |  |  |  | 45.9558 | 1
| LCA | Outside LA Basin | 2 | Average Weekday | SCE | 1-in-10 | 2030 | 2 |  |  |  | 44.7022 | 1
| LCA | Outside LA Basin | 2 | Average Weekday | SCE | 1-in-10 | 2030 | 3 |  |  |  | 43.7924 | 1
| LCA | Outside LA Basin | 2 | Average Weekday | SCE | 1-in-10 | 2030 | 4 |  |  |  | 42.7732 | 1
| LCA | Outside LA Basin | 2 | Average Weekday | SCE | 1-in-10 | 2030 | 5 |  |  |  | 41.6949 | 1
| LCA | Outside LA Basin | 2 | Average Weekday | SCE | 1-in-10 | 2030 | 6 |  |  |  | 40.9075 | 1
| LCA | Outside LA Basin | 2 | Average Weekday | SCE | 1-in-10 | 2030 | 7 |  |  |  | 39.948 | 1
| LCA | Outside LA Basin | 2 | Average Weekday | SCE | 1-in-10 | 2030 | 8 |  |  |  | 39.7246 | 1
| LCA | Outside LA Basin | 2 | Average Weekday | SCE | 1-in-10 | 2030 | 9 |  |  |  | 41.8041 | 1
| LCA | Outside LA Basin | 2 | Average Weekday | SCE | 1-in-10 | 2030 | 10 |  |  |  | 45.7056 | 1
| LCA | Outside LA Basin | 2 | Average Weekday | SCE | 1-in-10 | 2030 | 11 |  |  |  | 50.2948 | 1
| LCA | Outside LA Basin | 2 | Average Weekday | SCE | 1-in-10 | 2030 | 12 |  |  |  | 54.1796 | 1
| LCA | Outside LA Basin | 2 | Average Weekday | SCE | 1-in-10 | 2030 | 13 |  |  |  | 56.9636 | 1
| LCA | Outside LA Basin | 2 | Average Weekday | SCE | 1-in-10 | 2030 | 14 |  |  |  | 58.9565 | 1
| LCA | Outside LA Basin | 2 | Average Weekday | SCE | 1-in-10 | 2030 | 15 |  |  |  | 60.4807 | 1
| LCA | Outside LA Basin | 2 | Average Weekday | SCE | 1-in-10 | 2030 | 16 |  |  |  | 61.3261 | 1
| LCA | Outside LA Basin | 2 | Average Weekday | SCE | 1-in-10 | 2030 | 17 |  |  |  | 61.5871 | 1
| LCA | Outside LA Basin | 2 | Average Weekday | SCE | 1-in-10 | 2030 | 18 |  |  |  | 60.9005 | 1
| LCA | Outside LA Basin | 2 | Average Weekday | SCE | 1-in-10 | 2030 | 19 |  |  |  | 58.4504 | 1
| LCA | Outside LA Basin | 2 | Average Weekday | SCE | 1-in-10 | 2030 | 20 |  |  |  | 55.5421 | 1
| LCA | Outside LA Basin | 2 | Average Weekday | SCE | 1-in-10 | 2030 | 21 |  |  |  | 52.9146 | 1
| LCA | Outside LA Basin | 2 | Average Weekday | SCE | 1-in-10 | 2030 | 22 |  |  |  | 50.6159 | 1
| LCA | Outside LA Basin | 2 | Average Weekday | SCE | 1-in-10 | 2030 | 23 |  |  |  | 48.8713 | 1
| LCA | Outside LA Basin | 2 | Average Weekday | SCE | 1-in-10 | 2030 | 24 |  |  |  | 47.3322 | 1
| LCA | Outside LA Basin | 2 | Monthly System Peak Day | SCE | 1-in-10 | 2030 | 1 |  |  |  | 52.155 | 1
| LCA | Outside LA Basin | 2 | Monthly System Peak Day | SCE | 1-in-10 | 2030 | 2 |  |  |  | 52.18 | 1
| LCA | Outside LA Basin | 2 | Monthly System Peak Day | SCE | 1-in-10 | 2030 | 3 |  |  |  | 50.84 | 1
| LCA | Outside LA Basin | 2 | Monthly System Peak Day | SCE | 1-in-10 | 2030 | 4 |  |  |  | 48.375 | 1
| LCA | Outside LA Basin | 2 | Monthly System Peak Day | SCE | 1-in-10 | 2030 | 5 |  |  |  | 47.455 | 1
| LCA | Outside LA Basin | 2 | Monthly System Peak Day | SCE | 1-in-10 | 2030 | 6 |  |  |  | 45.88 | 1
| LCA | Outside LA Basin | 2 | Monthly System Peak Day | SCE | 1-in-10 | 2030 | 7 |  |  |  | 44.245 | 1
| LCA | Outside LA Basin | 2 | Monthly System Peak Day | SCE | 1-in-10 | 2030 | 8 |  |  |  | 45.215 | 1
| LCA | Outside LA Basin | 2 | Monthly System Peak Day | SCE | 1-in-10 | 2030 | 9 |  |  |  | 47.575 | 1
| LCA | Outside LA Basin | 2 | Monthly System Peak Day | SCE | 1-in-10 | 2030 | 10 |  |  |  | 52.8 | 1
| LCA | Outside LA Basin | 2 | Monthly System Peak Day | SCE | 1-in-10 | 2030 | 11 |  |  |  | 57.59 | 1
| LCA | Outside LA Basin | 2 | Monthly System Peak Day | SCE | 1-in-10 | 2030 | 12 |  |  |  | 63.86 | 1
| LCA | Outside LA Basin | 2 | Monthly System Peak Day | SCE | 1-in-10 | 2030 | 13 |  |  |  | 66.87 | 1
| LCA | Outside LA Basin | 2 | Monthly System Peak Day | SCE | 1-in-10 | 2030 | 14 |  |  |  | 68.765 | 1
| LCA | Outside LA Basin | 2 | Monthly System Peak Day | SCE | 1-in-10 | 2030 | 15 |  |  |  | 70.25 | 1
| LCA | Outside LA Basin | 2 | Monthly System Peak Day | SCE | 1-in-10 | 2030 | 16 |  |  |  | 72.2775 | 1
| LCA | Outside LA Basin | 2 | Monthly System Peak Day | SCE | 1-in-10 | 2030 | 17 |  |  |  | 72.785 | 1
| LCA | Outside LA Basin | 2 | Monthly System Peak Day | SCE | 1-in-10 | 2030 | 18 |  |  |  | 72.455 | 1
| LCA | Outside LA Basin | 2 | Monthly System Peak Day | SCE | 1-in-10 | 2030 | 19 |  |  |  | 70.59 | 1
| LCA | Outside LA Basin | 2 | Monthly System Peak Day | SCE | 1-in-10 | 2030 | 20 |  |  |  | 67.3775 | 1
| LCA | Outside LA Basin | 2 | Monthly System Peak Day | SCE | 1-in-10 | 2030 | 21 |  |  |  | 62.16 | 1
| LCA | Outside LA Basin | 2 | Monthly System Peak Day | SCE | 1-in-10 | 2030 | 22 |  |  |  | 57.4 | 1
| LCA | Outside LA Basin | 2 | Monthly System Peak Day | SCE | 1-in-10 | 2030 | 23 |  |  |  | 55.86 | 1
| LCA | Outside LA Basin | 2 | Monthly System Peak Day | SCE | 1-in-10 | 2030 | 24 |  |  |  | 54.205 | 1
| LCA | Outside LA Basin | 3 | Average Weekday | SCE | 1-in-10 | 2030 | 1 |  |  |  | 54.0523 | 1
| LCA | Outside LA Basin | 3 | Average Weekday | SCE | 1-in-10 | 2030 | 2 |  |  |  | 52.6784 | 1
| LCA | Outside LA Basin | 3 | Average Weekday | SCE | 1-in-10 | 2030 | 3 |  |  |  | 51.3028 | 1
| LCA | Outside LA Basin | 3 | Average Weekday | SCE | 1-in-10 | 2030 | 4 |  |  |  | 50.2455 | 1
| LCA | Outside LA Basin | 3 | Average Weekday | SCE | 1-in-10 | 2030 | 5 |  |  |  | 49.2295 | 1
| LCA | Outside LA Basin | 3 | Average Weekday | SCE | 1-in-10 | 2030 | 6 |  |  |  | 48.2559 | 1
| LCA | Outside LA Basin | 3 | Average Weekday | SCE | 1-in-10 | 2030 | 7 |  |  |  | 47.418 | 1
| LCA | Outside LA Basin | 3 | Average Weekday | SCE | 1-in-10 | 2030 | 8 |  |  |  | 46.825 | 1
| LCA | Outside LA Basin | 3 | Average Weekday | SCE | 1-in-10 | 2030 | 9 |  |  |  | 48.5149 | 1
| LCA | Outside LA Basin | 3 | Average Weekday | SCE | 1-in-10 | 2030 | 10 |  |  |  | 52.1885 | 1
| LCA | Outside LA Basin | 3 | Average Weekday | SCE | 1-in-10 | 2030 | 11 |  |  |  | 56.4999 | 1
| LCA | Outside LA Basin | 3 | Average Weekday | SCE | 1-in-10 | 2030 | 12 |  |  |  | 60.6416 | 1
| LCA | Outside LA Basin | 3 | Average Weekday | SCE | 1-in-10 | 2030 | 13 |  |  |  | 64.1095 | 1
| LCA | Outside LA Basin | 3 | Average Weekday | SCE | 1-in-10 | 2030 | 14 |  |  |  | 66.4786 | 1
| LCA | Outside LA Basin | 3 | Average Weekday | SCE | 1-in-10 | 2030 | 15 |  |  |  | 68.0112 | 1
| LCA | Outside LA Basin | 3 | Average Weekday | SCE | 1-in-10 | 2030 | 16 |  |  |  | 69.032 | 1
| LCA | Outside LA Basin | 3 | Average Weekday | SCE | 1-in-10 | 2030 | 17 |  |  |  | 69.5137 | 1
| LCA | Outside LA Basin | 3 | Average Weekday | SCE | 1-in-10 | 2030 | 18 |  |  |  | 69.0464 | 1
| LCA | Outside LA Basin | 3 | Average Weekday | SCE | 1-in-10 | 2030 | 19 |  |  |  | 67.6946 | 1
| LCA | Outside LA Basin | 3 | Average Weekday | SCE | 1-in-10 | 2030 | 20 |  |  |  | 65.3057 | 1
| LCA | Outside LA Basin | 3 | Average Weekday | SCE | 1-in-10 | 2030 | 21 |  |  |  | 62.4833 | 1
| LCA | Outside LA Basin | 3 | Average Weekday | SCE | 1-in-10 | 2030 | 22 |  |  |  | 60.0205 | 1
| LCA | Outside LA Basin | 3 | Average Weekday | SCE | 1-in-10 | 2030 | 23 |  |  |  | 58.1078 | 1
| LCA | Outside LA Basin | 3 | Average Weekday | SCE | 1-in-10 | 2030 | 24 |  |  |  | 56.5318 | 1
| LCA | Outside LA Basin | 3 | Monthly System Peak Day | SCE | 1-in-10 | 2030 | 1 |  |  |  | 61.565 | 1
| LCA | Outside LA Basin | 3 | Monthly System Peak Day | SCE | 1-in-10 | 2030 | 2 |  |  |  | 60.16 | 1
| LCA | Outside LA Basin | 3 | Monthly System Peak Day | SCE | 1-in-10 | 2030 | 3 |  |  |  | 58.335 | 1
| LCA | Outside LA Basin | 3 | Monthly System Peak Day | SCE | 1-in-10 | 2030 | 4 |  |  |  | 56.78 | 1
| LCA | Outside LA Basin | 3 | Monthly System Peak Day | SCE | 1-in-10 | 2030 | 5 |  |  |  | 55.76 | 1
| LCA | Outside LA Basin | 3 | Monthly System Peak Day | SCE | 1-in-10 | 2030 | 6 |  |  |  | 54.355 | 1
| LCA | Outside LA Basin | 3 | Monthly System Peak Day | SCE | 1-in-10 | 2030 | 7 |  |  |  | 54.3 | 1
| LCA | Outside LA Basin | 3 | Monthly System Peak Day | SCE | 1-in-10 | 2030 | 8 |  |  |  | 53.39 | 1
| LCA | Outside LA Basin | 3 | Monthly System Peak Day | SCE | 1-in-10 | 2030 | 9 |  |  |  | 54.6 | 1
| LCA | Outside LA Basin | 3 | Monthly System Peak Day | SCE | 1-in-10 | 2030 | 10 |  |  |  | 58.64 | 1
| LCA | Outside LA Basin | 3 | Monthly System Peak Day | SCE | 1-in-10 | 2030 | 11 |  |  |  | 65.79 | 1
| LCA | Outside LA Basin | 3 | Monthly System Peak Day | SCE | 1-in-10 | 2030 | 12 |  |  |  | 71.8 | 1
| LCA | Outside LA Basin | 3 | Monthly System Peak Day | SCE | 1-in-10 | 2030 | 13 |  |  |  | 74.95 | 1
| LCA | Outside LA Basin | 3 | Monthly System Peak Day | SCE | 1-in-10 | 2030 | 14 |  |  |  | 77.35 | 1
| LCA | Outside LA Basin | 3 | Monthly System Peak Day | SCE | 1-in-10 | 2030 | 15 |  |  |  | 79.95 | 1
| LCA | Outside LA Basin | 3 | Monthly System Peak Day | SCE | 1-in-10 | 2030 | 16 |  |  |  | 81.15 | 1
| LCA | Outside LA Basin | 3 | Monthly System Peak Day | SCE | 1-in-10 | 2030 | 17 |  |  |  | 82.45 | 1
| LCA | Outside LA Basin | 3 | Monthly System Peak Day | SCE | 1-in-10 | 2030 | 18 |  |  |  | 82.9 | 1
| LCA | Outside LA Basin | 3 | Monthly System Peak Day | SCE | 1-in-10 | 2030 | 19 |  |  |  | 83 | 1
| LCA | Outside LA Basin | 3 | Monthly System Peak Day | SCE | 1-in-10 | 2030 | 20 |  |  |  | 80.9 | 1
| LCA | Outside LA Basin | 3 | Monthly System Peak Day | SCE | 1-in-10 | 2030 | 21 |  |  |  | 77.2 | 1
| LCA | Outside LA Basin | 3 | Monthly System Peak Day | SCE | 1-in-10 | 2030 | 22 |  |  |  | 72.3 | 1
| LCA | Outside LA Basin | 3 | Monthly System Peak Day | SCE | 1-in-10 | 2030 | 23 |  |  |  | 69.285 | 1
| LCA | Outside LA Basin | 3 | Monthly System Peak Day | SCE | 1-in-10 | 2030 | 24 |  |  |  | 67.94 | 1
| LCA | Outside LA Basin | 4 | Average Weekday | SCE | 1-in-10 | 2030 | 1 |  |  |  | 57.1575 | 1
| LCA | Outside LA Basin | 4 | Average Weekday | SCE | 1-in-10 | 2030 | 2 |  |  |  | 56.0457 | 1
| LCA | Outside LA Basin | 4 | Average Weekday | SCE | 1-in-10 | 2030 | 3 |  |  |  | 54.6161 | 1
| LCA | Outside LA Basin | 4 | Average Weekday | SCE | 1-in-10 | 2030 | 4 |  |  |  | 53.5207 | 1
| LCA | Outside LA Basin | 4 | Average Weekday | SCE | 1-in-10 | 2030 | 5 |  |  |  | 52.5011 | 1
| LCA | Outside LA Basin | 4 | Average Weekday | SCE | 1-in-10 | 2030 | 6 |  |  |  | 51.6934 | 1
| LCA | Outside LA Basin | 4 | Average Weekday | SCE | 1-in-10 | 2030 | 7 |  |  |  | 51.1327 | 1
| LCA | Outside LA Basin | 4 | Average Weekday | SCE | 1-in-10 | 2030 | 8 |  |  |  | 50.7743 | 1
| LCA | Outside LA Basin | 4 | Average Weekday | SCE | 1-in-10 | 2030 | 9 |  |  |  | 52.7986 | 1
| LCA | Outside LA Basin | 4 | Average Weekday | SCE | 1-in-10 | 2030 | 10 |  |  |  | 56.3852 | 1
| LCA | Outside LA Basin | 4 | Average Weekday | SCE | 1-in-10 | 2030 | 11 |  |  |  | 59.9393 | 1
| LCA | Outside LA Basin | 4 | Average Weekday | SCE | 1-in-10 | 2030 | 12 |  |  |  | 63.1409 | 1
| LCA | Outside LA Basin | 4 | Average Weekday | SCE | 1-in-10 | 2030 | 13 |  |  |  | 65.6818 | 1
| LCA | Outside LA Basin | 4 | Average Weekday | SCE | 1-in-10 | 2030 | 14 |  |  |  | 67.5836 | 1
| LCA | Outside LA Basin | 4 | Average Weekday | SCE | 1-in-10 | 2030 | 15 |  |  |  | 69.1557 | 1
| LCA | Outside LA Basin | 4 | Average Weekday | SCE | 1-in-10 | 2030 | 16 |  |  |  | 70.1416 | 1
| LCA | Outside LA Basin | 4 | Average Weekday | SCE | 1-in-10 | 2030 | 17 |  |  |  | 70.6357 | 1
| LCA | Outside LA Basin | 4 | Average Weekday | SCE | 1-in-10 | 2030 | 18 |  |  |  | 70.4402 | 1
| LCA | Outside LA Basin | 4 | Average Weekday | SCE | 1-in-10 | 2030 | 19 |  |  |  | 69.3666 | 1
| LCA | Outside LA Basin | 4 | Average Weekday | SCE | 1-in-10 | 2030 | 20 |  |  |  | 67.4882 | 1
| LCA | Outside LA Basin | 4 | Average Weekday | SCE | 1-in-10 | 2030 | 21 |  |  |  | 64.698 | 1
| LCA | Outside LA Basin | 4 | Average Weekday | SCE | 1-in-10 | 2030 | 22 |  |  |  | 62.3057 | 1
| LCA | Outside LA Basin | 4 | Average Weekday | SCE | 1-in-10 | 2030 | 23 |  |  |  | 60.3368 | 1
| LCA | Outside LA Basin | 4 | Average Weekday | SCE | 1-in-10 | 2030 | 24 |  |  |  | 58.3777 | 1
| LCA | Outside LA Basin | 4 | Monthly System Peak Day | SCE | 1-in-10 | 2030 | 1 |  |  |  | 71.05 | 1
| LCA | Outside LA Basin | 4 | Monthly System Peak Day | SCE | 1-in-10 | 2030 | 2 |  |  |  | 67.97 | 1
| LCA | Outside LA Basin | 4 | Monthly System Peak Day | SCE | 1-in-10 | 2030 | 3 |  |  |  | 66.81 | 1
| LCA | Outside LA Basin | 4 | Monthly System Peak Day | SCE | 1-in-10 | 2030 | 4 |  |  |  | 64.76 | 1
| LCA | Outside LA Basin | 4 | Monthly System Peak Day | SCE | 1-in-10 | 2030 | 5 |  |  |  | 63.79 | 1
| LCA | Outside LA Basin | 4 | Monthly System Peak Day | SCE | 1-in-10 | 2030 | 6 |  |  |  | 62.03 | 1
| LCA | Outside LA Basin | 4 | Monthly System Peak Day | SCE | 1-in-10 | 2030 | 7 |  |  |  | 60.84 | 1
| LCA | Outside LA Basin | 4 | Monthly System Peak Day | SCE | 1-in-10 | 2030 | 8 |  |  |  | 61.1 | 1
| LCA | Outside LA Basin | 4 | Monthly System Peak Day | SCE | 1-in-10 | 2030 | 9 |  |  |  | 63.515 | 1
| LCA | Outside LA Basin | 4 | Monthly System Peak Day | SCE | 1-in-10 | 2030 | 10 |  |  |  | 68.115 | 1
| LCA | Outside LA Basin | 4 | Monthly System Peak Day | SCE | 1-in-10 | 2030 | 11 |  |  |  | 73.7 | 1
| LCA | Outside LA Basin | 4 | Monthly System Peak Day | SCE | 1-in-10 | 2030 | 12 |  |  |  | 79.5 | 1
| LCA | Outside LA Basin | 4 | Monthly System Peak Day | SCE | 1-in-10 | 2030 | 13 |  |  |  | 83.4 | 1
| LCA | Outside LA Basin | 4 | Monthly System Peak Day | SCE | 1-in-10 | 2030 | 14 |  |  |  | 84.7 | 1
| LCA | Outside LA Basin | 4 | Monthly System Peak Day | SCE | 1-in-10 | 2030 | 15 |  |  |  | 85.7 | 1
| LCA | Outside LA Basin | 4 | Monthly System Peak Day | SCE | 1-in-10 | 2030 | 16 |  |  |  | 86.35 | 1
| LCA | Outside LA Basin | 4 | Monthly System Peak Day | SCE | 1-in-10 | 2030 | 17 |  |  |  | 87.3 | 1
| LCA | Outside LA Basin | 4 | Monthly System Peak Day | SCE | 1-in-10 | 2030 | 18 |  |  |  | 86.15 | 1
| LCA | Outside LA Basin | 4 | Monthly System Peak Day | SCE | 1-in-10 | 2030 | 19 |  |  |  | 85.85 | 1
| LCA | Outside LA Basin | 4 | Monthly System Peak Day | SCE | 1-in-10 | 2030 | 20 |  |  |  | 84.15 | 1
| LCA | Outside LA Basin | 4 | Monthly System Peak Day | SCE | 1-in-10 | 2030 | 21 |  |  |  | 80.2 | 1
| LCA | Outside LA Basin | 4 | Monthly System Peak Day | SCE | 1-in-10 | 2030 | 22 |  |  |  | 77.05 | 1
| LCA | Outside LA Basin | 4 | Monthly System Peak Day | SCE | 1-in-10 | 2030 | 23 |  |  |  | 74.4 | 1
| LCA | Outside LA Basin | 4 | Monthly System Peak Day | SCE | 1-in-10 | 2030 | 24 |  |  |  | 71.45 | 1
| LCA | Outside LA Basin | 5 | Average Weekday | SCE | 1-in-10 | 2030 | 1 |  |  |  | 62.4398 | 1
| LCA | Outside LA Basin | 5 | Average Weekday | SCE | 1-in-10 | 2030 | 2 |  |  |  | 60.9675 | 1
| LCA | Outside LA Basin | 5 | Average Weekday | SCE | 1-in-10 | 2030 | 3 |  |  |  | 59.6839 | 1
| LCA | Outside LA Basin | 5 | Average Weekday | SCE | 1-in-10 | 2030 | 4 |  |  |  | 58.948 | 1
| LCA | Outside LA Basin | 5 | Average Weekday | SCE | 1-in-10 | 2030 | 5 |  |  |  | 58.0984 | 1
| LCA | Outside LA Basin | 5 | Average Weekday | SCE | 1-in-10 | 2030 | 6 |  |  |  | 57.186 | 1
| LCA | Outside LA Basin | 5 | Average Weekday | SCE | 1-in-10 | 2030 | 7 |  |  |  | 56.4306 | 1
| LCA | Outside LA Basin | 5 | Average Weekday | SCE | 1-in-10 | 2030 | 8 |  |  |  | 57.027 | 1
| LCA | Outside LA Basin | 5 | Average Weekday | SCE | 1-in-10 | 2030 | 9 |  |  |  | 60.0492 | 1
| LCA | Outside LA Basin | 5 | Average Weekday | SCE | 1-in-10 | 2030 | 10 |  |  |  | 63.4864 | 1
| LCA | Outside LA Basin | 5 | Average Weekday | SCE | 1-in-10 | 2030 | 11 |  |  |  | 66.8375 | 1
| LCA | Outside LA Basin | 5 | Average Weekday | SCE | 1-in-10 | 2030 | 12 |  |  |  | 69.929 | 1
| LCA | Outside LA Basin | 5 | Average Weekday | SCE | 1-in-10 | 2030 | 13 |  |  |  | 72.551 | 1
| LCA | Outside LA Basin | 5 | Average Weekday | SCE | 1-in-10 | 2030 | 14 |  |  |  | 74.6557 | 1
| LCA | Outside LA Basin | 5 | Average Weekday | SCE | 1-in-10 | 2030 | 15 |  |  |  | 75.9317 | 1
| LCA | Outside LA Basin | 5 | Average Weekday | SCE | 1-in-10 | 2030 | 16 |  |  |  | 76.5604 | 1
| LCA | Outside LA Basin | 5 | Average Weekday | SCE | 1-in-10 | 2030 | 17 |  |  |  | 76.7617 | 1
| LCA | Outside LA Basin | 5 | Average Weekday | SCE | 1-in-10 | 2030 | 18 |  |  |  | 76.4688 | 1
| LCA | Outside LA Basin | 5 | Average Weekday | SCE | 1-in-10 | 2030 | 19 |  |  |  | 75.4781 | 1
| LCA | Outside LA Basin | 5 | Average Weekday | SCE | 1-in-10 | 2030 | 20 |  |  |  | 73.6847 | 1
| LCA | Outside LA Basin | 5 | Average Weekday | SCE | 1-in-10 | 2030 | 21 |  |  |  | 71.2607 | 1
| LCA | Outside LA Basin | 5 | Average Weekday | SCE | 1-in-10 | 2030 | 22 |  |  |  | 68.8031 | 1
| LCA | Outside LA Basin | 5 | Average Weekday | SCE | 1-in-10 | 2030 | 23 |  |  |  | 66.6382 | 1
| LCA | Outside LA Basin | 5 | Average Weekday | SCE | 1-in-10 | 2030 | 24 |  |  |  | 64.6233 | 1
| LCA | Outside LA Basin | 5 | Monthly System Peak Day | SCE | 1-in-10 | 2030 | 1 |  |  |  | 72.01 | 1
| LCA | Outside LA Basin | 5 | Monthly System Peak Day | SCE | 1-in-10 | 2030 | 2 |  |  |  | 69.895 | 1
| LCA | Outside LA Basin | 5 | Monthly System Peak Day | SCE | 1-in-10 | 2030 | 3 |  |  |  | 67.065 | 1
| LCA | Outside LA Basin | 5 | Monthly System Peak Day | SCE | 1-in-10 | 2030 | 4 |  |  |  | 65.725 | 1
| LCA | Outside LA Basin | 5 | Monthly System Peak Day | SCE | 1-in-10 | 2030 | 5 |  |  |  | 65.71 | 1
| LCA | Outside LA Basin | 5 | Monthly System Peak Day | SCE | 1-in-10 | 2030 | 6 |  |  |  | 63.745 | 1
| LCA | Outside LA Basin | 5 | Monthly System Peak Day | SCE | 1-in-10 | 2030 | 7 |  |  |  | 62.26 | 1
| LCA | Outside LA Basin | 5 | Monthly System Peak Day | SCE | 1-in-10 | 2030 | 8 |  |  |  | 63.1 | 1
| LCA | Outside LA Basin | 5 | Monthly System Peak Day | SCE | 1-in-10 | 2030 | 9 |  |  |  | 67.355 | 1
| LCA | Outside LA Basin | 5 | Monthly System Peak Day | SCE | 1-in-10 | 2030 | 10 |  |  |  | 71.695 | 1
| LCA | Outside LA Basin | 5 | Monthly System Peak Day | SCE | 1-in-10 | 2030 | 11 |  |  |  | 76.75 | 1
| LCA | Outside LA Basin | 5 | Monthly System Peak Day | SCE | 1-in-10 | 2030 | 12 |  |  |  | 82 | 1
| LCA | Outside LA Basin | 5 | Monthly System Peak Day | SCE | 1-in-10 | 2030 | 13 |  |  |  | 85.4 | 1
| LCA | Outside LA Basin | 5 | Monthly System Peak Day | SCE | 1-in-10 | 2030 | 14 |  |  |  | 87.8 | 1
| LCA | Outside LA Basin | 5 | Monthly System Peak Day | SCE | 1-in-10 | 2030 | 15 |  |  |  | 89.75 | 1
| LCA | Outside LA Basin | 5 | Monthly System Peak Day | SCE | 1-in-10 | 2030 | 16 |  |  |  | 90.2 | 1
| LCA | Outside LA Basin | 5 | Monthly System Peak Day | SCE | 1-in-10 | 2030 | 17 |  |  |  | 91.05 | 1
| LCA | Outside LA Basin | 5 | Monthly System Peak Day | SCE | 1-in-10 | 2030 | 18 |  |  |  | 91.45 | 1
| LCA | Outside LA Basin | 5 | Monthly System Peak Day | SCE | 1-in-10 | 2030 | 19 |  |  |  | 91.25 | 1
| LCA | Outside LA Basin | 5 | Monthly System Peak Day | SCE | 1-in-10 | 2030 | 20 |  |  |  | 90.35 | 1
| LCA | Outside LA Basin | 5 | Monthly System Peak Day | SCE | 1-in-10 | 2030 | 21 |  |  |  | 87.5 | 1
| LCA | Outside LA Basin | 5 | Monthly System Peak Day | SCE | 1-in-10 | 2030 | 22 |  |  |  | 83.25 | 1
| LCA | Outside LA Basin | 5 | Monthly System Peak Day | SCE | 1-in-10 | 2030 | 23 |  |  |  | 80.45 | 1
| LCA | Outside LA Basin | 5 | Monthly System Peak Day | SCE | 1-in-10 | 2030 | 24 |  |  |  | 77.65 | 1
| LCA | Outside LA Basin | 6 | Average Weekday | SCE | 1-in-10 | 2030 | 1 |  |  |  | 73.9873 | 1
| LCA | Outside LA Basin | 6 | Average Weekday | SCE | 1-in-10 | 2030 | 2 |  |  |  | 72.6855 | 1
| LCA | Outside LA Basin | 6 | Average Weekday | SCE | 1-in-10 | 2030 | 3 |  |  |  | 71.4691 | 1
| LCA | Outside LA Basin | 6 | Average Weekday | SCE | 1-in-10 | 2030 | 4 |  |  |  | 70.3643 | 1
| LCA | Outside LA Basin | 6 | Average Weekday | SCE | 1-in-10 | 2030 | 5 |  |  |  | 69.3959 | 1
| LCA | Outside LA Basin | 6 | Average Weekday | SCE | 1-in-10 | 2030 | 6 |  |  |  | 68.4468 | 1
| LCA | Outside LA Basin | 6 | Average Weekday | SCE | 1-in-10 | 2030 | 7 |  |  |  | 67.4439 | 1
| LCA | Outside LA Basin | 6 | Average Weekday | SCE | 1-in-10 | 2030 | 8 |  |  |  | 68.6641 | 1
| LCA | Outside LA Basin | 6 | Average Weekday | SCE | 1-in-10 | 2030 | 9 |  |  |  | 72.1182 | 1
| LCA | Outside LA Basin | 6 | Average Weekday | SCE | 1-in-10 | 2030 | 10 |  |  |  | 76.2377 | 1
| LCA | Outside LA Basin | 6 | Average Weekday | SCE | 1-in-10 | 2030 | 11 |  |  |  | 80.7134 | 1
| LCA | Outside LA Basin | 6 | Average Weekday | SCE | 1-in-10 | 2030 | 12 |  |  |  | 84.5716 | 1
| LCA | Outside LA Basin | 6 | Average Weekday | SCE | 1-in-10 | 2030 | 13 |  |  |  | 87.6593 | 1
| LCA | Outside LA Basin | 6 | Average Weekday | SCE | 1-in-10 | 2030 | 14 |  |  |  | 89.7341 | 1
| LCA | Outside LA Basin | 6 | Average Weekday | SCE | 1-in-10 | 2030 | 15 |  |  |  | 90.7682 | 1
| LCA | Outside LA Basin | 6 | Average Weekday | SCE | 1-in-10 | 2030 | 16 |  |  |  | 91.1909 | 1
| LCA | Outside LA Basin | 6 | Average Weekday | SCE | 1-in-10 | 2030 | 17 |  |  |  | 90.9932 | 1
| LCA | Outside LA Basin | 6 | Average Weekday | SCE | 1-in-10 | 2030 | 18 |  |  |  | 89.8907 | 1
| LCA | Outside LA Basin | 6 | Average Weekday | SCE | 1-in-10 | 2030 | 19 |  |  |  | 88.2743 | 1
| LCA | Outside LA Basin | 6 | Average Weekday | SCE | 1-in-10 | 2030 | 20 |  |  |  | 86.2036 | 1
| LCA | Outside LA Basin | 6 | Average Weekday | SCE | 1-in-10 | 2030 | 21 |  |  |  | 82.8105 | 1
| LCA | Outside LA Basin | 6 | Average Weekday | SCE | 1-in-10 | 2030 | 22 |  |  |  | 79.4559 | 1
| LCA | Outside LA Basin | 6 | Average Weekday | SCE | 1-in-10 | 2030 | 23 |  |  |  | 77.4209 | 1
| LCA | Outside LA Basin | 6 | Average Weekday | SCE | 1-in-10 | 2030 | 24 |  |  |  | 75.4132 | 1
| LCA | Outside LA Basin | 6 | Monthly System Peak Day | SCE | 1-in-10 | 2030 | 1 |  |  |  | 83.3 | 1
| LCA | Outside LA Basin | 6 | Monthly System Peak Day | SCE | 1-in-10 | 2030 | 2 |  |  |  | 80.65 | 1
| LCA | Outside LA Basin | 6 | Monthly System Peak Day | SCE | 1-in-10 | 2030 | 3 |  |  |  | 78.75 | 1
| LCA | Outside LA Basin | 6 | Monthly System Peak Day | SCE | 1-in-10 | 2030 | 4 |  |  |  | 76.75 | 1
| LCA | Outside LA Basin | 6 | Monthly System Peak Day | SCE | 1-in-10 | 2030 | 5 |  |  |  | 76.75 | 1
| LCA | Outside LA Basin | 6 | Monthly System Peak Day | SCE | 1-in-10 | 2030 | 6 |  |  |  | 73.95 | 1
| LCA | Outside LA Basin | 6 | Monthly System Peak Day | SCE | 1-in-10 | 2030 | 7 |  |  |  | 72.65 | 1
| LCA | Outside LA Basin | 6 | Monthly System Peak Day | SCE | 1-in-10 | 2030 | 8 |  |  |  | 76.5 | 1
| LCA | Outside LA Basin | 6 | Monthly System Peak Day | SCE | 1-in-10 | 2030 | 9 |  |  |  | 80.7 | 1
| LCA | Outside LA Basin | 6 | Monthly System Peak Day | SCE | 1-in-10 | 2030 | 10 |  |  |  | 87.05 | 1
| LCA | Outside LA Basin | 6 | Monthly System Peak Day | SCE | 1-in-10 | 2030 | 11 |  |  |  | 91.1 | 1
| LCA | Outside LA Basin | 6 | Monthly System Peak Day | SCE | 1-in-10 | 2030 | 12 |  |  |  | 95.2 | 1
| LCA | Outside LA Basin | 6 | Monthly System Peak Day | SCE | 1-in-10 | 2030 | 13 |  |  |  | 98.6 | 1
| LCA | Outside LA Basin | 6 | Monthly System Peak Day | SCE | 1-in-10 | 2030 | 14 |  |  |  | 100.8 | 1
| LCA | Outside LA Basin | 6 | Monthly System Peak Day | SCE | 1-in-10 | 2030 | 15 |  |  |  | 101.5 | 1
| LCA | Outside LA Basin | 6 | Monthly System Peak Day | SCE | 1-in-10 | 2030 | 16 |  |  |  | 102.1 | 1
| LCA | Outside LA Basin | 6 | Monthly System Peak Day | SCE | 1-in-10 | 2030 | 17 |  |  |  | 102.75 | 1
| LCA | Outside LA Basin | 6 | Monthly System Peak Day | SCE | 1-in-10 | 2030 | 18 |  |  |  | 102.15 | 1
| LCA | Outside LA Basin | 6 | Monthly System Peak Day | SCE | 1-in-10 | 2030 | 19 |  |  |  | 99.55 | 1
| LCA | Outside LA Basin | 6 | Monthly System Peak Day | SCE | 1-in-10 | 2030 | 20 |  |  |  | 97.1 | 1
| LCA | Outside LA Basin | 6 | Monthly System Peak Day | SCE | 1-in-10 | 2030 | 21 |  |  |  | 94.6 | 1
| LCA | Outside LA Basin | 6 | Monthly System Peak Day | SCE | 1-in-10 | 2030 | 22 |  |  |  | 91.15 | 1
| LCA | Outside LA Basin | 6 | Monthly System Peak Day | SCE | 1-in-10 | 2030 | 23 |  |  |  | 87.8 | 1
| LCA | Outside LA Basin | 6 | Monthly System Peak Day | SCE | 1-in-10 | 2030 | 24 |  |  |  | 86.2 | 1
| LCA | Outside LA Basin | 7 | Average Weekday | SCE | 1-in-10 | 2030 | 1 |  |  |  | 79.5412 | 1
| LCA | Outside LA Basin | 7 | Average Weekday | SCE | 1-in-10 | 2030 | 2 |  |  |  | 78.1514 | 1
| LCA | Outside LA Basin | 7 | Average Weekday | SCE | 1-in-10 | 2030 | 3 |  |  |  | 77.0466 | 1
| LCA | Outside LA Basin | 7 | Average Weekday | SCE | 1-in-10 | 2030 | 4 |  |  |  | 76.0414 | 1
| LCA | Outside LA Basin | 7 | Average Weekday | SCE | 1-in-10 | 2030 | 5 |  |  |  | 75.0191 | 1
| LCA | Outside LA Basin | 7 | Average Weekday | SCE | 1-in-10 | 2030 | 6 |  |  |  | 74.2081 | 1
| LCA | Outside LA Basin | 7 | Average Weekday | SCE | 1-in-10 | 2030 | 7 |  |  |  | 73.6062 | 1
| LCA | Outside LA Basin | 7 | Average Weekday | SCE | 1-in-10 | 2030 | 8 |  |  |  | 74.2241 | 1
| LCA | Outside LA Basin | 7 | Average Weekday | SCE | 1-in-10 | 2030 | 9 |  |  |  | 77.5584 | 1
| LCA | Outside LA Basin | 7 | Average Weekday | SCE | 1-in-10 | 2030 | 10 |  |  |  | 81.5881 | 1
| LCA | Outside LA Basin | 7 | Average Weekday | SCE | 1-in-10 | 2030 | 11 |  |  |  | 85.4805 | 1
| LCA | Outside LA Basin | 7 | Average Weekday | SCE | 1-in-10 | 2030 | 12 |  |  |  | 89.1506 | 1
| LCA | Outside LA Basin | 7 | Average Weekday | SCE | 1-in-10 | 2030 | 13 |  |  |  | 92.2537 | 1
| LCA | Outside LA Basin | 7 | Average Weekday | SCE | 1-in-10 | 2030 | 14 |  |  |  | 94.4914 | 1
| LCA | Outside LA Basin | 7 | Average Weekday | SCE | 1-in-10 | 2030 | 15 |  |  |  | 95.837 | 1
| LCA | Outside LA Basin | 7 | Average Weekday | SCE | 1-in-10 | 2030 | 16 |  |  |  | 96.2266 | 1
| LCA | Outside LA Basin | 7 | Average Weekday | SCE | 1-in-10 | 2030 | 17 |  |  |  | 96.1133 | 1
| LCA | Outside LA Basin | 7 | Average Weekday | SCE | 1-in-10 | 2030 | 18 |  |  |  | 95.4852 | 1
| LCA | Outside LA Basin | 7 | Average Weekday | SCE | 1-in-10 | 2030 | 19 |  |  |  | 94.1139 | 1
| LCA | Outside LA Basin | 7 | Average Weekday | SCE | 1-in-10 | 2030 | 20 |  |  |  | 91.6368 | 1
| LCA | Outside LA Basin | 7 | Average Weekday | SCE | 1-in-10 | 2030 | 21 |  |  |  | 88.7785 | 1
| LCA | Outside LA Basin | 7 | Average Weekday | SCE | 1-in-10 | 2030 | 22 |  |  |  | 86.0136 | 1
| LCA | Outside LA Basin | 7 | Average Weekday | SCE | 1-in-10 | 2030 | 23 |  |  |  | 83.9101 | 1
| LCA | Outside LA Basin | 7 | Average Weekday | SCE | 1-in-10 | 2030 | 24 |  |  |  | 81.7186 | 1
| LCA | Outside LA Basin | 7 | Monthly System Peak Day | SCE | 1-in-10 | 2030 | 1 |  |  |  | 83.2 | 1
| LCA | Outside LA Basin | 7 | Monthly System Peak Day | SCE | 1-in-10 | 2030 | 2 |  |  |  | 81.25 | 1
| LCA | Outside LA Basin | 7 | Monthly System Peak Day | SCE | 1-in-10 | 2030 | 3 |  |  |  | 78.55 | 1
| LCA | Outside LA Basin | 7 | Monthly System Peak Day | SCE | 1-in-10 | 2030 | 4 |  |  |  | 75.45 | 1
| LCA | Outside LA Basin | 7 | Monthly System Peak Day | SCE | 1-in-10 | 2030 | 5 |  |  |  | 74.85 | 1
| LCA | Outside LA Basin | 7 | Monthly System Peak Day | SCE | 1-in-10 | 2030 | 6 |  |  |  | 73.5 | 1
| LCA | Outside LA Basin | 7 | Monthly System Peak Day | SCE | 1-in-10 | 2030 | 7 |  |  |  | 72.35 | 1
| LCA | Outside LA Basin | 7 | Monthly System Peak Day | SCE | 1-in-10 | 2030 | 8 |  |  |  | 72.8 | 1
| LCA | Outside LA Basin | 7 | Monthly System Peak Day | SCE | 1-in-10 | 2030 | 9 |  |  |  | 76.35 | 1
| LCA | Outside LA Basin | 7 | Monthly System Peak Day | SCE | 1-in-10 | 2030 | 10 |  |  |  | 79.8 | 1
| LCA | Outside LA Basin | 7 | Monthly System Peak Day | SCE | 1-in-10 | 2030 | 11 |  |  |  | 84.7 | 1
| LCA | Outside LA Basin | 7 | Monthly System Peak Day | SCE | 1-in-10 | 2030 | 12 |  |  |  | 89.05 | 1
| LCA | Outside LA Basin | 7 | Monthly System Peak Day | SCE | 1-in-10 | 2030 | 13 |  |  |  | 94.35 | 1
| LCA | Outside LA Basin | 7 | Monthly System Peak Day | SCE | 1-in-10 | 2030 | 14 |  |  |  | 97.4 | 1
| LCA | Outside LA Basin | 7 | Monthly System Peak Day | SCE | 1-in-10 | 2030 | 15 |  |  |  | 100.4 | 1
| LCA | Outside LA Basin | 7 | Monthly System Peak Day | SCE | 1-in-10 | 2030 | 16 |  |  |  | 102.45 | 1
| LCA | Outside LA Basin | 7 | Monthly System Peak Day | SCE | 1-in-10 | 2030 | 17 |  |  |  | 103.55 | 1
| LCA | Outside LA Basin | 7 | Monthly System Peak Day | SCE | 1-in-10 | 2030 | 18 |  |  |  | 103.7 | 1
| LCA | Outside LA Basin | 7 | Monthly System Peak Day | SCE | 1-in-10 | 2030 | 19 |  |  |  | 103.1 | 1
| LCA | Outside LA Basin | 7 | Monthly System Peak Day | SCE | 1-in-10 | 2030 | 20 |  |  |  | 100.75 | 1
| LCA | Outside LA Basin | 7 | Monthly System Peak Day | SCE | 1-in-10 | 2030 | 21 |  |  |  | 98.15 | 1
| LCA | Outside LA Basin | 7 | Monthly System Peak Day | SCE | 1-in-10 | 2030 | 22 |  |  |  | 93.95 | 1
| LCA | Outside LA Basin | 7 | Monthly System Peak Day | SCE | 1-in-10 | 2030 | 23 |  |  |  | 89.7 | 1
| LCA | Outside LA Basin | 7 | Monthly System Peak Day | SCE | 1-in-10 | 2030 | 24 |  |  |  | 87.55 | 1
| LCA | Outside LA Basin | 8 | Average Weekday | SCE | 1-in-10 | 2030 | 1 |  |  |  | 78.8587 | 1
| LCA | Outside LA Basin | 8 | Average Weekday | SCE | 1-in-10 | 2030 | 2 |  |  |  | 77.667 | 1
| LCA | Outside LA Basin | 8 | Average Weekday | SCE | 1-in-10 | 2030 | 3 |  |  |  | 76.5361 | 1
| LCA | Outside LA Basin | 8 | Average Weekday | SCE | 1-in-10 | 2030 | 4 |  |  |  | 75.462 | 1
| LCA | Outside LA Basin | 8 | Average Weekday | SCE | 1-in-10 | 2030 | 5 |  |  |  | 74.6611 | 1
| LCA | Outside LA Basin | 8 | Average Weekday | SCE | 1-in-10 | 2030 | 6 |  |  |  | 73.6487 | 1
| LCA | Outside LA Basin | 8 | Average Weekday | SCE | 1-in-10 | 2030 | 7 |  |  |  | 72.77 | 1
| LCA | Outside LA Basin | 8 | Average Weekday | SCE | 1-in-10 | 2030 | 8 |  |  |  | 72.5257 | 1
| LCA | Outside LA Basin | 8 | Average Weekday | SCE | 1-in-10 | 2030 | 9 |  |  |  | 74.6513 | 1
| LCA | Outside LA Basin | 8 | Average Weekday | SCE | 1-in-10 | 2030 | 10 |  |  |  | 78.6885 | 1
| LCA | Outside LA Basin | 8 | Average Weekday | SCE | 1-in-10 | 2030 | 11 |  |  |  | 83.3413 | 1
| LCA | Outside LA Basin | 8 | Average Weekday | SCE | 1-in-10 | 2030 | 12 |  |  |  | 87.3891 | 1
| LCA | Outside LA Basin | 8 | Average Weekday | SCE | 1-in-10 | 2030 | 13 |  |  |  | 90.3478 | 1
| LCA | Outside LA Basin | 8 | Average Weekday | SCE | 1-in-10 | 2030 | 14 |  |  |  | 92.2152 | 1
| LCA | Outside LA Basin | 8 | Average Weekday | SCE | 1-in-10 | 2030 | 15 |  |  |  | 93.4326 | 1
| LCA | Outside LA Basin | 8 | Average Weekday | SCE | 1-in-10 | 2030 | 16 |  |  |  | 93.8 | 1
| LCA | Outside LA Basin | 8 | Average Weekday | SCE | 1-in-10 | 2030 | 17 |  |  |  | 93.4174 | 1
| LCA | Outside LA Basin | 8 | Average Weekday | SCE | 1-in-10 | 2030 | 18 |  |  |  | 92.4044 | 1
| LCA | Outside LA Basin | 8 | Average Weekday | SCE | 1-in-10 | 2030 | 19 |  |  |  | 91.0087 | 1
| LCA | Outside LA Basin | 8 | Average Weekday | SCE | 1-in-10 | 2030 | 20 |  |  |  | 88.837 | 1
| LCA | Outside LA Basin | 8 | Average Weekday | SCE | 1-in-10 | 2030 | 21 |  |  |  | 86.0152 | 1
| LCA | Outside LA Basin | 8 | Average Weekday | SCE | 1-in-10 | 2030 | 22 |  |  |  | 83.7565 | 1
| LCA | Outside LA Basin | 8 | Average Weekday | SCE | 1-in-10 | 2030 | 23 |  |  |  | 82.0326 | 1
| LCA | Outside LA Basin | 8 | Average Weekday | SCE | 1-in-10 | 2030 | 24 |  |  |  | 80.2217 | 1
| LCA | Outside LA Basin | 8 | Monthly System Peak Day | SCE | 1-in-10 | 2030 | 1 |  |  |  | 83.85 | 1
| LCA | Outside LA Basin | 8 | Monthly System Peak Day | SCE | 1-in-10 | 2030 | 2 |  |  |  | 82.55 | 1
| LCA | Outside LA Basin | 8 | Monthly System Peak Day | SCE | 1-in-10 | 2030 | 3 |  |  |  | 80.45 | 1
| LCA | Outside LA Basin | 8 | Monthly System Peak Day | SCE | 1-in-10 | 2030 | 4 |  |  |  | 79.1 | 1
| LCA | Outside LA Basin | 8 | Monthly System Peak Day | SCE | 1-in-10 | 2030 | 5 |  |  |  | 77.35 | 1
| LCA | Outside LA Basin | 8 | Monthly System Peak Day | SCE | 1-in-10 | 2030 | 6 |  |  |  | 76.25 | 1
| LCA | Outside LA Basin | 8 | Monthly System Peak Day | SCE | 1-in-10 | 2030 | 7 |  |  |  | 75.15 | 1
| LCA | Outside LA Basin | 8 | Monthly System Peak Day | SCE | 1-in-10 | 2030 | 8 |  |  |  | 75.25 | 1
| LCA | Outside LA Basin | 8 | Monthly System Peak Day | SCE | 1-in-10 | 2030 | 9 |  |  |  | 77.5 | 1
| LCA | Outside LA Basin | 8 | Monthly System Peak Day | SCE | 1-in-10 | 2030 | 10 |  |  |  | 80.8 | 1
| LCA | Outside LA Basin | 8 | Monthly System Peak Day | SCE | 1-in-10 | 2030 | 11 |  |  |  | 85.7 | 1
| LCA | Outside LA Basin | 8 | Monthly System Peak Day | SCE | 1-in-10 | 2030 | 12 |  |  |  | 90.1 | 1
| LCA | Outside LA Basin | 8 | Monthly System Peak Day | SCE | 1-in-10 | 2030 | 13 |  |  |  | 93.55 | 1
| LCA | Outside LA Basin | 8 | Monthly System Peak Day | SCE | 1-in-10 | 2030 | 14 |  |  |  | 96.95 | 1
| LCA | Outside LA Basin | 8 | Monthly System Peak Day | SCE | 1-in-10 | 2030 | 15 |  |  |  | 98.95 | 1
| LCA | Outside LA Basin | 8 | Monthly System Peak Day | SCE | 1-in-10 | 2030 | 16 |  |  |  | 100.35 | 1
| LCA | Outside LA Basin | 8 | Monthly System Peak Day | SCE | 1-in-10 | 2030 | 17 |  |  |  | 100.75 | 1
| LCA | Outside LA Basin | 8 | Monthly System Peak Day | SCE | 1-in-10 | 2030 | 18 |  |  |  | 100 | 1
| LCA | Outside LA Basin | 8 | Monthly System Peak Day | SCE | 1-in-10 | 2030 | 19 |  |  |  | 99 | 1
| LCA | Outside LA Basin | 8 | Monthly System Peak Day | SCE | 1-in-10 | 2030 | 20 |  |  |  | 97.45 | 1
| LCA | Outside LA Basin | 8 | Monthly System Peak Day | SCE | 1-in-10 | 2030 | 21 |  |  |  | 94.9 | 1
| LCA | Outside LA Basin | 8 | Monthly System Peak Day | SCE | 1-in-10 | 2030 | 22 |  |  |  | 91.5 | 1
| LCA | Outside LA Basin | 8 | Monthly System Peak Day | SCE | 1-in-10 | 2030 | 23 |  |  |  | 89.45 | 1
| LCA | Outside LA Basin | 8 | Monthly System Peak Day | SCE | 1-in-10 | 2030 | 24 |  |  |  | 87.2 | 1
| LCA | Outside LA Basin | 8 | Typical Event Day | SCE | 1-in-10 | 2030 | 1 |  |  |  | 82.4625 | 1
| LCA | Outside LA Basin | 8 | Typical Event Day | SCE | 1-in-10 | 2030 | 2 |  |  |  | 80.5875 | 1
| LCA | Outside LA Basin | 8 | Typical Event Day | SCE | 1-in-10 | 2030 | 3 |  |  |  | 78.5625 | 1
| LCA | Outside LA Basin | 8 | Typical Event Day | SCE | 1-in-10 | 2030 | 4 |  |  |  | 76.5 | 1
| LCA | Outside LA Basin | 8 | Typical Event Day | SCE | 1-in-10 | 2030 | 5 |  |  |  | 75.675 | 1
| LCA | Outside LA Basin | 8 | Typical Event Day | SCE | 1-in-10 | 2030 | 6 |  |  |  | 73.975 | 1
| LCA | Outside LA Basin | 8 | Typical Event Day | SCE | 1-in-10 | 2030 | 7 |  |  |  | 72.9 | 1
| LCA | Outside LA Basin | 8 | Typical Event Day | SCE | 1-in-10 | 2030 | 8 |  |  |  | 74.0375 | 1
| LCA | Outside LA Basin | 8 | Typical Event Day | SCE | 1-in-10 | 2030 | 9 |  |  |  | 76.95 | 1
| LCA | Outside LA Basin | 8 | Typical Event Day | SCE | 1-in-10 | 2030 | 10 |  |  |  | 80.7125 | 1
| LCA | Outside LA Basin | 8 | Typical Event Day | SCE | 1-in-10 | 2030 | 11 |  |  |  | 85.4375 | 1
| LCA | Outside LA Basin | 8 | Typical Event Day | SCE | 1-in-10 | 2030 | 12 |  |  |  | 89.625 | 1
| LCA | Outside LA Basin | 8 | Typical Event Day | SCE | 1-in-10 | 2030 | 13 |  |  |  | 93.5375 | 1
| LCA | Outside LA Basin | 8 | Typical Event Day | SCE | 1-in-10 | 2030 | 14 |  |  |  | 96.525 | 1
| LCA | Outside LA Basin | 8 | Typical Event Day | SCE | 1-in-10 | 2030 | 15 |  |  |  | 98.6 | 1
| LCA | Outside LA Basin | 8 | Typical Event Day | SCE | 1-in-10 | 2030 | 16 |  |  |  | 100.05 | 1
| LCA | Outside LA Basin | 8 | Typical Event Day | SCE | 1-in-10 | 2030 | 17 |  |  |  | 100.9125 | 1
| LCA | Outside LA Basin | 8 | Typical Event Day | SCE | 1-in-10 | 2030 | 18 |  |  |  | 100.6875 | 1
| LCA | Outside LA Basin | 8 | Typical Event Day | SCE | 1-in-10 | 2030 | 19 |  |  |  | 99.675 | 1
| LCA | Outside LA Basin | 8 | Typical Event Day | SCE | 1-in-10 | 2030 | 20 |  |  |  | 96.675 | 1
| LCA | Outside LA Basin | 8 | Typical Event Day | SCE | 1-in-10 | 2030 | 21 |  |  |  | 93.35 | 1
| LCA | Outside LA Basin | 8 | Typical Event Day | SCE | 1-in-10 | 2030 | 22 |  |  |  | 90.175 | 1
| LCA | Outside LA Basin | 8 | Typical Event Day | SCE | 1-in-10 | 2030 | 23 |  |  |  | 87.575 | 1
| LCA | Outside LA Basin | 8 | Typical Event Day | SCE | 1-in-10 | 2030 | 24 |  |  |  | 85.675 | 1
| LCA | Outside LA Basin | 9 | Average Weekday | SCE | 1-in-10 | 2030 | 1 |  |  |  | 73.2714 | 1
| LCA | Outside LA Basin | 9 | Average Weekday | SCE | 1-in-10 | 2030 | 2 |  |  |  | 72.0395 | 1
| LCA | Outside LA Basin | 9 | Average Weekday | SCE | 1-in-10 | 2030 | 3 |  |  |  | 70.83 | 1
| LCA | Outside LA Basin | 9 | Average Weekday | SCE | 1-in-10 | 2030 | 4 |  |  |  | 69.7907 | 1
| LCA | Outside LA Basin | 9 | Average Weekday | SCE | 1-in-10 | 2030 | 5 |  |  |  | 68.7736 | 1
| LCA | Outside LA Basin | 9 | Average Weekday | SCE | 1-in-10 | 2030 | 6 |  |  |  | 68.0398 | 1
| LCA | Outside LA Basin | 9 | Average Weekday | SCE | 1-in-10 | 2030 | 7 |  |  |  | 67.2069 | 1
| LCA | Outside LA Basin | 9 | Average Weekday | SCE | 1-in-10 | 2030 | 8 |  |  |  | 66.6988 | 1
| LCA | Outside LA Basin | 9 | Average Weekday | SCE | 1-in-10 | 2030 | 9 |  |  |  | 68.4764 | 1
| LCA | Outside LA Basin | 9 | Average Weekday | SCE | 1-in-10 | 2030 | 10 |  |  |  | 71.8214 | 1
| LCA | Outside LA Basin | 9 | Average Weekday | SCE | 1-in-10 | 2030 | 11 |  |  |  | 75.5681 | 1
| LCA | Outside LA Basin | 9 | Average Weekday | SCE | 1-in-10 | 2030 | 12 |  |  |  | 79.2352 | 1
| LCA | Outside LA Basin | 9 | Average Weekday | SCE | 1-in-10 | 2030 | 13 |  |  |  | 82.4924 | 1
| LCA | Outside LA Basin | 9 | Average Weekday | SCE | 1-in-10 | 2030 | 14 |  |  |  | 84.8271 | 1
| LCA | Outside LA Basin | 9 | Average Weekday | SCE | 1-in-10 | 2030 | 15 |  |  |  | 86.1919 | 1
| LCA | Outside LA Basin | 9 | Average Weekday | SCE | 1-in-10 | 2030 | 16 |  |  |  | 86.9524 | 1
| LCA | Outside LA Basin | 9 | Average Weekday | SCE | 1-in-10 | 2030 | 17 |  |  |  | 86.8738 | 1
| LCA | Outside LA Basin | 9 | Average Weekday | SCE | 1-in-10 | 2030 | 18 |  |  |  | 86.2571 | 1
| LCA | Outside LA Basin | 9 | Average Weekday | SCE | 1-in-10 | 2030 | 19 |  |  |  | 84.831 | 1
| LCA | Outside LA Basin | 9 | Average Weekday | SCE | 1-in-10 | 2030 | 20 |  |  |  | 82.1579 | 1
| LCA | Outside LA Basin | 9 | Average Weekday | SCE | 1-in-10 | 2030 | 21 |  |  |  | 79.0379 | 1
| LCA | Outside LA Basin | 9 | Average Weekday | SCE | 1-in-10 | 2030 | 22 |  |  |  | 77.0352 | 1
| LCA | Outside LA Basin | 9 | Average Weekday | SCE | 1-in-10 | 2030 | 23 |  |  |  | 75.5752 | 1
| LCA | Outside LA Basin | 9 | Average Weekday | SCE | 1-in-10 | 2030 | 24 |  |  |  | 74.2107 | 1
| LCA | Outside LA Basin | 9 | Monthly System Peak Day | SCE | 1-in-10 | 2030 | 1 |  |  |  | 79.5 | 1
| LCA | Outside LA Basin | 9 | Monthly System Peak Day | SCE | 1-in-10 | 2030 | 2 |  |  |  | 77.9 | 1
| LCA | Outside LA Basin | 9 | Monthly System Peak Day | SCE | 1-in-10 | 2030 | 3 |  |  |  | 76.5 | 1
| LCA | Outside LA Basin | 9 | Monthly System Peak Day | SCE | 1-in-10 | 2030 | 4 |  |  |  | 74.7 | 1
| LCA | Outside LA Basin | 9 | Monthly System Peak Day | SCE | 1-in-10 | 2030 | 5 |  |  |  | 73.75 | 1
| LCA | Outside LA Basin | 9 | Monthly System Peak Day | SCE | 1-in-10 | 2030 | 6 |  |  |  | 72.2 | 1
| LCA | Outside LA Basin | 9 | Monthly System Peak Day | SCE | 1-in-10 | 2030 | 7 |  |  |  | 71.45 | 1
| LCA | Outside LA Basin | 9 | Monthly System Peak Day | SCE | 1-in-10 | 2030 | 8 |  |  |  | 71.6 | 1
| LCA | Outside LA Basin | 9 | Monthly System Peak Day | SCE | 1-in-10 | 2030 | 9 |  |  |  | 73.25 | 1
| LCA | Outside LA Basin | 9 | Monthly System Peak Day | SCE | 1-in-10 | 2030 | 10 |  |  |  | 75.2 | 1
| LCA | Outside LA Basin | 9 | Monthly System Peak Day | SCE | 1-in-10 | 2030 | 11 |  |  |  | 80.25 | 1
| LCA | Outside LA Basin | 9 | Monthly System Peak Day | SCE | 1-in-10 | 2030 | 12 |  |  |  | 84.15 | 1
| LCA | Outside LA Basin | 9 | Monthly System Peak Day | SCE | 1-in-10 | 2030 | 13 |  |  |  | 87.65 | 1
| LCA | Outside LA Basin | 9 | Monthly System Peak Day | SCE | 1-in-10 | 2030 | 14 |  |  |  | 90.95 | 1
| LCA | Outside LA Basin | 9 | Monthly System Peak Day | SCE | 1-in-10 | 2030 | 15 |  |  |  | 93.55 | 1
| LCA | Outside LA Basin | 9 | Monthly System Peak Day | SCE | 1-in-10 | 2030 | 16 |  |  |  | 95.3 | 1
| LCA | Outside LA Basin | 9 | Monthly System Peak Day | SCE | 1-in-10 | 2030 | 17 |  |  |  | 96.6 | 1
| LCA | Outside LA Basin | 9 | Monthly System Peak Day | SCE | 1-in-10 | 2030 | 18 |  |  |  | 96.9 | 1
| LCA | Outside LA Basin | 9 | Monthly System Peak Day | SCE | 1-in-10 | 2030 | 19 |  |  |  | 97.05 | 1
| LCA | Outside LA Basin | 9 | Monthly System Peak Day | SCE | 1-in-10 | 2030 | 20 |  |  |  | 91.4 | 1
| LCA | Outside LA Basin | 9 | Monthly System Peak Day | SCE | 1-in-10 | 2030 | 21 |  |  |  | 85.75 | 1
| LCA | Outside LA Basin | 9 | Monthly System Peak Day | SCE | 1-in-10 | 2030 | 22 |  |  |  | 84.1 | 1
| LCA | Outside LA Basin | 9 | Monthly System Peak Day | SCE | 1-in-10 | 2030 | 23 |  |  |  | 83.35 | 1
| LCA | Outside LA Basin | 9 | Monthly System Peak Day | SCE | 1-in-10 | 2030 | 24 |  |  |  | 81.75 | 1
| LCA | Outside LA Basin | 10 | Average Weekday | SCE | 1-in-10 | 2030 | 1 |  |  |  | 62.5382 | 1
| LCA | Outside LA Basin | 10 | Average Weekday | SCE | 1-in-10 | 2030 | 2 |  |  |  | 61.0664 | 1
| LCA | Outside LA Basin | 10 | Average Weekday | SCE | 1-in-10 | 2030 | 3 |  |  |  | 60.0332 | 1
| LCA | Outside LA Basin | 10 | Average Weekday | SCE | 1-in-10 | 2030 | 4 |  |  |  | 59.0907 | 1
| LCA | Outside LA Basin | 10 | Average Weekday | SCE | 1-in-10 | 2030 | 5 |  |  |  | 58.2989 | 1
| LCA | Outside LA Basin | 10 | Average Weekday | SCE | 1-in-10 | 2030 | 6 |  |  |  | 57.4659 | 1
| LCA | Outside LA Basin | 10 | Average Weekday | SCE | 1-in-10 | 2030 | 7 |  |  |  | 56.6016 | 1
| LCA | Outside LA Basin | 10 | Average Weekday | SCE | 1-in-10 | 2030 | 8 |  |  |  | 55.6959 | 1
| LCA | Outside LA Basin | 10 | Average Weekday | SCE | 1-in-10 | 2030 | 9 |  |  |  | 56.503 | 1
| LCA | Outside LA Basin | 10 | Average Weekday | SCE | 1-in-10 | 2030 | 10 |  |  |  | 59.8557 | 1
| LCA | Outside LA Basin | 10 | Average Weekday | SCE | 1-in-10 | 2030 | 11 |  |  |  | 63.7273 | 1
| LCA | Outside LA Basin | 10 | Average Weekday | SCE | 1-in-10 | 2030 | 12 |  |  |  | 67.4898 | 1
| LCA | Outside LA Basin | 10 | Average Weekday | SCE | 1-in-10 | 2030 | 13 |  |  |  | 70.7716 | 1
| LCA | Outside LA Basin | 10 | Average Weekday | SCE | 1-in-10 | 2030 | 14 |  |  |  | 73.0373 | 1
| LCA | Outside LA Basin | 10 | Average Weekday | SCE | 1-in-10 | 2030 | 15 |  |  |  | 74.6655 | 1
| LCA | Outside LA Basin | 10 | Average Weekday | SCE | 1-in-10 | 2030 | 16 |  |  |  | 75.9745 | 1
| LCA | Outside LA Basin | 10 | Average Weekday | SCE | 1-in-10 | 2030 | 17 |  |  |  | 76.725 | 1
| LCA | Outside LA Basin | 10 | Average Weekday | SCE | 1-in-10 | 2030 | 18 |  |  |  | 76.5223 | 1
| LCA | Outside LA Basin | 10 | Average Weekday | SCE | 1-in-10 | 2030 | 19 |  |  |  | 75.1059 | 1
| LCA | Outside LA Basin | 10 | Average Weekday | SCE | 1-in-10 | 2030 | 20 |  |  |  | 72.3875 | 1
| LCA | Outside LA Basin | 10 | Average Weekday | SCE | 1-in-10 | 2030 | 21 |  |  |  | 69.7325 | 1
| LCA | Outside LA Basin | 10 | Average Weekday | SCE | 1-in-10 | 2030 | 22 |  |  |  | 67.4148 | 1
| LCA | Outside LA Basin | 10 | Average Weekday | SCE | 1-in-10 | 2030 | 23 |  |  |  | 65.4232 | 1
| LCA | Outside LA Basin | 10 | Average Weekday | SCE | 1-in-10 | 2030 | 24 |  |  |  | 63.5841 | 1
| LCA | Outside LA Basin | 10 | Monthly System Peak Day | SCE | 1-in-10 | 2030 | 1 |  |  |  | 67.645 | 1
| LCA | Outside LA Basin | 10 | Monthly System Peak Day | SCE | 1-in-10 | 2030 | 2 |  |  |  | 66.01 | 1
| LCA | Outside LA Basin | 10 | Monthly System Peak Day | SCE | 1-in-10 | 2030 | 3 |  |  |  | 64.52 | 1
| LCA | Outside LA Basin | 10 | Monthly System Peak Day | SCE | 1-in-10 | 2030 | 4 |  |  |  | 63.57 | 1
| LCA | Outside LA Basin | 10 | Monthly System Peak Day | SCE | 1-in-10 | 2030 | 5 |  |  |  | 62.43 | 1
| LCA | Outside LA Basin | 10 | Monthly System Peak Day | SCE | 1-in-10 | 2030 | 6 |  |  |  | 61.84 | 1
| LCA | Outside LA Basin | 10 | Monthly System Peak Day | SCE | 1-in-10 | 2030 | 7 |  |  |  | 61.14 | 1
| LCA | Outside LA Basin | 10 | Monthly System Peak Day | SCE | 1-in-10 | 2030 | 8 |  |  |  | 59.705 | 1
| LCA | Outside LA Basin | 10 | Monthly System Peak Day | SCE | 1-in-10 | 2030 | 9 |  |  |  | 61.87 | 1
| LCA | Outside LA Basin | 10 | Monthly System Peak Day | SCE | 1-in-10 | 2030 | 10 |  |  |  | 66.2 | 1
| LCA | Outside LA Basin | 10 | Monthly System Peak Day | SCE | 1-in-10 | 2030 | 11 |  |  |  | 72.15 | 1
| LCA | Outside LA Basin | 10 | Monthly System Peak Day | SCE | 1-in-10 | 2030 | 12 |  |  |  | 76.5 | 1
| LCA | Outside LA Basin | 10 | Monthly System Peak Day | SCE | 1-in-10 | 2030 | 13 |  |  |  | 80.35 | 1
| LCA | Outside LA Basin | 10 | Monthly System Peak Day | SCE | 1-in-10 | 2030 | 14 |  |  |  | 83.25 | 1
| LCA | Outside LA Basin | 10 | Monthly System Peak Day | SCE | 1-in-10 | 2030 | 15 |  |  |  | 84.85 | 1
| LCA | Outside LA Basin | 10 | Monthly System Peak Day | SCE | 1-in-10 | 2030 | 16 |  |  |  | 85.65 | 1
| LCA | Outside LA Basin | 10 | Monthly System Peak Day | SCE | 1-in-10 | 2030 | 17 |  |  |  | 86.35 | 1
| LCA | Outside LA Basin | 10 | Monthly System Peak Day | SCE | 1-in-10 | 2030 | 18 |  |  |  | 86.1 | 1
| LCA | Outside LA Basin | 10 | Monthly System Peak Day | SCE | 1-in-10 | 2030 | 19 |  |  |  | 84.85 | 1
| LCA | Outside LA Basin | 10 | Monthly System Peak Day | SCE | 1-in-10 | 2030 | 20 |  |  |  | 81.7 | 1
| LCA | Outside LA Basin | 10 | Monthly System Peak Day | SCE | 1-in-10 | 2030 | 21 |  |  |  | 78.85 | 1
| LCA | Outside LA Basin | 10 | Monthly System Peak Day | SCE | 1-in-10 | 2030 | 22 |  |  |  | 75.6 | 1
| LCA | Outside LA Basin | 10 | Monthly System Peak Day | SCE | 1-in-10 | 2030 | 23 |  |  |  | 72.36 | 1
| LCA | Outside LA Basin | 10 | Monthly System Peak Day | SCE | 1-in-10 | 2030 | 24 |  |  |  | 69.945 | 1
| LCA | Outside LA Basin | 11 | Average Weekday | SCE | 1-in-10 | 2030 | 1 |  |  |  | 48.647 | 1
| LCA | Outside LA Basin | 11 | Average Weekday | SCE | 1-in-10 | 2030 | 2 |  |  |  | 47.7205 | 1
| LCA | Outside LA Basin | 11 | Average Weekday | SCE | 1-in-10 | 2030 | 3 |  |  |  | 46.8493 | 1
| LCA | Outside LA Basin | 11 | Average Weekday | SCE | 1-in-10 | 2030 | 4 |  |  |  | 45.989 | 1
| LCA | Outside LA Basin | 11 | Average Weekday | SCE | 1-in-10 | 2030 | 5 |  |  |  | 44.8828 | 1
| LCA | Outside LA Basin | 11 | Average Weekday | SCE | 1-in-10 | 2030 | 6 |  |  |  | 44.4422 | 1
| LCA | Outside LA Basin | 11 | Average Weekday | SCE | 1-in-10 | 2030 | 7 |  |  |  | 43.9943 | 1
| LCA | Outside LA Basin | 11 | Average Weekday | SCE | 1-in-10 | 2030 | 8 |  |  |  | 43.3273 | 1
| LCA | Outside LA Basin | 11 | Average Weekday | SCE | 1-in-10 | 2030 | 9 |  |  |  | 45.0895 | 1
| LCA | Outside LA Basin | 11 | Average Weekday | SCE | 1-in-10 | 2030 | 10 |  |  |  | 48.7855 | 1
| LCA | Outside LA Basin | 11 | Average Weekday | SCE | 1-in-10 | 2030 | 11 |  |  |  | 53.3245 | 1
| LCA | Outside LA Basin | 11 | Average Weekday | SCE | 1-in-10 | 2030 | 12 |  |  |  | 56.9492 | 1
| LCA | Outside LA Basin | 11 | Average Weekday | SCE | 1-in-10 | 2030 | 13 |  |  |  | 59.6953 | 1
| LCA | Outside LA Basin | 11 | Average Weekday | SCE | 1-in-10 | 2030 | 14 |  |  |  | 61.718 | 1
| LCA | Outside LA Basin | 11 | Average Weekday | SCE | 1-in-10 | 2030 | 15 |  |  |  | 63.0428 | 1
| LCA | Outside LA Basin | 11 | Average Weekday | SCE | 1-in-10 | 2030 | 16 |  |  |  | 63.7298 | 1
| LCA | Outside LA Basin | 11 | Average Weekday | SCE | 1-in-10 | 2030 | 17 |  |  |  | 63.354 | 1
| LCA | Outside LA Basin | 11 | Average Weekday | SCE | 1-in-10 | 2030 | 18 |  |  |  | 61.6932 | 1
| LCA | Outside LA Basin | 11 | Average Weekday | SCE | 1-in-10 | 2030 | 19 |  |  |  | 59.455 | 1
| LCA | Outside LA Basin | 11 | Average Weekday | SCE | 1-in-10 | 2030 | 20 |  |  |  | 57.21 | 1
| LCA | Outside LA Basin | 11 | Average Weekday | SCE | 1-in-10 | 2030 | 21 |  |  |  | 55.0407 | 1
| LCA | Outside LA Basin | 11 | Average Weekday | SCE | 1-in-10 | 2030 | 22 |  |  |  | 53.1768 | 1
| LCA | Outside LA Basin | 11 | Average Weekday | SCE | 1-in-10 | 2030 | 23 |  |  |  | 51.5067 | 1
| LCA | Outside LA Basin | 11 | Average Weekday | SCE | 1-in-10 | 2030 | 24 |  |  |  | 49.9837 | 1
| LCA | Outside LA Basin | 11 | Monthly System Peak Day | SCE | 1-in-10 | 2030 | 1 |  |  |  | 61.11 | 1
| LCA | Outside LA Basin | 11 | Monthly System Peak Day | SCE | 1-in-10 | 2030 | 2 |  |  |  | 58.92 | 1
| LCA | Outside LA Basin | 11 | Monthly System Peak Day | SCE | 1-in-10 | 2030 | 3 |  |  |  | 57.91 | 1
| LCA | Outside LA Basin | 11 | Monthly System Peak Day | SCE | 1-in-10 | 2030 | 4 |  |  |  | 56.85 | 1
| LCA | Outside LA Basin | 11 | Monthly System Peak Day | SCE | 1-in-10 | 2030 | 5 |  |  |  | 55.58 | 1
| LCA | Outside LA Basin | 11 | Monthly System Peak Day | SCE | 1-in-10 | 2030 | 6 |  |  |  | 55.2 | 1
| LCA | Outside LA Basin | 11 | Monthly System Peak Day | SCE | 1-in-10 | 2030 | 7 |  |  |  | 53.28 | 1
| LCA | Outside LA Basin | 11 | Monthly System Peak Day | SCE | 1-in-10 | 2030 | 8 |  |  |  | 52.31 | 1
| LCA | Outside LA Basin | 11 | Monthly System Peak Day | SCE | 1-in-10 | 2030 | 9 |  |  |  | 54.805 | 1
| LCA | Outside LA Basin | 11 | Monthly System Peak Day | SCE | 1-in-10 | 2030 | 10 |  |  |  | 58.14 | 1
| LCA | Outside LA Basin | 11 | Monthly System Peak Day | SCE | 1-in-10 | 2030 | 11 |  |  |  | 62.965 | 1
| LCA | Outside LA Basin | 11 | Monthly System Peak Day | SCE | 1-in-10 | 2030 | 12 |  |  |  | 67.765 | 1
| LCA | Outside LA Basin | 11 | Monthly System Peak Day | SCE | 1-in-10 | 2030 | 13 |  |  |  | 72 | 1
| LCA | Outside LA Basin | 11 | Monthly System Peak Day | SCE | 1-in-10 | 2030 | 14 |  |  |  | 75.65 | 1
| LCA | Outside LA Basin | 11 | Monthly System Peak Day | SCE | 1-in-10 | 2030 | 15 |  |  |  | 77.6 | 1
| LCA | Outside LA Basin | 11 | Monthly System Peak Day | SCE | 1-in-10 | 2030 | 16 |  |  |  | 79.2 | 1
| LCA | Outside LA Basin | 11 | Monthly System Peak Day | SCE | 1-in-10 | 2030 | 17 |  |  |  | 79.45 | 1
| LCA | Outside LA Basin | 11 | Monthly System Peak Day | SCE | 1-in-10 | 2030 | 18 |  |  |  | 77.6 | 1
| LCA | Outside LA Basin | 11 | Monthly System Peak Day | SCE | 1-in-10 | 2030 | 19 |  |  |  | 75.55 | 1
| LCA | Outside LA Basin | 11 | Monthly System Peak Day | SCE | 1-in-10 | 2030 | 20 |  |  |  | 73.3 | 1
| LCA | Outside LA Basin | 11 | Monthly System Peak Day | SCE | 1-in-10 | 2030 | 21 |  |  |  | 71.135 | 1
| LCA | Outside LA Basin | 11 | Monthly System Peak Day | SCE | 1-in-10 | 2030 | 22 |  |  |  | 67.28 | 1
| LCA | Outside LA Basin | 11 | Monthly System Peak Day | SCE | 1-in-10 | 2030 | 23 |  |  |  | 63.96 | 1
| LCA | Outside LA Basin | 11 | Monthly System Peak Day | SCE | 1-in-10 | 2030 | 24 |  |  |  | 63.405 | 1
| LCA | Outside LA Basin | 12 | Average Weekday | SCE | 1-in-10 | 2030 | 1 |  |  |  | 40.398 | 1
| LCA | Outside LA Basin | 12 | Average Weekday | SCE | 1-in-10 | 2030 | 2 |  |  |  | 39.5455 | 1
| LCA | Outside LA Basin | 12 | Average Weekday | SCE | 1-in-10 | 2030 | 3 |  |  |  | 38.7609 | 1
| LCA | Outside LA Basin | 12 | Average Weekday | SCE | 1-in-10 | 2030 | 4 |  |  |  | 37.7339 | 1
| LCA | Outside LA Basin | 12 | Average Weekday | SCE | 1-in-10 | 2030 | 5 |  |  |  | 37.2995 | 1
| LCA | Outside LA Basin | 12 | Average Weekday | SCE | 1-in-10 | 2030 | 6 |  |  |  | 36.8241 | 1
| LCA | Outside LA Basin | 12 | Average Weekday | SCE | 1-in-10 | 2030 | 7 |  |  |  | 36.2768 | 1
| LCA | Outside LA Basin | 12 | Average Weekday | SCE | 1-in-10 | 2030 | 8 |  |  |  | 36.0336 | 1
| LCA | Outside LA Basin | 12 | Average Weekday | SCE | 1-in-10 | 2030 | 9 |  |  |  | 36.7918 | 1
| LCA | Outside LA Basin | 12 | Average Weekday | SCE | 1-in-10 | 2030 | 10 |  |  |  | 39.5814 | 1
| LCA | Outside LA Basin | 12 | Average Weekday | SCE | 1-in-10 | 2030 | 11 |  |  |  | 43.0255 | 1
| LCA | Outside LA Basin | 12 | Average Weekday | SCE | 1-in-10 | 2030 | 12 |  |  |  | 46.6168 | 1
| LCA | Outside LA Basin | 12 | Average Weekday | SCE | 1-in-10 | 2030 | 13 |  |  |  | 49.3382 | 1
| LCA | Outside LA Basin | 12 | Average Weekday | SCE | 1-in-10 | 2030 | 14 |  |  |  | 51.1477 | 1
| LCA | Outside LA Basin | 12 | Average Weekday | SCE | 1-in-10 | 2030 | 15 |  |  |  | 52.4968 | 1
| LCA | Outside LA Basin | 12 | Average Weekday | SCE | 1-in-10 | 2030 | 16 |  |  |  | 53.0714 | 1
| LCA | Outside LA Basin | 12 | Average Weekday | SCE | 1-in-10 | 2030 | 17 |  |  |  | 52.6602 | 1
| LCA | Outside LA Basin | 12 | Average Weekday | SCE | 1-in-10 | 2030 | 18 |  |  |  | 51.0016 | 1
| LCA | Outside LA Basin | 12 | Average Weekday | SCE | 1-in-10 | 2030 | 19 |  |  |  | 48.7041 | 1
| LCA | Outside LA Basin | 12 | Average Weekday | SCE | 1-in-10 | 2030 | 20 |  |  |  | 46.6457 | 1
| LCA | Outside LA Basin | 12 | Average Weekday | SCE | 1-in-10 | 2030 | 21 |  |  |  | 44.8414 | 1
| LCA | Outside LA Basin | 12 | Average Weekday | SCE | 1-in-10 | 2030 | 22 |  |  |  | 43.4352 | 1
| LCA | Outside LA Basin | 12 | Average Weekday | SCE | 1-in-10 | 2030 | 23 |  |  |  | 42.3977 | 1
| LCA | Outside LA Basin | 12 | Average Weekday | SCE | 1-in-10 | 2030 | 24 |  |  |  | 41.2248 | 1
| LCA | Outside LA Basin | 12 | Monthly System Peak Day | SCE | 1-in-10 | 2030 | 1 |  |  |  | 33.79 | 1
| LCA | Outside LA Basin | 12 | Monthly System Peak Day | SCE | 1-in-10 | 2030 | 2 |  |  |  | 33.475 | 1
| LCA | Outside LA Basin | 12 | Monthly System Peak Day | SCE | 1-in-10 | 2030 | 3 |  |  |  | 33.515 | 1
| LCA | Outside LA Basin | 12 | Monthly System Peak Day | SCE | 1-in-10 | 2030 | 4 |  |  |  | 32.57 | 1
| LCA | Outside LA Basin | 12 | Monthly System Peak Day | SCE | 1-in-10 | 2030 | 5 |  |  |  | 30.67 | 1
| LCA | Outside LA Basin | 12 | Monthly System Peak Day | SCE | 1-in-10 | 2030 | 6 |  |  |  | 30.16 | 1
| LCA | Outside LA Basin | 12 | Monthly System Peak Day | SCE | 1-in-10 | 2030 | 7 |  |  |  | 29.39 | 1
| LCA | Outside LA Basin | 12 | Monthly System Peak Day | SCE | 1-in-10 | 2030 | 8 |  |  |  | 29.51 | 1
| LCA | Outside LA Basin | 12 | Monthly System Peak Day | SCE | 1-in-10 | 2030 | 9 |  |  |  | 30.635 | 1
| LCA | Outside LA Basin | 12 | Monthly System Peak Day | SCE | 1-in-10 | 2030 | 10 |  |  |  | 33.045 | 1
| LCA | Outside LA Basin | 12 | Monthly System Peak Day | SCE | 1-in-10 | 2030 | 11 |  |  |  | 35.745 | 1
| LCA | Outside LA Basin | 12 | Monthly System Peak Day | SCE | 1-in-10 | 2030 | 12 |  |  |  | 38.525 | 1
| LCA | Outside LA Basin | 12 | Monthly System Peak Day | SCE | 1-in-10 | 2030 | 13 |  |  |  | 40.32 | 1
| LCA | Outside LA Basin | 12 | Monthly System Peak Day | SCE | 1-in-10 | 2030 | 14 |  |  |  | 41.525 | 1
| LCA | Outside LA Basin | 12 | Monthly System Peak Day | SCE | 1-in-10 | 2030 | 15 |  |  |  | 42.765 | 1
| LCA | Outside LA Basin | 12 | Monthly System Peak Day | SCE | 1-in-10 | 2030 | 16 |  |  |  | 42.995 | 1
| LCA | Outside LA Basin | 12 | Monthly System Peak Day | SCE | 1-in-10 | 2030 | 17 |  |  |  | 42.795 | 1
| LCA | Outside LA Basin | 12 | Monthly System Peak Day | SCE | 1-in-10 | 2030 | 18 |  |  |  | 41.155 | 1
| LCA | Outside LA Basin | 12 | Monthly System Peak Day | SCE | 1-in-10 | 2030 | 19 |  |  |  | 39.55 | 1
| LCA | Outside LA Basin | 12 | Monthly System Peak Day | SCE | 1-in-10 | 2030 | 20 |  |  |  | 37.835 | 1
| LCA | Outside LA Basin | 12 | Monthly System Peak Day | SCE | 1-in-10 | 2030 | 21 |  |  |  | 36.285 | 1
| LCA | Outside LA Basin | 12 | Monthly System Peak Day | SCE | 1-in-10 | 2030 | 22 |  |  |  | 34.14 | 1
| LCA | Outside LA Basin | 12 | Monthly System Peak Day | SCE | 1-in-10 | 2030 | 23 |  |  |  | 33.19 | 1
| LCA | Outside LA Basin | 12 | Monthly System Peak Day | SCE | 1-in-10 | 2030 | 24 |  |  |  | 32.61 | 1
| LCA | Outside LA Basin | 1 | Average Weekday | SCE | 1-in-10 | 2031 | 1 |  |  |  | 41.4145 | 1
| LCA | Outside LA Basin | 1 | Average Weekday | SCE | 1-in-10 | 2031 | 2 |  |  |  | 40.5845 | 1
| LCA | Outside LA Basin | 1 | Average Weekday | SCE | 1-in-10 | 2031 | 3 |  |  |  | 39.9579 | 1
| LCA | Outside LA Basin | 1 | Average Weekday | SCE | 1-in-10 | 2031 | 4 |  |  |  | 39.229 | 1
| LCA | Outside LA Basin | 1 | Average Weekday | SCE | 1-in-10 | 2031 | 5 |  |  |  | 38.5993 | 1
| LCA | Outside LA Basin | 1 | Average Weekday | SCE | 1-in-10 | 2031 | 6 |  |  |  | 37.9431 | 1
| LCA | Outside LA Basin | 1 | Average Weekday | SCE | 1-in-10 | 2031 | 7 |  |  |  | 37.7102 | 1
| LCA | Outside LA Basin | 1 | Average Weekday | SCE | 1-in-10 | 2031 | 8 |  |  |  | 37.1905 | 1
| LCA | Outside LA Basin | 1 | Average Weekday | SCE | 1-in-10 | 2031 | 9 |  |  |  | 37.7848 | 1
| LCA | Outside LA Basin | 1 | Average Weekday | SCE | 1-in-10 | 2031 | 10 |  |  |  | 40.409 | 1
| LCA | Outside LA Basin | 1 | Average Weekday | SCE | 1-in-10 | 2031 | 11 |  |  |  | 43.2469 | 1
| LCA | Outside LA Basin | 1 | Average Weekday | SCE | 1-in-10 | 2031 | 12 |  |  |  | 46.0912 | 1
| LCA | Outside LA Basin | 1 | Average Weekday | SCE | 1-in-10 | 2031 | 13 |  |  |  | 48.4019 | 1
| LCA | Outside LA Basin | 1 | Average Weekday | SCE | 1-in-10 | 2031 | 14 |  |  |  | 50.0333 | 1
| LCA | Outside LA Basin | 1 | Average Weekday | SCE | 1-in-10 | 2031 | 15 |  |  |  | 51.2288 | 1
| LCA | Outside LA Basin | 1 | Average Weekday | SCE | 1-in-10 | 2031 | 16 |  |  |  | 51.8621 | 1
| LCA | Outside LA Basin | 1 | Average Weekday | SCE | 1-in-10 | 2031 | 17 |  |  |  | 51.7036 | 1
| LCA | Outside LA Basin | 1 | Average Weekday | SCE | 1-in-10 | 2031 | 18 |  |  |  | 50.5816 | 1
| LCA | Outside LA Basin | 1 | Average Weekday | SCE | 1-in-10 | 2031 | 19 |  |  |  | 48.6288 | 1
| LCA | Outside LA Basin | 1 | Average Weekday | SCE | 1-in-10 | 2031 | 20 |  |  |  | 46.9326 | 1
| LCA | Outside LA Basin | 1 | Average Weekday | SCE | 1-in-10 | 2031 | 21 |  |  |  | 45.2417 | 1
| LCA | Outside LA Basin | 1 | Average Weekday | SCE | 1-in-10 | 2031 | 22 |  |  |  | 43.8821 | 1
| LCA | Outside LA Basin | 1 | Average Weekday | SCE | 1-in-10 | 2031 | 23 |  |  |  | 42.855 | 1
| LCA | Outside LA Basin | 1 | Average Weekday | SCE | 1-in-10 | 2031 | 24 |  |  |  | 42.0314 | 1
| LCA | Outside LA Basin | 1 | Monthly System Peak Day | SCE | 1-in-10 | 2031 | 1 |  |  |  | 35.735 | 1
| LCA | Outside LA Basin | 1 | Monthly System Peak Day | SCE | 1-in-10 | 2031 | 2 |  |  |  | 35.16 | 1
| LCA | Outside LA Basin | 1 | Monthly System Peak Day | SCE | 1-in-10 | 2031 | 3 |  |  |  | 34.755 | 1
| LCA | Outside LA Basin | 1 | Monthly System Peak Day | SCE | 1-in-10 | 2031 | 4 |  |  |  | 33.87 | 1
| LCA | Outside LA Basin | 1 | Monthly System Peak Day | SCE | 1-in-10 | 2031 | 5 |  |  |  | 32.97 | 1
| LCA | Outside LA Basin | 1 | Monthly System Peak Day | SCE | 1-in-10 | 2031 | 6 |  |  |  | 33.06 | 1
| LCA | Outside LA Basin | 1 | Monthly System Peak Day | SCE | 1-in-10 | 2031 | 7 |  |  |  | 32.555 | 1
| LCA | Outside LA Basin | 1 | Monthly System Peak Day | SCE | 1-in-10 | 2031 | 8 |  |  |  | 31.68 | 1
| LCA | Outside LA Basin | 1 | Monthly System Peak Day | SCE | 1-in-10 | 2031 | 9 |  |  |  | 32.175 | 1
| LCA | Outside LA Basin | 1 | Monthly System Peak Day | SCE | 1-in-10 | 2031 | 10 |  |  |  | 33.98 | 1
| LCA | Outside LA Basin | 1 | Monthly System Peak Day | SCE | 1-in-10 | 2031 | 11 |  |  |  | 36.115 | 1
| LCA | Outside LA Basin | 1 | Monthly System Peak Day | SCE | 1-in-10 | 2031 | 12 |  |  |  | 37.535 | 1
| LCA | Outside LA Basin | 1 | Monthly System Peak Day | SCE | 1-in-10 | 2031 | 13 |  |  |  | 37.91 | 1
| LCA | Outside LA Basin | 1 | Monthly System Peak Day | SCE | 1-in-10 | 2031 | 14 |  |  |  | 38.645 | 1
| LCA | Outside LA Basin | 1 | Monthly System Peak Day | SCE | 1-in-10 | 2031 | 15 |  |  |  | 38.765 | 1
| LCA | Outside LA Basin | 1 | Monthly System Peak Day | SCE | 1-in-10 | 2031 | 16 |  |  |  | 38.895 | 1
| LCA | Outside LA Basin | 1 | Monthly System Peak Day | SCE | 1-in-10 | 2031 | 17 |  |  |  | 39.761 | 1
| LCA | Outside LA Basin | 1 | Monthly System Peak Day | SCE | 1-in-10 | 2031 | 18 |  |  |  | 39.029 | 1
| LCA | Outside LA Basin | 1 | Monthly System Peak Day | SCE | 1-in-10 | 2031 | 19 |  |  |  | 38.57 | 1
| LCA | Outside LA Basin | 1 | Monthly System Peak Day | SCE | 1-in-10 | 2031 | 20 |  |  |  | 37.71 | 1
| LCA | Outside LA Basin | 1 | Monthly System Peak Day | SCE | 1-in-10 | 2031 | 21 |  |  |  | 36.345 | 1
| LCA | Outside LA Basin | 1 | Monthly System Peak Day | SCE | 1-in-10 | 2031 | 22 |  |  |  | 35.76 | 1
| LCA | Outside LA Basin | 1 | Monthly System Peak Day | SCE | 1-in-10 | 2031 | 23 |  |  |  | 35.12 | 1
| LCA | Outside LA Basin | 1 | Monthly System Peak Day | SCE | 1-in-10 | 2031 | 24 |  |  |  | 35.105 | 1
| LCA | Outside LA Basin | 2 | Average Weekday | SCE | 1-in-10 | 2031 | 1 |  |  |  | 45.9558 | 1
| LCA | Outside LA Basin | 2 | Average Weekday | SCE | 1-in-10 | 2031 | 2 |  |  |  | 44.7022 | 1
| LCA | Outside LA Basin | 2 | Average Weekday | SCE | 1-in-10 | 2031 | 3 |  |  |  | 43.7924 | 1
| LCA | Outside LA Basin | 2 | Average Weekday | SCE | 1-in-10 | 2031 | 4 |  |  |  | 42.7732 | 1
| LCA | Outside LA Basin | 2 | Average Weekday | SCE | 1-in-10 | 2031 | 5 |  |  |  | 41.6949 | 1
| LCA | Outside LA Basin | 2 | Average Weekday | SCE | 1-in-10 | 2031 | 6 |  |  |  | 40.9075 | 1
| LCA | Outside LA Basin | 2 | Average Weekday | SCE | 1-in-10 | 2031 | 7 |  |  |  | 39.948 | 1
| LCA | Outside LA Basin | 2 | Average Weekday | SCE | 1-in-10 | 2031 | 8 |  |  |  | 39.7246 | 1
| LCA | Outside LA Basin | 2 | Average Weekday | SCE | 1-in-10 | 2031 | 9 |  |  |  | 41.8041 | 1
| LCA | Outside LA Basin | 2 | Average Weekday | SCE | 1-in-10 | 2031 | 10 |  |  |  | 45.7056 | 1
| LCA | Outside LA Basin | 2 | Average Weekday | SCE | 1-in-10 | 2031 | 11 |  |  |  | 50.2948 | 1
| LCA | Outside LA Basin | 2 | Average Weekday | SCE | 1-in-10 | 2031 | 12 |  |  |  | 54.1796 | 1
| LCA | Outside LA Basin | 2 | Average Weekday | SCE | 1-in-10 | 2031 | 13 |  |  |  | 56.9636 | 1
| LCA | Outside LA Basin | 2 | Average Weekday | SCE | 1-in-10 | 2031 | 14 |  |  |  | 58.9565 | 1
| LCA | Outside LA Basin | 2 | Average Weekday | SCE | 1-in-10 | 2031 | 15 |  |  |  | 60.4807 | 1
| LCA | Outside LA Basin | 2 | Average Weekday | SCE | 1-in-10 | 2031 | 16 |  |  |  | 61.3261 | 1
| LCA | Outside LA Basin | 2 | Average Weekday | SCE | 1-in-10 | 2031 | 17 |  |  |  | 61.5871 | 1
| LCA | Outside LA Basin | 2 | Average Weekday | SCE | 1-in-10 | 2031 | 18 |  |  |  | 60.9005 | 1
| LCA | Outside LA Basin | 2 | Average Weekday | SCE | 1-in-10 | 2031 | 19 |  |  |  | 58.4504 | 1
| LCA | Outside LA Basin | 2 | Average Weekday | SCE | 1-in-10 | 2031 | 20 |  |  |  | 55.5421 | 1
| LCA | Outside LA Basin | 2 | Average Weekday | SCE | 1-in-10 | 2031 | 21 |  |  |  | 52.9146 | 1
| LCA | Outside LA Basin | 2 | Average Weekday | SCE | 1-in-10 | 2031 | 22 |  |  |  | 50.6159 | 1
| LCA | Outside LA Basin | 2 | Average Weekday | SCE | 1-in-10 | 2031 | 23 |  |  |  | 48.8713 | 1
| LCA | Outside LA Basin | 2 | Average Weekday | SCE | 1-in-10 | 2031 | 24 |  |  |  | 47.3322 | 1
| LCA | Outside LA Basin | 2 | Monthly System Peak Day | SCE | 1-in-10 | 2031 | 1 |  |  |  | 52.155 | 1
| LCA | Outside LA Basin | 2 | Monthly System Peak Day | SCE | 1-in-10 | 2031 | 2 |  |  |  | 52.18 | 1
| LCA | Outside LA Basin | 2 | Monthly System Peak Day | SCE | 1-in-10 | 2031 | 3 |  |  |  | 50.84 | 1
| LCA | Outside LA Basin | 2 | Monthly System Peak Day | SCE | 1-in-10 | 2031 | 4 |  |  |  | 48.375 | 1
| LCA | Outside LA Basin | 2 | Monthly System Peak Day | SCE | 1-in-10 | 2031 | 5 |  |  |  | 47.455 | 1
| LCA | Outside LA Basin | 2 | Monthly System Peak Day | SCE | 1-in-10 | 2031 | 6 |  |  |  | 45.88 | 1
| LCA | Outside LA Basin | 2 | Monthly System Peak Day | SCE | 1-in-10 | 2031 | 7 |  |  |  | 44.245 | 1
| LCA | Outside LA Basin | 2 | Monthly System Peak Day | SCE | 1-in-10 | 2031 | 8 |  |  |  | 45.215 | 1
| LCA | Outside LA Basin | 2 | Monthly System Peak Day | SCE | 1-in-10 | 2031 | 9 |  |  |  | 47.575 | 1
| LCA | Outside LA Basin | 2 | Monthly System Peak Day | SCE | 1-in-10 | 2031 | 10 |  |  |  | 52.8 | 1
| LCA | Outside LA Basin | 2 | Monthly System Peak Day | SCE | 1-in-10 | 2031 | 11 |  |  |  | 57.59 | 1
| LCA | Outside LA Basin | 2 | Monthly System Peak Day | SCE | 1-in-10 | 2031 | 12 |  |  |  | 63.86 | 1
| LCA | Outside LA Basin | 2 | Monthly System Peak Day | SCE | 1-in-10 | 2031 | 13 |  |  |  | 66.87 | 1
| LCA | Outside LA Basin | 2 | Monthly System Peak Day | SCE | 1-in-10 | 2031 | 14 |  |  |  | 68.765 | 1
| LCA | Outside LA Basin | 2 | Monthly System Peak Day | SCE | 1-in-10 | 2031 | 15 |  |  |  | 70.25 | 1
| LCA | Outside LA Basin | 2 | Monthly System Peak Day | SCE | 1-in-10 | 2031 | 16 |  |  |  | 72.2775 | 1
| LCA | Outside LA Basin | 2 | Monthly System Peak Day | SCE | 1-in-10 | 2031 | 17 |  |  |  | 72.785 | 1
| LCA | Outside LA Basin | 2 | Monthly System Peak Day | SCE | 1-in-10 | 2031 | 18 |  |  |  | 72.455 | 1
| LCA | Outside LA Basin | 2 | Monthly System Peak Day | SCE | 1-in-10 | 2031 | 19 |  |  |  | 70.59 | 1
| LCA | Outside LA Basin | 2 | Monthly System Peak Day | SCE | 1-in-10 | 2031 | 20 |  |  |  | 67.3775 | 1
| LCA | Outside LA Basin | 2 | Monthly System Peak Day | SCE | 1-in-10 | 2031 | 21 |  |  |  | 62.16 | 1
| LCA | Outside LA Basin | 2 | Monthly System Peak Day | SCE | 1-in-10 | 2031 | 22 |  |  |  | 57.4 | 1
| LCA | Outside LA Basin | 2 | Monthly System Peak Day | SCE | 1-in-10 | 2031 | 23 |  |  |  | 55.86 | 1
| LCA | Outside LA Basin | 2 | Monthly System Peak Day | SCE | 1-in-10 | 2031 | 24 |  |  |  | 54.205 | 1
| LCA | Outside LA Basin | 3 | Average Weekday | SCE | 1-in-10 | 2031 | 1 |  |  |  | 54.0523 | 1
| LCA | Outside LA Basin | 3 | Average Weekday | SCE | 1-in-10 | 2031 | 2 |  |  |  | 52.6784 | 1
| LCA | Outside LA Basin | 3 | Average Weekday | SCE | 1-in-10 | 2031 | 3 |  |  |  | 51.3028 | 1
| LCA | Outside LA Basin | 3 | Average Weekday | SCE | 1-in-10 | 2031 | 4 |  |  |  | 50.2455 | 1
| LCA | Outside LA Basin | 3 | Average Weekday | SCE | 1-in-10 | 2031 | 5 |  |  |  | 49.2295 | 1
| LCA | Outside LA Basin | 3 | Average Weekday | SCE | 1-in-10 | 2031 | 6 |  |  |  | 48.2559 | 1
| LCA | Outside LA Basin | 3 | Average Weekday | SCE | 1-in-10 | 2031 | 7 |  |  |  | 47.418 | 1
| LCA | Outside LA Basin | 3 | Average Weekday | SCE | 1-in-10 | 2031 | 8 |  |  |  | 46.825 | 1
| LCA | Outside LA Basin | 3 | Average Weekday | SCE | 1-in-10 | 2031 | 9 |  |  |  | 48.5149 | 1
| LCA | Outside LA Basin | 3 | Average Weekday | SCE | 1-in-10 | 2031 | 10 |  |  |  | 52.1885 | 1
| LCA | Outside LA Basin | 3 | Average Weekday | SCE | 1-in-10 | 2031 | 11 |  |  |  | 56.4999 | 1
| LCA | Outside LA Basin | 3 | Average Weekday | SCE | 1-in-10 | 2031 | 12 |  |  |  | 60.6416 | 1
| LCA | Outside LA Basin | 3 | Average Weekday | SCE | 1-in-10 | 2031 | 13 |  |  |  | 64.1095 | 1
| LCA | Outside LA Basin | 3 | Average Weekday | SCE | 1-in-10 | 2031 | 14 |  |  |  | 66.4786 | 1
| LCA | Outside LA Basin | 3 | Average Weekday | SCE | 1-in-10 | 2031 | 15 |  |  |  | 68.0112 | 1
| LCA | Outside LA Basin | 3 | Average Weekday | SCE | 1-in-10 | 2031 | 16 |  |  |  | 69.032 | 1
| LCA | Outside LA Basin | 3 | Average Weekday | SCE | 1-in-10 | 2031 | 17 |  |  |  | 69.5137 | 1
| LCA | Outside LA Basin | 3 | Average Weekday | SCE | 1-in-10 | 2031 | 18 |  |  |  | 69.0464 | 1
| LCA | Outside LA Basin | 3 | Average Weekday | SCE | 1-in-10 | 2031 | 19 |  |  |  | 67.6946 | 1
| LCA | Outside LA Basin | 3 | Average Weekday | SCE | 1-in-10 | 2031 | 20 |  |  |  | 65.3057 | 1
| LCA | Outside LA Basin | 3 | Average Weekday | SCE | 1-in-10 | 2031 | 21 |  |  |  | 62.4833 | 1
| LCA | Outside LA Basin | 3 | Average Weekday | SCE | 1-in-10 | 2031 | 22 |  |  |  | 60.0205 | 1
| LCA | Outside LA Basin | 3 | Average Weekday | SCE | 1-in-10 | 2031 | 23 |  |  |  | 58.1078 | 1
| LCA | Outside LA Basin | 3 | Average Weekday | SCE | 1-in-10 | 2031 | 24 |  |  |  | 56.5318 | 1
| LCA | Outside LA Basin | 3 | Monthly System Peak Day | SCE | 1-in-10 | 2031 | 1 |  |  |  | 61.565 | 1
| LCA | Outside LA Basin | 3 | Monthly System Peak Day | SCE | 1-in-10 | 2031 | 2 |  |  |  | 60.16 | 1
| LCA | Outside LA Basin | 3 | Monthly System Peak Day | SCE | 1-in-10 | 2031 | 3 |  |  |  | 58.335 | 1
| LCA | Outside LA Basin | 3 | Monthly System Peak Day | SCE | 1-in-10 | 2031 | 4 |  |  |  | 56.78 | 1
| LCA | Outside LA Basin | 3 | Monthly System Peak Day | SCE | 1-in-10 | 2031 | 5 |  |  |  | 55.76 | 1
| LCA | Outside LA Basin | 3 | Monthly System Peak Day | SCE | 1-in-10 | 2031 | 6 |  |  |  | 54.355 | 1
| LCA | Outside LA Basin | 3 | Monthly System Peak Day | SCE | 1-in-10 | 2031 | 7 |  |  |  | 54.3 | 1
| LCA | Outside LA Basin | 3 | Monthly System Peak Day | SCE | 1-in-10 | 2031 | 8 |  |  |  | 53.39 | 1
| LCA | Outside LA Basin | 3 | Monthly System Peak Day | SCE | 1-in-10 | 2031 | 9 |  |  |  | 54.6 | 1
| LCA | Outside LA Basin | 3 | Monthly System Peak Day | SCE | 1-in-10 | 2031 | 10 |  |  |  | 58.64 | 1
| LCA | Outside LA Basin | 3 | Monthly System Peak Day | SCE | 1-in-10 | 2031 | 11 |  |  |  | 65.79 | 1
| LCA | Outside LA Basin | 3 | Monthly System Peak Day | SCE | 1-in-10 | 2031 | 12 |  |  |  | 71.8 | 1
| LCA | Outside LA Basin | 3 | Monthly System Peak Day | SCE | 1-in-10 | 2031 | 13 |  |  |  | 74.95 | 1
| LCA | Outside LA Basin | 3 | Monthly System Peak Day | SCE | 1-in-10 | 2031 | 14 |  |  |  | 77.35 | 1
| LCA | Outside LA Basin | 3 | Monthly System Peak Day | SCE | 1-in-10 | 2031 | 15 |  |  |  | 79.95 | 1
| LCA | Outside LA Basin | 3 | Monthly System Peak Day | SCE | 1-in-10 | 2031 | 16 |  |  |  | 81.15 | 1
| LCA | Outside LA Basin | 3 | Monthly System Peak Day | SCE | 1-in-10 | 2031 | 17 |  |  |  | 82.45 | 1
| LCA | Outside LA Basin | 3 | Monthly System Peak Day | SCE | 1-in-10 | 2031 | 18 |  |  |  | 82.9 | 1
| LCA | Outside LA Basin | 3 | Monthly System Peak Day | SCE | 1-in-10 | 2031 | 19 |  |  |  | 83 | 1
| LCA | Outside LA Basin | 3 | Monthly System Peak Day | SCE | 1-in-10 | 2031 | 20 |  |  |  | 80.9 | 1
| LCA | Outside LA Basin | 3 | Monthly System Peak Day | SCE | 1-in-10 | 2031 | 21 |  |  |  | 77.2 | 1
| LCA | Outside LA Basin | 3 | Monthly System Peak Day | SCE | 1-in-10 | 2031 | 22 |  |  |  | 72.3 | 1
| LCA | Outside LA Basin | 3 | Monthly System Peak Day | SCE | 1-in-10 | 2031 | 23 |  |  |  | 69.285 | 1
| LCA | Outside LA Basin | 3 | Monthly System Peak Day | SCE | 1-in-10 | 2031 | 24 |  |  |  | 67.94 | 1
| LCA | Outside LA Basin | 4 | Average Weekday | SCE | 1-in-10 | 2031 | 1 |  |  |  | 57.1575 | 1
| LCA | Outside LA Basin | 4 | Average Weekday | SCE | 1-in-10 | 2031 | 2 |  |  |  | 56.0457 | 1
| LCA | Outside LA Basin | 4 | Average Weekday | SCE | 1-in-10 | 2031 | 3 |  |  |  | 54.6161 | 1
| LCA | Outside LA Basin | 4 | Average Weekday | SCE | 1-in-10 | 2031 | 4 |  |  |  | 53.5207 | 1
| LCA | Outside LA Basin | 4 | Average Weekday | SCE | 1-in-10 | 2031 | 5 |  |  |  | 52.5011 | 1
| LCA | Outside LA Basin | 4 | Average Weekday | SCE | 1-in-10 | 2031 | 6 |  |  |  | 51.6934 | 1
| LCA | Outside LA Basin | 4 | Average Weekday | SCE | 1-in-10 | 2031 | 7 |  |  |  | 51.1327 | 1
| LCA | Outside LA Basin | 4 | Average Weekday | SCE | 1-in-10 | 2031 | 8 |  |  |  | 50.7743 | 1
| LCA | Outside LA Basin | 4 | Average Weekday | SCE | 1-in-10 | 2031 | 9 |  |  |  | 52.7986 | 1
| LCA | Outside LA Basin | 4 | Average Weekday | SCE | 1-in-10 | 2031 | 10 |  |  |  | 56.3852 | 1
| LCA | Outside LA Basin | 4 | Average Weekday | SCE | 1-in-10 | 2031 | 11 |  |  |  | 59.9393 | 1
| LCA | Outside LA Basin | 4 | Average Weekday | SCE | 1-in-10 | 2031 | 12 |  |  |  | 63.1409 | 1
| LCA | Outside LA Basin | 4 | Average Weekday | SCE | 1-in-10 | 2031 | 13 |  |  |  | 65.6818 | 1
| LCA | Outside LA Basin | 4 | Average Weekday | SCE | 1-in-10 | 2031 | 14 |  |  |  | 67.5836 | 1
| LCA | Outside LA Basin | 4 | Average Weekday | SCE | 1-in-10 | 2031 | 15 |  |  |  | 69.1557 | 1
| LCA | Outside LA Basin | 4 | Average Weekday | SCE | 1-in-10 | 2031 | 16 |  |  |  | 70.1416 | 1
| LCA | Outside LA Basin | 4 | Average Weekday | SCE | 1-in-10 | 2031 | 17 |  |  |  | 70.6357 | 1
| LCA | Outside LA Basin | 4 | Average Weekday | SCE | 1-in-10 | 2031 | 18 |  |  |  | 70.4402 | 1
| LCA | Outside LA Basin | 4 | Average Weekday | SCE | 1-in-10 | 2031 | 19 |  |  |  | 69.3666 | 1
| LCA | Outside LA Basin | 4 | Average Weekday | SCE | 1-in-10 | 2031 | 20 |  |  |  | 67.4882 | 1
| LCA | Outside LA Basin | 4 | Average Weekday | SCE | 1-in-10 | 2031 | 21 |  |  |  | 64.698 | 1
| LCA | Outside LA Basin | 4 | Average Weekday | SCE | 1-in-10 | 2031 | 22 |  |  |  | 62.3057 | 1
| LCA | Outside LA Basin | 4 | Average Weekday | SCE | 1-in-10 | 2031 | 23 |  |  |  | 60.3368 | 1
| LCA | Outside LA Basin | 4 | Average Weekday | SCE | 1-in-10 | 2031 | 24 |  |  |  | 58.3777 | 1
| LCA | Outside LA Basin | 4 | Monthly System Peak Day | SCE | 1-in-10 | 2031 | 1 |  |  |  | 71.05 | 1
| LCA | Outside LA Basin | 4 | Monthly System Peak Day | SCE | 1-in-10 | 2031 | 2 |  |  |  | 67.97 | 1
| LCA | Outside LA Basin | 4 | Monthly System Peak Day | SCE | 1-in-10 | 2031 | 3 |  |  |  | 66.81 | 1
| LCA | Outside LA Basin | 4 | Monthly System Peak Day | SCE | 1-in-10 | 2031 | 4 |  |  |  | 64.76 | 1
| LCA | Outside LA Basin | 4 | Monthly System Peak Day | SCE | 1-in-10 | 2031 | 5 |  |  |  | 63.79 | 1
| LCA | Outside LA Basin | 4 | Monthly System Peak Day | SCE | 1-in-10 | 2031 | 6 |  |  |  | 62.03 | 1
| LCA | Outside LA Basin | 4 | Monthly System Peak Day | SCE | 1-in-10 | 2031 | 7 |  |  |  | 60.84 | 1
| LCA | Outside LA Basin | 4 | Monthly System Peak Day | SCE | 1-in-10 | 2031 | 8 |  |  |  | 61.1 | 1
| LCA | Outside LA Basin | 4 | Monthly System Peak Day | SCE | 1-in-10 | 2031 | 9 |  |  |  | 63.515 | 1
| LCA | Outside LA Basin | 4 | Monthly System Peak Day | SCE | 1-in-10 | 2031 | 10 |  |  |  | 68.115 | 1
| LCA | Outside LA Basin | 4 | Monthly System Peak Day | SCE | 1-in-10 | 2031 | 11 |  |  |  | 73.7 | 1
| LCA | Outside LA Basin | 4 | Monthly System Peak Day | SCE | 1-in-10 | 2031 | 12 |  |  |  | 79.5 | 1
| LCA | Outside LA Basin | 4 | Monthly System Peak Day | SCE | 1-in-10 | 2031 | 13 |  |  |  | 83.4 | 1
| LCA | Outside LA Basin | 4 | Monthly System Peak Day | SCE | 1-in-10 | 2031 | 14 |  |  |  | 84.7 | 1
| LCA | Outside LA Basin | 4 | Monthly System Peak Day | SCE | 1-in-10 | 2031 | 15 |  |  |  | 85.7 | 1
| LCA | Outside LA Basin | 4 | Monthly System Peak Day | SCE | 1-in-10 | 2031 | 16 |  |  |  | 86.35 | 1
| LCA | Outside LA Basin | 4 | Monthly System Peak Day | SCE | 1-in-10 | 2031 | 17 |  |  |  | 87.3 | 1
| LCA | Outside LA Basin | 4 | Monthly System Peak Day | SCE | 1-in-10 | 2031 | 18 |  |  |  | 86.15 | 1
| LCA | Outside LA Basin | 4 | Monthly System Peak Day | SCE | 1-in-10 | 2031 | 19 |  |  |  | 85.85 | 1
| LCA | Outside LA Basin | 4 | Monthly System Peak Day | SCE | 1-in-10 | 2031 | 20 |  |  |  | 84.15 | 1
| LCA | Outside LA Basin | 4 | Monthly System Peak Day | SCE | 1-in-10 | 2031 | 21 |  |  |  | 80.2 | 1
| LCA | Outside LA Basin | 4 | Monthly System Peak Day | SCE | 1-in-10 | 2031 | 22 |  |  |  | 77.05 | 1
| LCA | Outside LA Basin | 4 | Monthly System Peak Day | SCE | 1-in-10 | 2031 | 23 |  |  |  | 74.4 | 1
| LCA | Outside LA Basin | 4 | Monthly System Peak Day | SCE | 1-in-10 | 2031 | 24 |  |  |  | 71.45 | 1
| LCA | Outside LA Basin | 5 | Average Weekday | SCE | 1-in-10 | 2031 | 1 |  |  |  | 62.4398 | 1
| LCA | Outside LA Basin | 5 | Average Weekday | SCE | 1-in-10 | 2031 | 2 |  |  |  | 60.9675 | 1
| LCA | Outside LA Basin | 5 | Average Weekday | SCE | 1-in-10 | 2031 | 3 |  |  |  | 59.6839 | 1
| LCA | Outside LA Basin | 5 | Average Weekday | SCE | 1-in-10 | 2031 | 4 |  |  |  | 58.948 | 1
| LCA | Outside LA Basin | 5 | Average Weekday | SCE | 1-in-10 | 2031 | 5 |  |  |  | 58.0984 | 1
| LCA | Outside LA Basin | 5 | Average Weekday | SCE | 1-in-10 | 2031 | 6 |  |  |  | 57.186 | 1
| LCA | Outside LA Basin | 5 | Average Weekday | SCE | 1-in-10 | 2031 | 7 |  |  |  | 56.4306 | 1
| LCA | Outside LA Basin | 5 | Average Weekday | SCE | 1-in-10 | 2031 | 8 |  |  |  | 57.027 | 1
| LCA | Outside LA Basin | 5 | Average Weekday | SCE | 1-in-10 | 2031 | 9 |  |  |  | 60.0492 | 1
| LCA | Outside LA Basin | 5 | Average Weekday | SCE | 1-in-10 | 2031 | 10 |  |  |  | 63.4864 | 1
| LCA | Outside LA Basin | 5 | Average Weekday | SCE | 1-in-10 | 2031 | 11 |  |  |  | 66.8375 | 1
| LCA | Outside LA Basin | 5 | Average Weekday | SCE | 1-in-10 | 2031 | 12 |  |  |  | 69.929 | 1
| LCA | Outside LA Basin | 5 | Average Weekday | SCE | 1-in-10 | 2031 | 13 |  |  |  | 72.551 | 1
| LCA | Outside LA Basin | 5 | Average Weekday | SCE | 1-in-10 | 2031 | 14 |  |  |  | 74.6557 | 1
| LCA | Outside LA Basin | 5 | Average Weekday | SCE | 1-in-10 | 2031 | 15 |  |  |  | 75.9317 | 1
| LCA | Outside LA Basin | 5 | Average Weekday | SCE | 1-in-10 | 2031 | 16 |  |  |  | 76.5604 | 1
| LCA | Outside LA Basin | 5 | Average Weekday | SCE | 1-in-10 | 2031 | 17 |  |  |  | 76.7617 | 1
| LCA | Outside LA Basin | 5 | Average Weekday | SCE | 1-in-10 | 2031 | 18 |  |  |  | 76.4688 | 1
| LCA | Outside LA Basin | 5 | Average Weekday | SCE | 1-in-10 | 2031 | 19 |  |  |  | 75.4781 | 1
| LCA | Outside LA Basin | 5 | Average Weekday | SCE | 1-in-10 | 2031 | 20 |  |  |  | 73.6847 | 1
| LCA | Outside LA Basin | 5 | Average Weekday | SCE | 1-in-10 | 2031 | 21 |  |  |  | 71.2607 | 1
| LCA | Outside LA Basin | 5 | Average Weekday | SCE | 1-in-10 | 2031 | 22 |  |  |  | 68.8031 | 1
| LCA | Outside LA Basin | 5 | Average Weekday | SCE | 1-in-10 | 2031 | 23 |  |  |  | 66.6382 | 1
| LCA | Outside LA Basin | 5 | Average Weekday | SCE | 1-in-10 | 2031 | 24 |  |  |  | 64.6233 | 1
| LCA | Outside LA Basin | 5 | Monthly System Peak Day | SCE | 1-in-10 | 2031 | 1 |  |  |  | 72.01 | 1
| LCA | Outside LA Basin | 5 | Monthly System Peak Day | SCE | 1-in-10 | 2031 | 2 |  |  |  | 69.895 | 1
| LCA | Outside LA Basin | 5 | Monthly System Peak Day | SCE | 1-in-10 | 2031 | 3 |  |  |  | 67.065 | 1
| LCA | Outside LA Basin | 5 | Monthly System Peak Day | SCE | 1-in-10 | 2031 | 4 |  |  |  | 65.725 | 1
| LCA | Outside LA Basin | 5 | Monthly System Peak Day | SCE | 1-in-10 | 2031 | 5 |  |  |  | 65.71 | 1
| LCA | Outside LA Basin | 5 | Monthly System Peak Day | SCE | 1-in-10 | 2031 | 6 |  |  |  | 63.745 | 1
| LCA | Outside LA Basin | 5 | Monthly System Peak Day | SCE | 1-in-10 | 2031 | 7 |  |  |  | 62.26 | 1
| LCA | Outside LA Basin | 5 | Monthly System Peak Day | SCE | 1-in-10 | 2031 | 8 |  |  |  | 63.1 | 1
| LCA | Outside LA Basin | 5 | Monthly System Peak Day | SCE | 1-in-10 | 2031 | 9 |  |  |  | 67.355 | 1
| LCA | Outside LA Basin | 5 | Monthly System Peak Day | SCE | 1-in-10 | 2031 | 10 |  |  |  | 71.695 | 1
| LCA | Outside LA Basin | 5 | Monthly System Peak Day | SCE | 1-in-10 | 2031 | 11 |  |  |  | 76.75 | 1
| LCA | Outside LA Basin | 5 | Monthly System Peak Day | SCE | 1-in-10 | 2031 | 12 |  |  |  | 82 | 1
| LCA | Outside LA Basin | 5 | Monthly System Peak Day | SCE | 1-in-10 | 2031 | 13 |  |  |  | 85.4 | 1
| LCA | Outside LA Basin | 5 | Monthly System Peak Day | SCE | 1-in-10 | 2031 | 14 |  |  |  | 87.8 | 1
| LCA | Outside LA Basin | 5 | Monthly System Peak Day | SCE | 1-in-10 | 2031 | 15 |  |  |  | 89.75 | 1
| LCA | Outside LA Basin | 5 | Monthly System Peak Day | SCE | 1-in-10 | 2031 | 16 |  |  |  | 90.2 | 1
| LCA | Outside LA Basin | 5 | Monthly System Peak Day | SCE | 1-in-10 | 2031 | 17 |  |  |  | 91.05 | 1
| LCA | Outside LA Basin | 5 | Monthly System Peak Day | SCE | 1-in-10 | 2031 | 18 |  |  |  | 91.45 | 1
| LCA | Outside LA Basin | 5 | Monthly System Peak Day | SCE | 1-in-10 | 2031 | 19 |  |  |  | 91.25 | 1
| LCA | Outside LA Basin | 5 | Monthly System Peak Day | SCE | 1-in-10 | 2031 | 20 |  |  |  | 90.35 | 1
| LCA | Outside LA Basin | 5 | Monthly System Peak Day | SCE | 1-in-10 | 2031 | 21 |  |  |  | 87.5 | 1
| LCA | Outside LA Basin | 5 | Monthly System Peak Day | SCE | 1-in-10 | 2031 | 22 |  |  |  | 83.25 | 1
| LCA | Outside LA Basin | 5 | Monthly System Peak Day | SCE | 1-in-10 | 2031 | 23 |  |  |  | 80.45 | 1
| LCA | Outside LA Basin | 5 | Monthly System Peak Day | SCE | 1-in-10 | 2031 | 24 |  |  |  | 77.65 | 1
| LCA | Outside LA Basin | 6 | Average Weekday | SCE | 1-in-10 | 2031 | 1 |  |  |  | 73.9873 | 1
| LCA | Outside LA Basin | 6 | Average Weekday | SCE | 1-in-10 | 2031 | 2 |  |  |  | 72.6855 | 1
| LCA | Outside LA Basin | 6 | Average Weekday | SCE | 1-in-10 | 2031 | 3 |  |  |  | 71.4691 | 1
| LCA | Outside LA Basin | 6 | Average Weekday | SCE | 1-in-10 | 2031 | 4 |  |  |  | 70.3643 | 1
| LCA | Outside LA Basin | 6 | Average Weekday | SCE | 1-in-10 | 2031 | 5 |  |  |  | 69.3959 | 1
| LCA | Outside LA Basin | 6 | Average Weekday | SCE | 1-in-10 | 2031 | 6 |  |  |  | 68.4468 | 1
| LCA | Outside LA Basin | 6 | Average Weekday | SCE | 1-in-10 | 2031 | 7 |  |  |  | 67.4439 | 1
| LCA | Outside LA Basin | 6 | Average Weekday | SCE | 1-in-10 | 2031 | 8 |  |  |  | 68.6641 | 1
| LCA | Outside LA Basin | 6 | Average Weekday | SCE | 1-in-10 | 2031 | 9 |  |  |  | 72.1182 | 1
| LCA | Outside LA Basin | 6 | Average Weekday | SCE | 1-in-10 | 2031 | 10 |  |  |  | 76.2377 | 1
| LCA | Outside LA Basin | 6 | Average Weekday | SCE | 1-in-10 | 2031 | 11 |  |  |  | 80.7134 | 1
| LCA | Outside LA Basin | 6 | Average Weekday | SCE | 1-in-10 | 2031 | 12 |  |  |  | 84.5716 | 1
| LCA | Outside LA Basin | 6 | Average Weekday | SCE | 1-in-10 | 2031 | 13 |  |  |  | 87.6593 | 1
| LCA | Outside LA Basin | 6 | Average Weekday | SCE | 1-in-10 | 2031 | 14 |  |  |  | 89.7341 | 1
| LCA | Outside LA Basin | 6 | Average Weekday | SCE | 1-in-10 | 2031 | 15 |  |  |  | 90.7682 | 1
| LCA | Outside LA Basin | 6 | Average Weekday | SCE | 1-in-10 | 2031 | 16 |  |  |  | 91.1909 | 1
| LCA | Outside LA Basin | 6 | Average Weekday | SCE | 1-in-10 | 2031 | 17 |  |  |  | 90.9932 | 1
| LCA | Outside LA Basin | 6 | Average Weekday | SCE | 1-in-10 | 2031 | 18 |  |  |  | 89.8907 | 1
| LCA | Outside LA Basin | 6 | Average Weekday | SCE | 1-in-10 | 2031 | 19 |  |  |  | 88.2743 | 1
| LCA | Outside LA Basin | 6 | Average Weekday | SCE | 1-in-10 | 2031 | 20 |  |  |  | 86.2036 | 1
| LCA | Outside LA Basin | 6 | Average Weekday | SCE | 1-in-10 | 2031 | 21 |  |  |  | 82.8105 | 1
| LCA | Outside LA Basin | 6 | Average Weekday | SCE | 1-in-10 | 2031 | 22 |  |  |  | 79.4559 | 1
| LCA | Outside LA Basin | 6 | Average Weekday | SCE | 1-in-10 | 2031 | 23 |  |  |  | 77.4209 | 1
| LCA | Outside LA Basin | 6 | Average Weekday | SCE | 1-in-10 | 2031 | 24 |  |  |  | 75.4132 | 1
| LCA | Outside LA Basin | 6 | Monthly System Peak Day | SCE | 1-in-10 | 2031 | 1 |  |  |  | 83.3 | 1
| LCA | Outside LA Basin | 6 | Monthly System Peak Day | SCE | 1-in-10 | 2031 | 2 |  |  |  | 80.65 | 1
| LCA | Outside LA Basin | 6 | Monthly System Peak Day | SCE | 1-in-10 | 2031 | 3 |  |  |  | 78.75 | 1
| LCA | Outside LA Basin | 6 | Monthly System Peak Day | SCE | 1-in-10 | 2031 | 4 |  |  |  | 76.75 | 1
| LCA | Outside LA Basin | 6 | Monthly System Peak Day | SCE | 1-in-10 | 2031 | 5 |  |  |  | 76.75 | 1
| LCA | Outside LA Basin | 6 | Monthly System Peak Day | SCE | 1-in-10 | 2031 | 6 |  |  |  | 73.95 | 1
| LCA | Outside LA Basin | 6 | Monthly System Peak Day | SCE | 1-in-10 | 2031 | 7 |  |  |  | 72.65 | 1
| LCA | Outside LA Basin | 6 | Monthly System Peak Day | SCE | 1-in-10 | 2031 | 8 |  |  |  | 76.5 | 1
| LCA | Outside LA Basin | 6 | Monthly System Peak Day | SCE | 1-in-10 | 2031 | 9 |  |  |  | 80.7 | 1
| LCA | Outside LA Basin | 6 | Monthly System Peak Day | SCE | 1-in-10 | 2031 | 10 |  |  |  | 87.05 | 1
| LCA | Outside LA Basin | 6 | Monthly System Peak Day | SCE | 1-in-10 | 2031 | 11 |  |  |  | 91.1 | 1
| LCA | Outside LA Basin | 6 | Monthly System Peak Day | SCE | 1-in-10 | 2031 | 12 |  |  |  | 95.2 | 1
| LCA | Outside LA Basin | 6 | Monthly System Peak Day | SCE | 1-in-10 | 2031 | 13 |  |  |  | 98.6 | 1
| LCA | Outside LA Basin | 6 | Monthly System Peak Day | SCE | 1-in-10 | 2031 | 14 |  |  |  | 100.8 | 1
| LCA | Outside LA Basin | 6 | Monthly System Peak Day | SCE | 1-in-10 | 2031 | 15 |  |  |  | 101.5 | 1
| LCA | Outside LA Basin | 6 | Monthly System Peak Day | SCE | 1-in-10 | 2031 | 16 |  |  |  | 102.1 | 1
| LCA | Outside LA Basin | 6 | Monthly System Peak Day | SCE | 1-in-10 | 2031 | 17 |  |  |  | 102.75 | 1
| LCA | Outside LA Basin | 6 | Monthly System Peak Day | SCE | 1-in-10 | 2031 | 18 |  |  |  | 102.15 | 1
| LCA | Outside LA Basin | 6 | Monthly System Peak Day | SCE | 1-in-10 | 2031 | 19 |  |  |  | 99.55 | 1
| LCA | Outside LA Basin | 6 | Monthly System Peak Day | SCE | 1-in-10 | 2031 | 20 |  |  |  | 97.1 | 1
| LCA | Outside LA Basin | 6 | Monthly System Peak Day | SCE | 1-in-10 | 2031 | 21 |  |  |  | 94.6 | 1
| LCA | Outside LA Basin | 6 | Monthly System Peak Day | SCE | 1-in-10 | 2031 | 22 |  |  |  | 91.15 | 1
| LCA | Outside LA Basin | 6 | Monthly System Peak Day | SCE | 1-in-10 | 2031 | 23 |  |  |  | 87.8 | 1
| LCA | Outside LA Basin | 6 | Monthly System Peak Day | SCE | 1-in-10 | 2031 | 24 |  |  |  | 86.2 | 1
| LCA | Outside LA Basin | 7 | Average Weekday | SCE | 1-in-10 | 2031 | 1 |  |  |  | 79.5412 | 1
| LCA | Outside LA Basin | 7 | Average Weekday | SCE | 1-in-10 | 2031 | 2 |  |  |  | 78.1514 | 1
| LCA | Outside LA Basin | 7 | Average Weekday | SCE | 1-in-10 | 2031 | 3 |  |  |  | 77.0466 | 1
| LCA | Outside LA Basin | 7 | Average Weekday | SCE | 1-in-10 | 2031 | 4 |  |  |  | 76.0414 | 1
| LCA | Outside LA Basin | 7 | Average Weekday | SCE | 1-in-10 | 2031 | 5 |  |  |  | 75.0191 | 1
| LCA | Outside LA Basin | 7 | Average Weekday | SCE | 1-in-10 | 2031 | 6 |  |  |  | 74.2081 | 1
| LCA | Outside LA Basin | 7 | Average Weekday | SCE | 1-in-10 | 2031 | 7 |  |  |  | 73.6062 | 1
| LCA | Outside LA Basin | 7 | Average Weekday | SCE | 1-in-10 | 2031 | 8 |  |  |  | 74.2241 | 1
| LCA | Outside LA Basin | 7 | Average Weekday | SCE | 1-in-10 | 2031 | 9 |  |  |  | 77.5584 | 1
| LCA | Outside LA Basin | 7 | Average Weekday | SCE | 1-in-10 | 2031 | 10 |  |  |  | 81.5881 | 1
| LCA | Outside LA Basin | 7 | Average Weekday | SCE | 1-in-10 | 2031 | 11 |  |  |  | 85.4805 | 1
| LCA | Outside LA Basin | 7 | Average Weekday | SCE | 1-in-10 | 2031 | 12 |  |  |  | 89.1506 | 1
| LCA | Outside LA Basin | 7 | Average Weekday | SCE | 1-in-10 | 2031 | 13 |  |  |  | 92.2537 | 1
| LCA | Outside LA Basin | 7 | Average Weekday | SCE | 1-in-10 | 2031 | 14 |  |  |  | 94.4914 | 1
| LCA | Outside LA Basin | 7 | Average Weekday | SCE | 1-in-10 | 2031 | 15 |  |  |  | 95.837 | 1
| LCA | Outside LA Basin | 7 | Average Weekday | SCE | 1-in-10 | 2031 | 16 |  |  |  | 96.2266 | 1
| LCA | Outside LA Basin | 7 | Average Weekday | SCE | 1-in-10 | 2031 | 17 |  |  |  | 96.1133 | 1
| LCA | Outside LA Basin | 7 | Average Weekday | SCE | 1-in-10 | 2031 | 18 |  |  |  | 95.4852 | 1
| LCA | Outside LA Basin | 7 | Average Weekday | SCE | 1-in-10 | 2031 | 19 |  |  |  | 94.1139 | 1
| LCA | Outside LA Basin | 7 | Average Weekday | SCE | 1-in-10 | 2031 | 20 |  |  |  | 91.6368 | 1
| LCA | Outside LA Basin | 7 | Average Weekday | SCE | 1-in-10 | 2031 | 21 |  |  |  | 88.7785 | 1
| LCA | Outside LA Basin | 7 | Average Weekday | SCE | 1-in-10 | 2031 | 22 |  |  |  | 86.0136 | 1
| LCA | Outside LA Basin | 7 | Average Weekday | SCE | 1-in-10 | 2031 | 23 |  |  |  | 83.9101 | 1
| LCA | Outside LA Basin | 7 | Average Weekday | SCE | 1-in-10 | 2031 | 24 |  |  |  | 81.7186 | 1
| LCA | Outside LA Basin | 7 | Monthly System Peak Day | SCE | 1-in-10 | 2031 | 1 |  |  |  | 83.2 | 1
| LCA | Outside LA Basin | 7 | Monthly System Peak Day | SCE | 1-in-10 | 2031 | 2 |  |  |  | 81.25 | 1
| LCA | Outside LA Basin | 7 | Monthly System Peak Day | SCE | 1-in-10 | 2031 | 3 |  |  |  | 78.55 | 1
| LCA | Outside LA Basin | 7 | Monthly System Peak Day | SCE | 1-in-10 | 2031 | 4 |  |  |  | 75.45 | 1
| LCA | Outside LA Basin | 7 | Monthly System Peak Day | SCE | 1-in-10 | 2031 | 5 |  |  |  | 74.85 | 1
| LCA | Outside LA Basin | 7 | Monthly System Peak Day | SCE | 1-in-10 | 2031 | 6 |  |  |  | 73.5 | 1
| LCA | Outside LA Basin | 7 | Monthly System Peak Day | SCE | 1-in-10 | 2031 | 7 |  |  |  | 72.35 | 1
| LCA | Outside LA Basin | 7 | Monthly System Peak Day | SCE | 1-in-10 | 2031 | 8 |  |  |  | 72.8 | 1
| LCA | Outside LA Basin | 7 | Monthly System Peak Day | SCE | 1-in-10 | 2031 | 9 |  |  |  | 76.35 | 1
| LCA | Outside LA Basin | 7 | Monthly System Peak Day | SCE | 1-in-10 | 2031 | 10 |  |  |  | 79.8 | 1
| LCA | Outside LA Basin | 7 | Monthly System Peak Day | SCE | 1-in-10 | 2031 | 11 |  |  |  | 84.7 | 1
| LCA | Outside LA Basin | 7 | Monthly System Peak Day | SCE | 1-in-10 | 2031 | 12 |  |  |  | 89.05 | 1
| LCA | Outside LA Basin | 7 | Monthly System Peak Day | SCE | 1-in-10 | 2031 | 13 |  |  |  | 94.35 | 1
| LCA | Outside LA Basin | 7 | Monthly System Peak Day | SCE | 1-in-10 | 2031 | 14 |  |  |  | 97.4 | 1
| LCA | Outside LA Basin | 7 | Monthly System Peak Day | SCE | 1-in-10 | 2031 | 15 |  |  |  | 100.4 | 1
| LCA | Outside LA Basin | 7 | Monthly System Peak Day | SCE | 1-in-10 | 2031 | 16 |  |  |  | 102.45 | 1
| LCA | Outside LA Basin | 7 | Monthly System Peak Day | SCE | 1-in-10 | 2031 | 17 |  |  |  | 103.55 | 1
| LCA | Outside LA Basin | 7 | Monthly System Peak Day | SCE | 1-in-10 | 2031 | 18 |  |  |  | 103.7 | 1
| LCA | Outside LA Basin | 7 | Monthly System Peak Day | SCE | 1-in-10 | 2031 | 19 |  |  |  | 103.1 | 1
| LCA | Outside LA Basin | 7 | Monthly System Peak Day | SCE | 1-in-10 | 2031 | 20 |  |  |  | 100.75 | 1
| LCA | Outside LA Basin | 7 | Monthly System Peak Day | SCE | 1-in-10 | 2031 | 21 |  |  |  | 98.15 | 1
| LCA | Outside LA Basin | 7 | Monthly System Peak Day | SCE | 1-in-10 | 2031 | 22 |  |  |  | 93.95 | 1
| LCA | Outside LA Basin | 7 | Monthly System Peak Day | SCE | 1-in-10 | 2031 | 23 |  |  |  | 89.7 | 1
| LCA | Outside LA Basin | 7 | Monthly System Peak Day | SCE | 1-in-10 | 2031 | 24 |  |  |  | 87.55 | 1
| LCA | Outside LA Basin | 8 | Average Weekday | SCE | 1-in-10 | 2031 | 1 |  |  |  | 78.8587 | 1
| LCA | Outside LA Basin | 8 | Average Weekday | SCE | 1-in-10 | 2031 | 2 |  |  |  | 77.667 | 1
| LCA | Outside LA Basin | 8 | Average Weekday | SCE | 1-in-10 | 2031 | 3 |  |  |  | 76.5361 | 1
| LCA | Outside LA Basin | 8 | Average Weekday | SCE | 1-in-10 | 2031 | 4 |  |  |  | 75.462 | 1
| LCA | Outside LA Basin | 8 | Average Weekday | SCE | 1-in-10 | 2031 | 5 |  |  |  | 74.6611 | 1
| LCA | Outside LA Basin | 8 | Average Weekday | SCE | 1-in-10 | 2031 | 6 |  |  |  | 73.6487 | 1
| LCA | Outside LA Basin | 8 | Average Weekday | SCE | 1-in-10 | 2031 | 7 |  |  |  | 72.77 | 1
| LCA | Outside LA Basin | 8 | Average Weekday | SCE | 1-in-10 | 2031 | 8 |  |  |  | 72.5257 | 1
| LCA | Outside LA Basin | 8 | Average Weekday | SCE | 1-in-10 | 2031 | 9 |  |  |  | 74.6513 | 1
| LCA | Outside LA Basin | 8 | Average Weekday | SCE | 1-in-10 | 2031 | 10 |  |  |  | 78.6885 | 1
| LCA | Outside LA Basin | 8 | Average Weekday | SCE | 1-in-10 | 2031 | 11 |  |  |  | 83.3413 | 1
| LCA | Outside LA Basin | 8 | Average Weekday | SCE | 1-in-10 | 2031 | 12 |  |  |  | 87.3891 | 1
| LCA | Outside LA Basin | 8 | Average Weekday | SCE | 1-in-10 | 2031 | 13 |  |  |  | 90.3478 | 1
| LCA | Outside LA Basin | 8 | Average Weekday | SCE | 1-in-10 | 2031 | 14 |  |  |  | 92.2152 | 1
| LCA | Outside LA Basin | 8 | Average Weekday | SCE | 1-in-10 | 2031 | 15 |  |  |  | 93.4326 | 1
| LCA | Outside LA Basin | 8 | Average Weekday | SCE | 1-in-10 | 2031 | 16 |  |  |  | 93.8 | 1
| LCA | Outside LA Basin | 8 | Average Weekday | SCE | 1-in-10 | 2031 | 17 |  |  |  | 93.4174 | 1
| LCA | Outside LA Basin | 8 | Average Weekday | SCE | 1-in-10 | 2031 | 18 |  |  |  | 92.4044 | 1
| LCA | Outside LA Basin | 8 | Average Weekday | SCE | 1-in-10 | 2031 | 19 |  |  |  | 91.0087 | 1
| LCA | Outside LA Basin | 8 | Average Weekday | SCE | 1-in-10 | 2031 | 20 |  |  |  | 88.837 | 1
| LCA | Outside LA Basin | 8 | Average Weekday | SCE | 1-in-10 | 2031 | 21 |  |  |  | 86.0152 | 1
| LCA | Outside LA Basin | 8 | Average Weekday | SCE | 1-in-10 | 2031 | 22 |  |  |  | 83.7565 | 1
| LCA | Outside LA Basin | 8 | Average Weekday | SCE | 1-in-10 | 2031 | 23 |  |  |  | 82.0326 | 1
| LCA | Outside LA Basin | 8 | Average Weekday | SCE | 1-in-10 | 2031 | 24 |  |  |  | 80.2217 | 1
| LCA | Outside LA Basin | 8 | Monthly System Peak Day | SCE | 1-in-10 | 2031 | 1 |  |  |  | 83.85 | 1
| LCA | Outside LA Basin | 8 | Monthly System Peak Day | SCE | 1-in-10 | 2031 | 2 |  |  |  | 82.55 | 1
| LCA | Outside LA Basin | 8 | Monthly System Peak Day | SCE | 1-in-10 | 2031 | 3 |  |  |  | 80.45 | 1
| LCA | Outside LA Basin | 8 | Monthly System Peak Day | SCE | 1-in-10 | 2031 | 4 |  |  |  | 79.1 | 1
| LCA | Outside LA Basin | 8 | Monthly System Peak Day | SCE | 1-in-10 | 2031 | 5 |  |  |  | 77.35 | 1
| LCA | Outside LA Basin | 8 | Monthly System Peak Day | SCE | 1-in-10 | 2031 | 6 |  |  |  | 76.25 | 1
| LCA | Outside LA Basin | 8 | Monthly System Peak Day | SCE | 1-in-10 | 2031 | 7 |  |  |  | 75.15 | 1
| LCA | Outside LA Basin | 8 | Monthly System Peak Day | SCE | 1-in-10 | 2031 | 8 |  |  |  | 75.25 | 1
| LCA | Outside LA Basin | 8 | Monthly System Peak Day | SCE | 1-in-10 | 2031 | 9 |  |  |  | 77.5 | 1
| LCA | Outside LA Basin | 8 | Monthly System Peak Day | SCE | 1-in-10 | 2031 | 10 |  |  |  | 80.8 | 1
| LCA | Outside LA Basin | 8 | Monthly System Peak Day | SCE | 1-in-10 | 2031 | 11 |  |  |  | 85.7 | 1
| LCA | Outside LA Basin | 8 | Monthly System Peak Day | SCE | 1-in-10 | 2031 | 12 |  |  |  | 90.1 | 1
| LCA | Outside LA Basin | 8 | Monthly System Peak Day | SCE | 1-in-10 | 2031 | 13 |  |  |  | 93.55 | 1
| LCA | Outside LA Basin | 8 | Monthly System Peak Day | SCE | 1-in-10 | 2031 | 14 |  |  |  | 96.95 | 1
| LCA | Outside LA Basin | 8 | Monthly System Peak Day | SCE | 1-in-10 | 2031 | 15 |  |  |  | 98.95 | 1
| LCA | Outside LA Basin | 8 | Monthly System Peak Day | SCE | 1-in-10 | 2031 | 16 |  |  |  | 100.35 | 1
| LCA | Outside LA Basin | 8 | Monthly System Peak Day | SCE | 1-in-10 | 2031 | 17 |  |  |  | 100.75 | 1
| LCA | Outside LA Basin | 8 | Monthly System Peak Day | SCE | 1-in-10 | 2031 | 18 |  |  |  | 100 | 1
| LCA | Outside LA Basin | 8 | Monthly System Peak Day | SCE | 1-in-10 | 2031 | 19 |  |  |  | 99 | 1
| LCA | Outside LA Basin | 8 | Monthly System Peak Day | SCE | 1-in-10 | 2031 | 20 |  |  |  | 97.45 | 1
| LCA | Outside LA Basin | 8 | Monthly System Peak Day | SCE | 1-in-10 | 2031 | 21 |  |  |  | 94.9 | 1
| LCA | Outside LA Basin | 8 | Monthly System Peak Day | SCE | 1-in-10 | 2031 | 22 |  |  |  | 91.5 | 1
| LCA | Outside LA Basin | 8 | Monthly System Peak Day | SCE | 1-in-10 | 2031 | 23 |  |  |  | 89.45 | 1
| LCA | Outside LA Basin | 8 | Monthly System Peak Day | SCE | 1-in-10 | 2031 | 24 |  |  |  | 87.2 | 1
| LCA | Outside LA Basin | 8 | Typical Event Day | SCE | 1-in-10 | 2031 | 1 |  |  |  | 82.4625 | 1
| LCA | Outside LA Basin | 8 | Typical Event Day | SCE | 1-in-10 | 2031 | 2 |  |  |  | 80.5875 | 1
| LCA | Outside LA Basin | 8 | Typical Event Day | SCE | 1-in-10 | 2031 | 3 |  |  |  | 78.5625 | 1
| LCA | Outside LA Basin | 8 | Typical Event Day | SCE | 1-in-10 | 2031 | 4 |  |  |  | 76.5 | 1
| LCA | Outside LA Basin | 8 | Typical Event Day | SCE | 1-in-10 | 2031 | 5 |  |  |  | 75.675 | 1
| LCA | Outside LA Basin | 8 | Typical Event Day | SCE | 1-in-10 | 2031 | 6 |  |  |  | 73.975 | 1
| LCA | Outside LA Basin | 8 | Typical Event Day | SCE | 1-in-10 | 2031 | 7 |  |  |  | 72.9 | 1
| LCA | Outside LA Basin | 8 | Typical Event Day | SCE | 1-in-10 | 2031 | 8 |  |  |  | 74.0375 | 1
| LCA | Outside LA Basin | 8 | Typical Event Day | SCE | 1-in-10 | 2031 | 9 |  |  |  | 76.95 | 1
| LCA | Outside LA Basin | 8 | Typical Event Day | SCE | 1-in-10 | 2031 | 10 |  |  |  | 80.7125 | 1
| LCA | Outside LA Basin | 8 | Typical Event Day | SCE | 1-in-10 | 2031 | 11 |  |  |  | 85.4375 | 1
| LCA | Outside LA Basin | 8 | Typical Event Day | SCE | 1-in-10 | 2031 | 12 |  |  |  | 89.625 | 1
| LCA | Outside LA Basin | 8 | Typical Event Day | SCE | 1-in-10 | 2031 | 13 |  |  |  | 93.5375 | 1
| LCA | Outside LA Basin | 8 | Typical Event Day | SCE | 1-in-10 | 2031 | 14 |  |  |  | 96.525 | 1
| LCA | Outside LA Basin | 8 | Typical Event Day | SCE | 1-in-10 | 2031 | 15 |  |  |  | 98.6 | 1
| LCA | Outside LA Basin | 8 | Typical Event Day | SCE | 1-in-10 | 2031 | 16 |  |  |  | 100.05 | 1
| LCA | Outside LA Basin | 8 | Typical Event Day | SCE | 1-in-10 | 2031 | 17 |  |  |  | 100.9125 | 1
| LCA | Outside LA Basin | 8 | Typical Event Day | SCE | 1-in-10 | 2031 | 18 |  |  |  | 100.6875 | 1
| LCA | Outside LA Basin | 8 | Typical Event Day | SCE | 1-in-10 | 2031 | 19 |  |  |  | 99.675 | 1
| LCA | Outside LA Basin | 8 | Typical Event Day | SCE | 1-in-10 | 2031 | 20 |  |  |  | 96.675 | 1
| LCA | Outside LA Basin | 8 | Typical Event Day | SCE | 1-in-10 | 2031 | 21 |  |  |  | 93.35 | 1
| LCA | Outside LA Basin | 8 | Typical Event Day | SCE | 1-in-10 | 2031 | 22 |  |  |  | 90.175 | 1
| LCA | Outside LA Basin | 8 | Typical Event Day | SCE | 1-in-10 | 2031 | 23 |  |  |  | 87.575 | 1
| LCA | Outside LA Basin | 8 | Typical Event Day | SCE | 1-in-10 | 2031 | 24 |  |  |  | 85.675 | 1
| LCA | Outside LA Basin | 9 | Average Weekday | SCE | 1-in-10 | 2031 | 1 |  |  |  | 73.2714 | 1
| LCA | Outside LA Basin | 9 | Average Weekday | SCE | 1-in-10 | 2031 | 2 |  |  |  | 72.0395 | 1
| LCA | Outside LA Basin | 9 | Average Weekday | SCE | 1-in-10 | 2031 | 3 |  |  |  | 70.83 | 1
| LCA | Outside LA Basin | 9 | Average Weekday | SCE | 1-in-10 | 2031 | 4 |  |  |  | 69.7907 | 1
| LCA | Outside LA Basin | 9 | Average Weekday | SCE | 1-in-10 | 2031 | 5 |  |  |  | 68.7736 | 1
| LCA | Outside LA Basin | 9 | Average Weekday | SCE | 1-in-10 | 2031 | 6 |  |  |  | 68.0398 | 1
| LCA | Outside LA Basin | 9 | Average Weekday | SCE | 1-in-10 | 2031 | 7 |  |  |  | 67.2069 | 1
| LCA | Outside LA Basin | 9 | Average Weekday | SCE | 1-in-10 | 2031 | 8 |  |  |  | 66.6988 | 1
| LCA | Outside LA Basin | 9 | Average Weekday | SCE | 1-in-10 | 2031 | 9 |  |  |  | 68.4764 | 1
| LCA | Outside LA Basin | 9 | Average Weekday | SCE | 1-in-10 | 2031 | 10 |  |  |  | 71.8214 | 1
| LCA | Outside LA Basin | 9 | Average Weekday | SCE | 1-in-10 | 2031 | 11 |  |  |  | 75.5681 | 1
| LCA | Outside LA Basin | 9 | Average Weekday | SCE | 1-in-10 | 2031 | 12 |  |  |  | 79.2352 | 1
| LCA | Outside LA Basin | 9 | Average Weekday | SCE | 1-in-10 | 2031 | 13 |  |  |  | 82.4924 | 1
| LCA | Outside LA Basin | 9 | Average Weekday | SCE | 1-in-10 | 2031 | 14 |  |  |  | 84.8271 | 1
| LCA | Outside LA Basin | 9 | Average Weekday | SCE | 1-in-10 | 2031 | 15 |  |  |  | 86.1919 | 1
| LCA | Outside LA Basin | 9 | Average Weekday | SCE | 1-in-10 | 2031 | 16 |  |  |  | 86.9524 | 1
| LCA | Outside LA Basin | 9 | Average Weekday | SCE | 1-in-10 | 2031 | 17 |  |  |  | 86.8738 | 1
| LCA | Outside LA Basin | 9 | Average Weekday | SCE | 1-in-10 | 2031 | 18 |  |  |  | 86.2571 | 1
| LCA | Outside LA Basin | 9 | Average Weekday | SCE | 1-in-10 | 2031 | 19 |  |  |  | 84.831 | 1
| LCA | Outside LA Basin | 9 | Average Weekday | SCE | 1-in-10 | 2031 | 20 |  |  |  | 82.1579 | 1
| LCA | Outside LA Basin | 9 | Average Weekday | SCE | 1-in-10 | 2031 | 21 |  |  |  | 79.0379 | 1
| LCA | Outside LA Basin | 9 | Average Weekday | SCE | 1-in-10 | 2031 | 22 |  |  |  | 77.0352 | 1
| LCA | Outside LA Basin | 9 | Average Weekday | SCE | 1-in-10 | 2031 | 23 |  |  |  | 75.5752 | 1
| LCA | Outside LA Basin | 9 | Average Weekday | SCE | 1-in-10 | 2031 | 24 |  |  |  | 74.2107 | 1
| LCA | Outside LA Basin | 9 | Monthly System Peak Day | SCE | 1-in-10 | 2031 | 1 |  |  |  | 79.5 | 1
| LCA | Outside LA Basin | 9 | Monthly System Peak Day | SCE | 1-in-10 | 2031 | 2 |  |  |  | 77.9 | 1
| LCA | Outside LA Basin | 9 | Monthly System Peak Day | SCE | 1-in-10 | 2031 | 3 |  |  |  | 76.5 | 1
| LCA | Outside LA Basin | 9 | Monthly System Peak Day | SCE | 1-in-10 | 2031 | 4 |  |  |  | 74.7 | 1
| LCA | Outside LA Basin | 9 | Monthly System Peak Day | SCE | 1-in-10 | 2031 | 5 |  |  |  | 73.75 | 1
| LCA | Outside LA Basin | 9 | Monthly System Peak Day | SCE | 1-in-10 | 2031 | 6 |  |  |  | 72.2 | 1
| LCA | Outside LA Basin | 9 | Monthly System Peak Day | SCE | 1-in-10 | 2031 | 7 |  |  |  | 71.45 | 1
| LCA | Outside LA Basin | 9 | Monthly System Peak Day | SCE | 1-in-10 | 2031 | 8 |  |  |  | 71.6 | 1
| LCA | Outside LA Basin | 9 | Monthly System Peak Day | SCE | 1-in-10 | 2031 | 9 |  |  |  | 73.25 | 1
| LCA | Outside LA Basin | 9 | Monthly System Peak Day | SCE | 1-in-10 | 2031 | 10 |  |  |  | 75.2 | 1
| LCA | Outside LA Basin | 9 | Monthly System Peak Day | SCE | 1-in-10 | 2031 | 11 |  |  |  | 80.25 | 1
| LCA | Outside LA Basin | 9 | Monthly System Peak Day | SCE | 1-in-10 | 2031 | 12 |  |  |  | 84.15 | 1
| LCA | Outside LA Basin | 9 | Monthly System Peak Day | SCE | 1-in-10 | 2031 | 13 |  |  |  | 87.65 | 1
| LCA | Outside LA Basin | 9 | Monthly System Peak Day | SCE | 1-in-10 | 2031 | 14 |  |  |  | 90.95 | 1
| LCA | Outside LA Basin | 9 | Monthly System Peak Day | SCE | 1-in-10 | 2031 | 15 |  |  |  | 93.55 | 1
| LCA | Outside LA Basin | 9 | Monthly System Peak Day | SCE | 1-in-10 | 2031 | 16 |  |  |  | 95.3 | 1
| LCA | Outside LA Basin | 9 | Monthly System Peak Day | SCE | 1-in-10 | 2031 | 17 |  |  |  | 96.6 | 1
| LCA | Outside LA Basin | 9 | Monthly System Peak Day | SCE | 1-in-10 | 2031 | 18 |  |  |  | 96.9 | 1
| LCA | Outside LA Basin | 9 | Monthly System Peak Day | SCE | 1-in-10 | 2031 | 19 |  |  |  | 97.05 | 1
| LCA | Outside LA Basin | 9 | Monthly System Peak Day | SCE | 1-in-10 | 2031 | 20 |  |  |  | 91.4 | 1
| LCA | Outside LA Basin | 9 | Monthly System Peak Day | SCE | 1-in-10 | 2031 | 21 |  |  |  | 85.75 | 1
| LCA | Outside LA Basin | 9 | Monthly System Peak Day | SCE | 1-in-10 | 2031 | 22 |  |  |  | 84.1 | 1
| LCA | Outside LA Basin | 9 | Monthly System Peak Day | SCE | 1-in-10 | 2031 | 23 |  |  |  | 83.35 | 1
| LCA | Outside LA Basin | 9 | Monthly System Peak Day | SCE | 1-in-10 | 2031 | 24 |  |  |  | 81.75 | 1
| LCA | Outside LA Basin | 10 | Average Weekday | SCE | 1-in-10 | 2031 | 1 |  |  |  | 62.5382 | 1
| LCA | Outside LA Basin | 10 | Average Weekday | SCE | 1-in-10 | 2031 | 2 |  |  |  | 61.0664 | 1
| LCA | Outside LA Basin | 10 | Average Weekday | SCE | 1-in-10 | 2031 | 3 |  |  |  | 60.0332 | 1
| LCA | Outside LA Basin | 10 | Average Weekday | SCE | 1-in-10 | 2031 | 4 |  |  |  | 59.0907 | 1
| LCA | Outside LA Basin | 10 | Average Weekday | SCE | 1-in-10 | 2031 | 5 |  |  |  | 58.2989 | 1
| LCA | Outside LA Basin | 10 | Average Weekday | SCE | 1-in-10 | 2031 | 6 |  |  |  | 57.4659 | 1
| LCA | Outside LA Basin | 10 | Average Weekday | SCE | 1-in-10 | 2031 | 7 |  |  |  | 56.6016 | 1
| LCA | Outside LA Basin | 10 | Average Weekday | SCE | 1-in-10 | 2031 | 8 |  |  |  | 55.6959 | 1
| LCA | Outside LA Basin | 10 | Average Weekday | SCE | 1-in-10 | 2031 | 9 |  |  |  | 56.503 | 1
| LCA | Outside LA Basin | 10 | Average Weekday | SCE | 1-in-10 | 2031 | 10 |  |  |  | 59.8557 | 1
| LCA | Outside LA Basin | 10 | Average Weekday | SCE | 1-in-10 | 2031 | 11 |  |  |  | 63.7273 | 1
| LCA | Outside LA Basin | 10 | Average Weekday | SCE | 1-in-10 | 2031 | 12 |  |  |  | 67.4898 | 1
| LCA | Outside LA Basin | 10 | Average Weekday | SCE | 1-in-10 | 2031 | 13 |  |  |  | 70.7716 | 1
| LCA | Outside LA Basin | 10 | Average Weekday | SCE | 1-in-10 | 2031 | 14 |  |  |  | 73.0373 | 1
| LCA | Outside LA Basin | 10 | Average Weekday | SCE | 1-in-10 | 2031 | 15 |  |  |  | 74.6655 | 1
| LCA | Outside LA Basin | 10 | Average Weekday | SCE | 1-in-10 | 2031 | 16 |  |  |  | 75.9745 | 1
| LCA | Outside LA Basin | 10 | Average Weekday | SCE | 1-in-10 | 2031 | 17 |  |  |  | 76.725 | 1
| LCA | Outside LA Basin | 10 | Average Weekday | SCE | 1-in-10 | 2031 | 18 |  |  |  | 76.5223 | 1
| LCA | Outside LA Basin | 10 | Average Weekday | SCE | 1-in-10 | 2031 | 19 |  |  |  | 75.1059 | 1
| LCA | Outside LA Basin | 10 | Average Weekday | SCE | 1-in-10 | 2031 | 20 |  |  |  | 72.3875 | 1
| LCA | Outside LA Basin | 10 | Average Weekday | SCE | 1-in-10 | 2031 | 21 |  |  |  | 69.7325 | 1
| LCA | Outside LA Basin | 10 | Average Weekday | SCE | 1-in-10 | 2031 | 22 |  |  |  | 67.4148 | 1
| LCA | Outside LA Basin | 10 | Average Weekday | SCE | 1-in-10 | 2031 | 23 |  |  |  | 65.4232 | 1
| LCA | Outside LA Basin | 10 | Average Weekday | SCE | 1-in-10 | 2031 | 24 |  |  |  | 63.5841 | 1
| LCA | Outside LA Basin | 10 | Monthly System Peak Day | SCE | 1-in-10 | 2031 | 1 |  |  |  | 67.645 | 1
| LCA | Outside LA Basin | 10 | Monthly System Peak Day | SCE | 1-in-10 | 2031 | 2 |  |  |  | 66.01 | 1
| LCA | Outside LA Basin | 10 | Monthly System Peak Day | SCE | 1-in-10 | 2031 | 3 |  |  |  | 64.52 | 1
| LCA | Outside LA Basin | 10 | Monthly System Peak Day | SCE | 1-in-10 | 2031 | 4 |  |  |  | 63.57 | 1
| LCA | Outside LA Basin | 10 | Monthly System Peak Day | SCE | 1-in-10 | 2031 | 5 |  |  |  | 62.43 | 1
| LCA | Outside LA Basin | 10 | Monthly System Peak Day | SCE | 1-in-10 | 2031 | 6 |  |  |  | 61.84 | 1
| LCA | Outside LA Basin | 10 | Monthly System Peak Day | SCE | 1-in-10 | 2031 | 7 |  |  |  | 61.14 | 1
| LCA | Outside LA Basin | 10 | Monthly System Peak Day | SCE | 1-in-10 | 2031 | 8 |  |  |  | 59.705 | 1
| LCA | Outside LA Basin | 10 | Monthly System Peak Day | SCE | 1-in-10 | 2031 | 9 |  |  |  | 61.87 | 1
| LCA | Outside LA Basin | 10 | Monthly System Peak Day | SCE | 1-in-10 | 2031 | 10 |  |  |  | 66.2 | 1
| LCA | Outside LA Basin | 10 | Monthly System Peak Day | SCE | 1-in-10 | 2031 | 11 |  |  |  | 72.15 | 1
| LCA | Outside LA Basin | 10 | Monthly System Peak Day | SCE | 1-in-10 | 2031 | 12 |  |  |  | 76.5 | 1
| LCA | Outside LA Basin | 10 | Monthly System Peak Day | SCE | 1-in-10 | 2031 | 13 |  |  |  | 80.35 | 1
| LCA | Outside LA Basin | 10 | Monthly System Peak Day | SCE | 1-in-10 | 2031 | 14 |  |  |  | 83.25 | 1
| LCA | Outside LA Basin | 10 | Monthly System Peak Day | SCE | 1-in-10 | 2031 | 15 |  |  |  | 84.85 | 1
| LCA | Outside LA Basin | 10 | Monthly System Peak Day | SCE | 1-in-10 | 2031 | 16 |  |  |  | 85.65 | 1
| LCA | Outside LA Basin | 10 | Monthly System Peak Day | SCE | 1-in-10 | 2031 | 17 |  |  |  | 86.35 | 1
| LCA | Outside LA Basin | 10 | Monthly System Peak Day | SCE | 1-in-10 | 2031 | 18 |  |  |  | 86.1 | 1
| LCA | Outside LA Basin | 10 | Monthly System Peak Day | SCE | 1-in-10 | 2031 | 19 |  |  |  | 84.85 | 1
| LCA | Outside LA Basin | 10 | Monthly System Peak Day | SCE | 1-in-10 | 2031 | 20 |  |  |  | 81.7 | 1
| LCA | Outside LA Basin | 10 | Monthly System Peak Day | SCE | 1-in-10 | 2031 | 21 |  |  |  | 78.85 | 1
| LCA | Outside LA Basin | 10 | Monthly System Peak Day | SCE | 1-in-10 | 2031 | 22 |  |  |  | 75.6 | 1
| LCA | Outside LA Basin | 10 | Monthly System Peak Day | SCE | 1-in-10 | 2031 | 23 |  |  |  | 72.36 | 1
| LCA | Outside LA Basin | 10 | Monthly System Peak Day | SCE | 1-in-10 | 2031 | 24 |  |  |  | 69.945 | 1
| LCA | Outside LA Basin | 11 | Average Weekday | SCE | 1-in-10 | 2031 | 1 |  |  |  | 48.647 | 1
| LCA | Outside LA Basin | 11 | Average Weekday | SCE | 1-in-10 | 2031 | 2 |  |  |  | 47.7205 | 1
| LCA | Outside LA Basin | 11 | Average Weekday | SCE | 1-in-10 | 2031 | 3 |  |  |  | 46.8493 | 1
| LCA | Outside LA Basin | 11 | Average Weekday | SCE | 1-in-10 | 2031 | 4 |  |  |  | 45.989 | 1
| LCA | Outside LA Basin | 11 | Average Weekday | SCE | 1-in-10 | 2031 | 5 |  |  |  | 44.8828 | 1
| LCA | Outside LA Basin | 11 | Average Weekday | SCE | 1-in-10 | 2031 | 6 |  |  |  | 44.4422 | 1
| LCA | Outside LA Basin | 11 | Average Weekday | SCE | 1-in-10 | 2031 | 7 |  |  |  | 43.9943 | 1
| LCA | Outside LA Basin | 11 | Average Weekday | SCE | 1-in-10 | 2031 | 8 |  |  |  | 43.3273 | 1
| LCA | Outside LA Basin | 11 | Average Weekday | SCE | 1-in-10 | 2031 | 9 |  |  |  | 45.0895 | 1
| LCA | Outside LA Basin | 11 | Average Weekday | SCE | 1-in-10 | 2031 | 10 |  |  |  | 48.7855 | 1
| LCA | Outside LA Basin | 11 | Average Weekday | SCE | 1-in-10 | 2031 | 11 |  |  |  | 53.3245 | 1
| LCA | Outside LA Basin | 11 | Average Weekday | SCE | 1-in-10 | 2031 | 12 |  |  |  | 56.9492 | 1
| LCA | Outside LA Basin | 11 | Average Weekday | SCE | 1-in-10 | 2031 | 13 |  |  |  | 59.6953 | 1
| LCA | Outside LA Basin | 11 | Average Weekday | SCE | 1-in-10 | 2031 | 14 |  |  |  | 61.718 | 1
| LCA | Outside LA Basin | 11 | Average Weekday | SCE | 1-in-10 | 2031 | 15 |  |  |  | 63.0428 | 1
| LCA | Outside LA Basin | 11 | Average Weekday | SCE | 1-in-10 | 2031 | 16 |  |  |  | 63.7298 | 1
| LCA | Outside LA Basin | 11 | Average Weekday | SCE | 1-in-10 | 2031 | 17 |  |  |  | 63.354 | 1
| LCA | Outside LA Basin | 11 | Average Weekday | SCE | 1-in-10 | 2031 | 18 |  |  |  | 61.6932 | 1
| LCA | Outside LA Basin | 11 | Average Weekday | SCE | 1-in-10 | 2031 | 19 |  |  |  | 59.455 | 1
| LCA | Outside LA Basin | 11 | Average Weekday | SCE | 1-in-10 | 2031 | 20 |  |  |  | 57.21 | 1
| LCA | Outside LA Basin | 11 | Average Weekday | SCE | 1-in-10 | 2031 | 21 |  |  |  | 55.0407 | 1
| LCA | Outside LA Basin | 11 | Average Weekday | SCE | 1-in-10 | 2031 | 22 |  |  |  | 53.1768 | 1
| LCA | Outside LA Basin | 11 | Average Weekday | SCE | 1-in-10 | 2031 | 23 |  |  |  | 51.5067 | 1
| LCA | Outside LA Basin | 11 | Average Weekday | SCE | 1-in-10 | 2031 | 24 |  |  |  | 49.9837 | 1
| LCA | Outside LA Basin | 11 | Monthly System Peak Day | SCE | 1-in-10 | 2031 | 1 |  |  |  | 61.11 | 1
| LCA | Outside LA Basin | 11 | Monthly System Peak Day | SCE | 1-in-10 | 2031 | 2 |  |  |  | 58.92 | 1
| LCA | Outside LA Basin | 11 | Monthly System Peak Day | SCE | 1-in-10 | 2031 | 3 |  |  |  | 57.91 | 1
| LCA | Outside LA Basin | 11 | Monthly System Peak Day | SCE | 1-in-10 | 2031 | 4 |  |  |  | 56.85 | 1
| LCA | Outside LA Basin | 11 | Monthly System Peak Day | SCE | 1-in-10 | 2031 | 5 |  |  |  | 55.58 | 1
| LCA | Outside LA Basin | 11 | Monthly System Peak Day | SCE | 1-in-10 | 2031 | 6 |  |  |  | 55.2 | 1
| LCA | Outside LA Basin | 11 | Monthly System Peak Day | SCE | 1-in-10 | 2031 | 7 |  |  |  | 53.28 | 1
| LCA | Outside LA Basin | 11 | Monthly System Peak Day | SCE | 1-in-10 | 2031 | 8 |  |  |  | 52.31 | 1
| LCA | Outside LA Basin | 11 | Monthly System Peak Day | SCE | 1-in-10 | 2031 | 9 |  |  |  | 54.805 | 1
| LCA | Outside LA Basin | 11 | Monthly System Peak Day | SCE | 1-in-10 | 2031 | 10 |  |  |  | 58.14 | 1
| LCA | Outside LA Basin | 11 | Monthly System Peak Day | SCE | 1-in-10 | 2031 | 11 |  |  |  | 62.965 | 1
| LCA | Outside LA Basin | 11 | Monthly System Peak Day | SCE | 1-in-10 | 2031 | 12 |  |  |  | 67.765 | 1
| LCA | Outside LA Basin | 11 | Monthly System Peak Day | SCE | 1-in-10 | 2031 | 13 |  |  |  | 72 | 1
| LCA | Outside LA Basin | 11 | Monthly System Peak Day | SCE | 1-in-10 | 2031 | 14 |  |  |  | 75.65 | 1
| LCA | Outside LA Basin | 11 | Monthly System Peak Day | SCE | 1-in-10 | 2031 | 15 |  |  |  | 77.6 | 1
| LCA | Outside LA Basin | 11 | Monthly System Peak Day | SCE | 1-in-10 | 2031 | 16 |  |  |  | 79.2 | 1
| LCA | Outside LA Basin | 11 | Monthly System Peak Day | SCE | 1-in-10 | 2031 | 17 |  |  |  | 79.45 | 1
| LCA | Outside LA Basin | 11 | Monthly System Peak Day | SCE | 1-in-10 | 2031 | 18 |  |  |  | 77.6 | 1
| LCA | Outside LA Basin | 11 | Monthly System Peak Day | SCE | 1-in-10 | 2031 | 19 |  |  |  | 75.55 | 1
| LCA | Outside LA Basin | 11 | Monthly System Peak Day | SCE | 1-in-10 | 2031 | 20 |  |  |  | 73.3 | 1
| LCA | Outside LA Basin | 11 | Monthly System Peak Day | SCE | 1-in-10 | 2031 | 21 |  |  |  | 71.135 | 1
| LCA | Outside LA Basin | 11 | Monthly System Peak Day | SCE | 1-in-10 | 2031 | 22 |  |  |  | 67.28 | 1
| LCA | Outside LA Basin | 11 | Monthly System Peak Day | SCE | 1-in-10 | 2031 | 23 |  |  |  | 63.96 | 1
| LCA | Outside LA Basin | 11 | Monthly System Peak Day | SCE | 1-in-10 | 2031 | 24 |  |  |  | 63.405 | 1
| LCA | Outside LA Basin | 12 | Average Weekday | SCE | 1-in-10 | 2031 | 1 |  |  |  | 40.398 | 1
| LCA | Outside LA Basin | 12 | Average Weekday | SCE | 1-in-10 | 2031 | 2 |  |  |  | 39.5455 | 1
| LCA | Outside LA Basin | 12 | Average Weekday | SCE | 1-in-10 | 2031 | 3 |  |  |  | 38.7609 | 1
| LCA | Outside LA Basin | 12 | Average Weekday | SCE | 1-in-10 | 2031 | 4 |  |  |  | 37.7339 | 1
| LCA | Outside LA Basin | 12 | Average Weekday | SCE | 1-in-10 | 2031 | 5 |  |  |  | 37.2995 | 1
| LCA | Outside LA Basin | 12 | Average Weekday | SCE | 1-in-10 | 2031 | 6 |  |  |  | 36.8241 | 1
| LCA | Outside LA Basin | 12 | Average Weekday | SCE | 1-in-10 | 2031 | 7 |  |  |  | 36.2768 | 1
| LCA | Outside LA Basin | 12 | Average Weekday | SCE | 1-in-10 | 2031 | 8 |  |  |  | 36.0336 | 1
| LCA | Outside LA Basin | 12 | Average Weekday | SCE | 1-in-10 | 2031 | 9 |  |  |  | 36.7918 | 1
| LCA | Outside LA Basin | 12 | Average Weekday | SCE | 1-in-10 | 2031 | 10 |  |  |  | 39.5814 | 1
| LCA | Outside LA Basin | 12 | Average Weekday | SCE | 1-in-10 | 2031 | 11 |  |  |  | 43.0255 | 1
| LCA | Outside LA Basin | 12 | Average Weekday | SCE | 1-in-10 | 2031 | 12 |  |  |  | 46.6168 | 1
| LCA | Outside LA Basin | 12 | Average Weekday | SCE | 1-in-10 | 2031 | 13 |  |  |  | 49.3382 | 1
| LCA | Outside LA Basin | 12 | Average Weekday | SCE | 1-in-10 | 2031 | 14 |  |  |  | 51.1477 | 1
| LCA | Outside LA Basin | 12 | Average Weekday | SCE | 1-in-10 | 2031 | 15 |  |  |  | 52.4968 | 1
| LCA | Outside LA Basin | 12 | Average Weekday | SCE | 1-in-10 | 2031 | 16 |  |  |  | 53.0714 | 1
| LCA | Outside LA Basin | 12 | Average Weekday | SCE | 1-in-10 | 2031 | 17 |  |  |  | 52.6602 | 1
| LCA | Outside LA Basin | 12 | Average Weekday | SCE | 1-in-10 | 2031 | 18 |  |  |  | 51.0016 | 1
| LCA | Outside LA Basin | 12 | Average Weekday | SCE | 1-in-10 | 2031 | 19 |  |  |  | 48.7041 | 1
| LCA | Outside LA Basin | 12 | Average Weekday | SCE | 1-in-10 | 2031 | 20 |  |  |  | 46.6457 | 1
| LCA | Outside LA Basin | 12 | Average Weekday | SCE | 1-in-10 | 2031 | 21 |  |  |  | 44.8414 | 1
| LCA | Outside LA Basin | 12 | Average Weekday | SCE | 1-in-10 | 2031 | 22 |  |  |  | 43.4352 | 1
| LCA | Outside LA Basin | 12 | Average Weekday | SCE | 1-in-10 | 2031 | 23 |  |  |  | 42.3977 | 1
| LCA | Outside LA Basin | 12 | Average Weekday | SCE | 1-in-10 | 2031 | 24 |  |  |  | 41.2248 | 1
| LCA | Outside LA Basin | 12 | Monthly System Peak Day | SCE | 1-in-10 | 2031 | 1 |  |  |  | 33.79 | 1
| LCA | Outside LA Basin | 12 | Monthly System Peak Day | SCE | 1-in-10 | 2031 | 2 |  |  |  | 33.475 | 1
| LCA | Outside LA Basin | 12 | Monthly System Peak Day | SCE | 1-in-10 | 2031 | 3 |  |  |  | 33.515 | 1
| LCA | Outside LA Basin | 12 | Monthly System Peak Day | SCE | 1-in-10 | 2031 | 4 |  |  |  | 32.57 | 1
| LCA | Outside LA Basin | 12 | Monthly System Peak Day | SCE | 1-in-10 | 2031 | 5 |  |  |  | 30.67 | 1
| LCA | Outside LA Basin | 12 | Monthly System Peak Day | SCE | 1-in-10 | 2031 | 6 |  |  |  | 30.16 | 1
| LCA | Outside LA Basin | 12 | Monthly System Peak Day | SCE | 1-in-10 | 2031 | 7 |  |  |  | 29.39 | 1
| LCA | Outside LA Basin | 12 | Monthly System Peak Day | SCE | 1-in-10 | 2031 | 8 |  |  |  | 29.51 | 1
| LCA | Outside LA Basin | 12 | Monthly System Peak Day | SCE | 1-in-10 | 2031 | 9 |  |  |  | 30.635 | 1
| LCA | Outside LA Basin | 12 | Monthly System Peak Day | SCE | 1-in-10 | 2031 | 10 |  |  |  | 33.045 | 1
| LCA | Outside LA Basin | 12 | Monthly System Peak Day | SCE | 1-in-10 | 2031 | 11 |  |  |  | 35.745 | 1
| LCA | Outside LA Basin | 12 | Monthly System Peak Day | SCE | 1-in-10 | 2031 | 12 |  |  |  | 38.525 | 1
| LCA | Outside LA Basin | 12 | Monthly System Peak Day | SCE | 1-in-10 | 2031 | 13 |  |  |  | 40.32 | 1
| LCA | Outside LA Basin | 12 | Monthly System Peak Day | SCE | 1-in-10 | 2031 | 14 |  |  |  | 41.525 | 1
| LCA | Outside LA Basin | 12 | Monthly System Peak Day | SCE | 1-in-10 | 2031 | 15 |  |  |  | 42.765 | 1
| LCA | Outside LA Basin | 12 | Monthly System Peak Day | SCE | 1-in-10 | 2031 | 16 |  |  |  | 42.995 | 1
| LCA | Outside LA Basin | 12 | Monthly System Peak Day | SCE | 1-in-10 | 2031 | 17 |  |  |  | 42.795 | 1
| LCA | Outside LA Basin | 12 | Monthly System Peak Day | SCE | 1-in-10 | 2031 | 18 |  |  |  | 41.155 | 1
| LCA | Outside LA Basin | 12 | Monthly System Peak Day | SCE | 1-in-10 | 2031 | 19 |  |  |  | 39.55 | 1
| LCA | Outside LA Basin | 12 | Monthly System Peak Day | SCE | 1-in-10 | 2031 | 20 |  |  |  | 37.835 | 1
| LCA | Outside LA Basin | 12 | Monthly System Peak Day | SCE | 1-in-10 | 2031 | 21 |  |  |  | 36.285 | 1
| LCA | Outside LA Basin | 12 | Monthly System Peak Day | SCE | 1-in-10 | 2031 | 22 |  |  |  | 34.14 | 1
| LCA | Outside LA Basin | 12 | Monthly System Peak Day | SCE | 1-in-10 | 2031 | 23 |  |  |  | 33.19 | 1
| LCA | Outside LA Basin | 12 | Monthly System Peak Day | SCE | 1-in-10 | 2031 | 24 |  |  |  | 32.61 | 1
| LCA | Outside LA Basin | 1 | Average Weekday | SCE | 1-in-2 | 2021 | 1 |  |  |  | 42.7993 | 1
| LCA | Outside LA Basin | 1 | Average Weekday | SCE | 1-in-2 | 2021 | 2 |  |  |  | 41.7604 | 1
| LCA | Outside LA Basin | 1 | Average Weekday | SCE | 1-in-2 | 2021 | 3 |  |  |  | 40.7429 | 1
| LCA | Outside LA Basin | 1 | Average Weekday | SCE | 1-in-2 | 2021 | 4 |  |  |  | 39.9359 | 1
| LCA | Outside LA Basin | 1 | Average Weekday | SCE | 1-in-2 | 2021 | 5 |  |  |  | 39.1415 | 1
| LCA | Outside LA Basin | 1 | Average Weekday | SCE | 1-in-2 | 2021 | 6 |  |  |  | 38.8219 | 1
| LCA | Outside LA Basin | 1 | Average Weekday | SCE | 1-in-2 | 2021 | 7 |  |  |  | 38.0672 | 1
| LCA | Outside LA Basin | 1 | Average Weekday | SCE | 1-in-2 | 2021 | 8 |  |  |  | 37.6109 | 1
| LCA | Outside LA Basin | 1 | Average Weekday | SCE | 1-in-2 | 2021 | 9 |  |  |  | 38.4194 | 1
| LCA | Outside LA Basin | 1 | Average Weekday | SCE | 1-in-2 | 2021 | 10 |  |  |  | 41.5477 | 1
| LCA | Outside LA Basin | 1 | Average Weekday | SCE | 1-in-2 | 2021 | 11 |  |  |  | 45.908 | 1
| LCA | Outside LA Basin | 1 | Average Weekday | SCE | 1-in-2 | 2021 | 12 |  |  |  | 50.9033 | 1
| LCA | Outside LA Basin | 1 | Average Weekday | SCE | 1-in-2 | 2021 | 13 |  |  |  | 54.1978 | 1
| LCA | Outside LA Basin | 1 | Average Weekday | SCE | 1-in-2 | 2021 | 14 |  |  |  | 56.4792 | 1
| LCA | Outside LA Basin | 1 | Average Weekday | SCE | 1-in-2 | 2021 | 15 |  |  |  | 58.1691 | 1
| LCA | Outside LA Basin | 1 | Average Weekday | SCE | 1-in-2 | 2021 | 16 |  |  |  | 59.1143 | 1
| LCA | Outside LA Basin | 1 | Average Weekday | SCE | 1-in-2 | 2021 | 17 |  |  |  | 59.0482 | 1
| LCA | Outside LA Basin | 1 | Average Weekday | SCE | 1-in-2 | 2021 | 18 |  |  |  | 57.7988 | 1
| LCA | Outside LA Basin | 1 | Average Weekday | SCE | 1-in-2 | 2021 | 19 |  |  |  | 55.1406 | 1
| LCA | Outside LA Basin | 1 | Average Weekday | SCE | 1-in-2 | 2021 | 20 |  |  |  | 52.232 | 1
| LCA | Outside LA Basin | 1 | Average Weekday | SCE | 1-in-2 | 2021 | 21 |  |  |  | 49.7834 | 1
| LCA | Outside LA Basin | 1 | Average Weekday | SCE | 1-in-2 | 2021 | 22 |  |  |  | 48.125 | 1
| LCA | Outside LA Basin | 1 | Average Weekday | SCE | 1-in-2 | 2021 | 23 |  |  |  | 46.5186 | 1
| LCA | Outside LA Basin | 1 | Average Weekday | SCE | 1-in-2 | 2021 | 24 |  |  |  | 45.2073 | 1
| LCA | Outside LA Basin | 1 | Monthly System Peak Day | SCE | 1-in-2 | 2021 | 1 |  |  |  | 35.7933 | 1
| LCA | Outside LA Basin | 1 | Monthly System Peak Day | SCE | 1-in-2 | 2021 | 2 |  |  |  | 34.8567 | 1
| LCA | Outside LA Basin | 1 | Monthly System Peak Day | SCE | 1-in-2 | 2021 | 3 |  |  |  | 33.8267 | 1
| LCA | Outside LA Basin | 1 | Monthly System Peak Day | SCE | 1-in-2 | 2021 | 4 |  |  |  | 34.54 | 1
| LCA | Outside LA Basin | 1 | Monthly System Peak Day | SCE | 1-in-2 | 2021 | 5 |  |  |  | 33.1433 | 1
| LCA | Outside LA Basin | 1 | Monthly System Peak Day | SCE | 1-in-2 | 2021 | 6 |  |  |  | 32.78 | 1
| LCA | Outside LA Basin | 1 | Monthly System Peak Day | SCE | 1-in-2 | 2021 | 7 |  |  |  | 32.9633 | 1
| LCA | Outside LA Basin | 1 | Monthly System Peak Day | SCE | 1-in-2 | 2021 | 8 |  |  |  | 32.38 | 1
| LCA | Outside LA Basin | 1 | Monthly System Peak Day | SCE | 1-in-2 | 2021 | 9 |  |  |  | 33.07 | 1
| LCA | Outside LA Basin | 1 | Monthly System Peak Day | SCE | 1-in-2 | 2021 | 10 |  |  |  | 35.4767 | 1
| LCA | Outside LA Basin | 1 | Monthly System Peak Day | SCE | 1-in-2 | 2021 | 11 |  |  |  | 38.8733 | 1
| LCA | Outside LA Basin | 1 | Monthly System Peak Day | SCE | 1-in-2 | 2021 | 12 |  |  |  | 42.2133 | 1
| LCA | Outside LA Basin | 1 | Monthly System Peak Day | SCE | 1-in-2 | 2021 | 13 |  |  |  | 45.2233 | 1
| LCA | Outside LA Basin | 1 | Monthly System Peak Day | SCE | 1-in-2 | 2021 | 14 |  |  |  | 48.8767 | 1
| LCA | Outside LA Basin | 1 | Monthly System Peak Day | SCE | 1-in-2 | 2021 | 15 |  |  |  | 47.8033 | 1
| LCA | Outside LA Basin | 1 | Monthly System Peak Day | SCE | 1-in-2 | 2021 | 16 |  |  |  | 47.0367 | 1
| LCA | Outside LA Basin | 1 | Monthly System Peak Day | SCE | 1-in-2 | 2021 | 17 |  |  |  | 47.32 | 1
| LCA | Outside LA Basin | 1 | Monthly System Peak Day | SCE | 1-in-2 | 2021 | 18 |  |  |  | 46.11 | 1
| LCA | Outside LA Basin | 1 | Monthly System Peak Day | SCE | 1-in-2 | 2021 | 19 |  |  |  | 44.34 | 1
| LCA | Outside LA Basin | 1 | Monthly System Peak Day | SCE | 1-in-2 | 2021 | 20 |  |  |  | 42.3967 | 1
| LCA | Outside LA Basin | 1 | Monthly System Peak Day | SCE | 1-in-2 | 2021 | 21 |  |  |  | 41.58 | 1
| LCA | Outside LA Basin | 1 | Monthly System Peak Day | SCE | 1-in-2 | 2021 | 22 |  |  |  | 41.57 | 1
| LCA | Outside LA Basin | 1 | Monthly System Peak Day | SCE | 1-in-2 | 2021 | 23 |  |  |  | 40.4967 | 1
| LCA | Outside LA Basin | 1 | Monthly System Peak Day | SCE | 1-in-2 | 2021 | 24 |  |  |  | 39.53 | 1
| LCA | Outside LA Basin | 2 | Average Weekday | SCE | 1-in-2 | 2021 | 1 |  |  |  | 45.8051 | 1
| LCA | Outside LA Basin | 2 | Average Weekday | SCE | 1-in-2 | 2021 | 2 |  |  |  | 44.7657 | 1
| LCA | Outside LA Basin | 2 | Average Weekday | SCE | 1-in-2 | 2021 | 3 |  |  |  | 43.8638 | 1
| LCA | Outside LA Basin | 2 | Average Weekday | SCE | 1-in-2 | 2021 | 4 |  |  |  | 43.1001 | 1
| LCA | Outside LA Basin | 2 | Average Weekday | SCE | 1-in-2 | 2021 | 5 |  |  |  | 42.0324 | 1
| LCA | Outside LA Basin | 2 | Average Weekday | SCE | 1-in-2 | 2021 | 6 |  |  |  | 41.2169 | 1
| LCA | Outside LA Basin | 2 | Average Weekday | SCE | 1-in-2 | 2021 | 7 |  |  |  | 40.7883 | 1
| LCA | Outside LA Basin | 2 | Average Weekday | SCE | 1-in-2 | 2021 | 8 |  |  |  | 40.4625 | 1
| LCA | Outside LA Basin | 2 | Average Weekday | SCE | 1-in-2 | 2021 | 9 |  |  |  | 41.828 | 1
| LCA | Outside LA Basin | 2 | Average Weekday | SCE | 1-in-2 | 2021 | 10 |  |  |  | 45.273 | 1
| LCA | Outside LA Basin | 2 | Average Weekday | SCE | 1-in-2 | 2021 | 11 |  |  |  | 49.4713 | 1
| LCA | Outside LA Basin | 2 | Average Weekday | SCE | 1-in-2 | 2021 | 12 |  |  |  | 52.8686 | 1
| LCA | Outside LA Basin | 2 | Average Weekday | SCE | 1-in-2 | 2021 | 13 |  |  |  | 55.5261 | 1
| LCA | Outside LA Basin | 2 | Average Weekday | SCE | 1-in-2 | 2021 | 14 |  |  |  | 57.4444 | 1
| LCA | Outside LA Basin | 2 | Average Weekday | SCE | 1-in-2 | 2021 | 15 |  |  |  | 58.6077 | 1
| LCA | Outside LA Basin | 2 | Average Weekday | SCE | 1-in-2 | 2021 | 16 |  |  |  | 59.1948 | 1
| LCA | Outside LA Basin | 2 | Average Weekday | SCE | 1-in-2 | 2021 | 17 |  |  |  | 59.302 | 1
| LCA | Outside LA Basin | 2 | Average Weekday | SCE | 1-in-2 | 2021 | 18 |  |  |  | 58.4631 | 1
| LCA | Outside LA Basin | 2 | Average Weekday | SCE | 1-in-2 | 2021 | 19 |  |  |  | 56.3507 | 1
| LCA | Outside LA Basin | 2 | Average Weekday | SCE | 1-in-2 | 2021 | 20 |  |  |  | 53.8282 | 1
| LCA | Outside LA Basin | 2 | Average Weekday | SCE | 1-in-2 | 2021 | 21 |  |  |  | 51.7142 | 1
| LCA | Outside LA Basin | 2 | Average Weekday | SCE | 1-in-2 | 2021 | 22 |  |  |  | 50.1008 | 1
| LCA | Outside LA Basin | 2 | Average Weekday | SCE | 1-in-2 | 2021 | 23 |  |  |  | 48.6919 | 1
| LCA | Outside LA Basin | 2 | Average Weekday | SCE | 1-in-2 | 2021 | 24 |  |  |  | 47.1528 | 1
| LCA | Outside LA Basin | 2 | Monthly System Peak Day | SCE | 1-in-2 | 2021 | 1 |  |  |  | 35.05 | 1
| LCA | Outside LA Basin | 2 | Monthly System Peak Day | SCE | 1-in-2 | 2021 | 2 |  |  |  | 34.3867 | 1
| LCA | Outside LA Basin | 2 | Monthly System Peak Day | SCE | 1-in-2 | 2021 | 3 |  |  |  | 34.5567 | 1
| LCA | Outside LA Basin | 2 | Monthly System Peak Day | SCE | 1-in-2 | 2021 | 4 |  |  |  | 34.5033 | 1
| LCA | Outside LA Basin | 2 | Monthly System Peak Day | SCE | 1-in-2 | 2021 | 5 |  |  |  | 34.02 | 1
| LCA | Outside LA Basin | 2 | Monthly System Peak Day | SCE | 1-in-2 | 2021 | 6 |  |  |  | 33.9433 | 1
| LCA | Outside LA Basin | 2 | Monthly System Peak Day | SCE | 1-in-2 | 2021 | 7 |  |  |  | 33.7267 | 1
| LCA | Outside LA Basin | 2 | Monthly System Peak Day | SCE | 1-in-2 | 2021 | 8 |  |  |  | 33.9167 | 1
| LCA | Outside LA Basin | 2 | Monthly System Peak Day | SCE | 1-in-2 | 2021 | 9 |  |  |  | 34.3967 | 1
| LCA | Outside LA Basin | 2 | Monthly System Peak Day | SCE | 1-in-2 | 2021 | 10 |  |  |  | 35.7233 | 1
| LCA | Outside LA Basin | 2 | Monthly System Peak Day | SCE | 1-in-2 | 2021 | 11 |  |  |  | 37.9567 | 1
| LCA | Outside LA Basin | 2 | Monthly System Peak Day | SCE | 1-in-2 | 2021 | 12 |  |  |  | 39.9933 | 1
| LCA | Outside LA Basin | 2 | Monthly System Peak Day | SCE | 1-in-2 | 2021 | 13 |  |  |  | 42.1833 | 1
| LCA | Outside LA Basin | 2 | Monthly System Peak Day | SCE | 1-in-2 | 2021 | 14 |  |  |  | 44.06 | 1
| LCA | Outside LA Basin | 2 | Monthly System Peak Day | SCE | 1-in-2 | 2021 | 15 |  |  |  | 45.9333 | 1
| LCA | Outside LA Basin | 2 | Monthly System Peak Day | SCE | 1-in-2 | 2021 | 16 |  |  |  | 47.18 | 1
| LCA | Outside LA Basin | 2 | Monthly System Peak Day | SCE | 1-in-2 | 2021 | 17 |  |  |  | 47.52 | 1
| LCA | Outside LA Basin | 2 | Monthly System Peak Day | SCE | 1-in-2 | 2021 | 18 |  |  |  | 47.1067 | 1
| LCA | Outside LA Basin | 2 | Monthly System Peak Day | SCE | 1-in-2 | 2021 | 19 |  |  |  | 45.2067 | 1
| LCA | Outside LA Basin | 2 | Monthly System Peak Day | SCE | 1-in-2 | 2021 | 20 |  |  |  | 43.6533 | 1
| LCA | Outside LA Basin | 2 | Monthly System Peak Day | SCE | 1-in-2 | 2021 | 21 |  |  |  | 42.0133 | 1
| LCA | Outside LA Basin | 2 | Monthly System Peak Day | SCE | 1-in-2 | 2021 | 22 |  |  |  | 40.6967 | 1
| LCA | Outside LA Basin | 2 | Monthly System Peak Day | SCE | 1-in-2 | 2021 | 23 |  |  |  | 40.0133 | 1
| LCA | Outside LA Basin | 2 | Monthly System Peak Day | SCE | 1-in-2 | 2021 | 24 |  |  |  | 39.2733 | 1
| LCA | Outside LA Basin | 3 | Average Weekday | SCE | 1-in-2 | 2021 | 1 |  |  |  | 50.5648 | 1
| LCA | Outside LA Basin | 3 | Average Weekday | SCE | 1-in-2 | 2021 | 2 |  |  |  | 49.5662 | 1
| LCA | Outside LA Basin | 3 | Average Weekday | SCE | 1-in-2 | 2021 | 3 |  |  |  | 48.4714 | 1
| LCA | Outside LA Basin | 3 | Average Weekday | SCE | 1-in-2 | 2021 | 4 |  |  |  | 47.8283 | 1
| LCA | Outside LA Basin | 3 | Average Weekday | SCE | 1-in-2 | 2021 | 5 |  |  |  | 46.9052 | 1
| LCA | Outside LA Basin | 3 | Average Weekday | SCE | 1-in-2 | 2021 | 6 |  |  |  | 46.17 | 1
| LCA | Outside LA Basin | 3 | Average Weekday | SCE | 1-in-2 | 2021 | 7 |  |  |  | 45.5217 | 1
| LCA | Outside LA Basin | 3 | Average Weekday | SCE | 1-in-2 | 2021 | 8 |  |  |  | 45.1175 | 1
| LCA | Outside LA Basin | 3 | Average Weekday | SCE | 1-in-2 | 2021 | 9 |  |  |  | 46.1368 | 1
| LCA | Outside LA Basin | 3 | Average Weekday | SCE | 1-in-2 | 2021 | 10 |  |  |  | 49.4075 | 1
| LCA | Outside LA Basin | 3 | Average Weekday | SCE | 1-in-2 | 2021 | 11 |  |  |  | 53.1608 | 1
| LCA | Outside LA Basin | 3 | Average Weekday | SCE | 1-in-2 | 2021 | 12 |  |  |  | 56.4497 | 1
| LCA | Outside LA Basin | 3 | Average Weekday | SCE | 1-in-2 | 2021 | 13 |  |  |  | 59.1687 | 1
| LCA | Outside LA Basin | 3 | Average Weekday | SCE | 1-in-2 | 2021 | 14 |  |  |  | 61.0428 | 1
| LCA | Outside LA Basin | 3 | Average Weekday | SCE | 1-in-2 | 2021 | 15 |  |  |  | 62.3557 | 1
| LCA | Outside LA Basin | 3 | Average Weekday | SCE | 1-in-2 | 2021 | 16 |  |  |  | 63.2505 | 1
| LCA | Outside LA Basin | 3 | Average Weekday | SCE | 1-in-2 | 2021 | 17 |  |  |  | 63.5652 | 1
| LCA | Outside LA Basin | 3 | Average Weekday | SCE | 1-in-2 | 2021 | 18 |  |  |  | 63.0934 | 1
| LCA | Outside LA Basin | 3 | Average Weekday | SCE | 1-in-2 | 2021 | 19 |  |  |  | 61.8806 | 1
| LCA | Outside LA Basin | 3 | Average Weekday | SCE | 1-in-2 | 2021 | 20 |  |  |  | 59.9275 | 1
| LCA | Outside LA Basin | 3 | Average Weekday | SCE | 1-in-2 | 2021 | 21 |  |  |  | 57.5472 | 1
| LCA | Outside LA Basin | 3 | Average Weekday | SCE | 1-in-2 | 2021 | 22 |  |  |  | 55.3093 | 1
| LCA | Outside LA Basin | 3 | Average Weekday | SCE | 1-in-2 | 2021 | 23 |  |  |  | 53.6298 | 1
| LCA | Outside LA Basin | 3 | Average Weekday | SCE | 1-in-2 | 2021 | 24 |  |  |  | 52.2265 | 1
| LCA | Outside LA Basin | 3 | Monthly System Peak Day | SCE | 1-in-2 | 2021 | 1 |  |  |  | 50.1467 | 1
| LCA | Outside LA Basin | 3 | Monthly System Peak Day | SCE | 1-in-2 | 2021 | 2 |  |  |  | 48.9233 | 1
| LCA | Outside LA Basin | 3 | Monthly System Peak Day | SCE | 1-in-2 | 2021 | 3 |  |  |  | 47.02 | 1
| LCA | Outside LA Basin | 3 | Monthly System Peak Day | SCE | 1-in-2 | 2021 | 4 |  |  |  | 46.39 | 1
| LCA | Outside LA Basin | 3 | Monthly System Peak Day | SCE | 1-in-2 | 2021 | 5 |  |  |  | 45.5167 | 1
| LCA | Outside LA Basin | 3 | Monthly System Peak Day | SCE | 1-in-2 | 2021 | 6 |  |  |  | 44.15 | 1
| LCA | Outside LA Basin | 3 | Monthly System Peak Day | SCE | 1-in-2 | 2021 | 7 |  |  |  | 42.9533 | 1
| LCA | Outside LA Basin | 3 | Monthly System Peak Day | SCE | 1-in-2 | 2021 | 8 |  |  |  | 42.4867 | 1
| LCA | Outside LA Basin | 3 | Monthly System Peak Day | SCE | 1-in-2 | 2021 | 9 |  |  |  | 43.23 | 1
| LCA | Outside LA Basin | 3 | Monthly System Peak Day | SCE | 1-in-2 | 2021 | 10 |  |  |  | 44.9167 | 1
| LCA | Outside LA Basin | 3 | Monthly System Peak Day | SCE | 1-in-2 | 2021 | 11 |  |  |  | 49.4633 | 1
| LCA | Outside LA Basin | 3 | Monthly System Peak Day | SCE | 1-in-2 | 2021 | 12 |  |  |  | 53.3167 | 1
| LCA | Outside LA Basin | 3 | Monthly System Peak Day | SCE | 1-in-2 | 2021 | 13 |  |  |  | 56.54 | 1
| LCA | Outside LA Basin | 3 | Monthly System Peak Day | SCE | 1-in-2 | 2021 | 14 |  |  |  | 59.1767 | 1
| LCA | Outside LA Basin | 3 | Monthly System Peak Day | SCE | 1-in-2 | 2021 | 15 |  |  |  | 61.4167 | 1
| LCA | Outside LA Basin | 3 | Monthly System Peak Day | SCE | 1-in-2 | 2021 | 16 |  |  |  | 63.2333 | 1
| LCA | Outside LA Basin | 3 | Monthly System Peak Day | SCE | 1-in-2 | 2021 | 17 |  |  |  | 64.2933 | 1
| LCA | Outside LA Basin | 3 | Monthly System Peak Day | SCE | 1-in-2 | 2021 | 18 |  |  |  | 64.4733 | 1
| LCA | Outside LA Basin | 3 | Monthly System Peak Day | SCE | 1-in-2 | 2021 | 19 |  |  |  | 63.6233 | 1
| LCA | Outside LA Basin | 3 | Monthly System Peak Day | SCE | 1-in-2 | 2021 | 20 |  |  |  | 61.6733 | 1
| LCA | Outside LA Basin | 3 | Monthly System Peak Day | SCE | 1-in-2 | 2021 | 21 |  |  |  | 58.8133 | 1
| LCA | Outside LA Basin | 3 | Monthly System Peak Day | SCE | 1-in-2 | 2021 | 22 |  |  |  | 57.0467 | 1
| LCA | Outside LA Basin | 3 | Monthly System Peak Day | SCE | 1-in-2 | 2021 | 23 |  |  |  | 54.9467 | 1
| LCA | Outside LA Basin | 3 | Monthly System Peak Day | SCE | 1-in-2 | 2021 | 24 |  |  |  | 52.9967 | 1
| LCA | Outside LA Basin | 4 | Average Weekday | SCE | 1-in-2 | 2021 | 1 |  |  |  | 55.4314 | 1
| LCA | Outside LA Basin | 4 | Average Weekday | SCE | 1-in-2 | 2021 | 2 |  |  |  | 54.0393 | 1
| LCA | Outside LA Basin | 4 | Average Weekday | SCE | 1-in-2 | 2021 | 3 |  |  |  | 53.0091 | 1
| LCA | Outside LA Basin | 4 | Average Weekday | SCE | 1-in-2 | 2021 | 4 |  |  |  | 51.8922 | 1
| LCA | Outside LA Basin | 4 | Average Weekday | SCE | 1-in-2 | 2021 | 5 |  |  |  | 50.9195 | 1
| LCA | Outside LA Basin | 4 | Average Weekday | SCE | 1-in-2 | 2021 | 6 |  |  |  | 49.939 | 1
| LCA | Outside LA Basin | 4 | Average Weekday | SCE | 1-in-2 | 2021 | 7 |  |  |  | 49.0993 | 1
| LCA | Outside LA Basin | 4 | Average Weekday | SCE | 1-in-2 | 2021 | 8 |  |  |  | 48.9968 | 1
| LCA | Outside LA Basin | 4 | Average Weekday | SCE | 1-in-2 | 2021 | 9 |  |  |  | 51.1425 | 1
| LCA | Outside LA Basin | 4 | Average Weekday | SCE | 1-in-2 | 2021 | 10 |  |  |  | 54.716 | 1
| LCA | Outside LA Basin | 4 | Average Weekday | SCE | 1-in-2 | 2021 | 11 |  |  |  | 58.5012 | 1
| LCA | Outside LA Basin | 4 | Average Weekday | SCE | 1-in-2 | 2021 | 12 |  |  |  | 61.5829 | 1
| LCA | Outside LA Basin | 4 | Average Weekday | SCE | 1-in-2 | 2021 | 13 |  |  |  | 64.4076 | 1
| LCA | Outside LA Basin | 4 | Average Weekday | SCE | 1-in-2 | 2021 | 14 |  |  |  | 66.5797 | 1
| LCA | Outside LA Basin | 4 | Average Weekday | SCE | 1-in-2 | 2021 | 15 |  |  |  | 67.984 | 1
| LCA | Outside LA Basin | 4 | Average Weekday | SCE | 1-in-2 | 2021 | 16 |  |  |  | 68.8393 | 1
| LCA | Outside LA Basin | 4 | Average Weekday | SCE | 1-in-2 | 2021 | 17 |  |  |  | 69.0253 | 1
| LCA | Outside LA Basin | 4 | Average Weekday | SCE | 1-in-2 | 2021 | 18 |  |  |  | 68.4056 | 1
| LCA | Outside LA Basin | 4 | Average Weekday | SCE | 1-in-2 | 2021 | 19 |  |  |  | 67.0783 | 1
| LCA | Outside LA Basin | 4 | Average Weekday | SCE | 1-in-2 | 2021 | 20 |  |  |  | 64.7131 | 1
| LCA | Outside LA Basin | 4 | Average Weekday | SCE | 1-in-2 | 2021 | 21 |  |  |  | 61.7427 | 1
| LCA | Outside LA Basin | 4 | Average Weekday | SCE | 1-in-2 | 2021 | 22 |  |  |  | 59.3168 | 1
| LCA | Outside LA Basin | 4 | Average Weekday | SCE | 1-in-2 | 2021 | 23 |  |  |  | 57.5233 | 1
| LCA | Outside LA Basin | 4 | Average Weekday | SCE | 1-in-2 | 2021 | 24 |  |  |  | 56.0273 | 1
| LCA | Outside LA Basin | 4 | Monthly System Peak Day | SCE | 1-in-2 | 2021 | 1 |  |  |  | 61.64 | 1
| LCA | Outside LA Basin | 4 | Monthly System Peak Day | SCE | 1-in-2 | 2021 | 2 |  |  |  | 59.72 | 1
| LCA | Outside LA Basin | 4 | Monthly System Peak Day | SCE | 1-in-2 | 2021 | 3 |  |  |  | 57.7433 | 1
| LCA | Outside LA Basin | 4 | Monthly System Peak Day | SCE | 1-in-2 | 2021 | 4 |  |  |  | 57.3967 | 1
| LCA | Outside LA Basin | 4 | Monthly System Peak Day | SCE | 1-in-2 | 2021 | 5 |  |  |  | 55.9733 | 1
| LCA | Outside LA Basin | 4 | Monthly System Peak Day | SCE | 1-in-2 | 2021 | 6 |  |  |  | 54.13 | 1
| LCA | Outside LA Basin | 4 | Monthly System Peak Day | SCE | 1-in-2 | 2021 | 7 |  |  |  | 53.4 | 1
| LCA | Outside LA Basin | 4 | Monthly System Peak Day | SCE | 1-in-2 | 2021 | 8 |  |  |  | 53.7033 | 1
| LCA | Outside LA Basin | 4 | Monthly System Peak Day | SCE | 1-in-2 | 2021 | 9 |  |  |  | 55.19 | 1
| LCA | Outside LA Basin | 4 | Monthly System Peak Day | SCE | 1-in-2 | 2021 | 10 |  |  |  | 58.9167 | 1
| LCA | Outside LA Basin | 4 | Monthly System Peak Day | SCE | 1-in-2 | 2021 | 11 |  |  |  | 64.7733 | 1
| LCA | Outside LA Basin | 4 | Monthly System Peak Day | SCE | 1-in-2 | 2021 | 12 |  |  |  | 70.5833 | 1
| LCA | Outside LA Basin | 4 | Monthly System Peak Day | SCE | 1-in-2 | 2021 | 13 |  |  |  | 75.6933 | 1
| LCA | Outside LA Basin | 4 | Monthly System Peak Day | SCE | 1-in-2 | 2021 | 14 |  |  |  | 79.3667 | 1
| LCA | Outside LA Basin | 4 | Monthly System Peak Day | SCE | 1-in-2 | 2021 | 15 |  |  |  | 80.9 | 1
| LCA | Outside LA Basin | 4 | Monthly System Peak Day | SCE | 1-in-2 | 2021 | 16 |  |  |  | 82.1667 | 1
| LCA | Outside LA Basin | 4 | Monthly System Peak Day | SCE | 1-in-2 | 2021 | 17 |  |  |  | 82.2333 | 1
| LCA | Outside LA Basin | 4 | Monthly System Peak Day | SCE | 1-in-2 | 2021 | 18 |  |  |  | 81.6 | 1
| LCA | Outside LA Basin | 4 | Monthly System Peak Day | SCE | 1-in-2 | 2021 | 19 |  |  |  | 80.5667 | 1
| LCA | Outside LA Basin | 4 | Monthly System Peak Day | SCE | 1-in-2 | 2021 | 20 |  |  |  | 78.5333 | 1
| LCA | Outside LA Basin | 4 | Monthly System Peak Day | SCE | 1-in-2 | 2021 | 21 |  |  |  | 75.2 | 1
| LCA | Outside LA Basin | 4 | Monthly System Peak Day | SCE | 1-in-2 | 2021 | 22 |  |  |  | 72.4667 | 1
| LCA | Outside LA Basin | 4 | Monthly System Peak Day | SCE | 1-in-2 | 2021 | 23 |  |  |  | 71.2 | 1
| LCA | Outside LA Basin | 4 | Monthly System Peak Day | SCE | 1-in-2 | 2021 | 24 |  |  |  | 69.2467 | 1
| LCA | Outside LA Basin | 5 | Average Weekday | SCE | 1-in-2 | 2021 | 1 |  |  |  | 62.137 | 1
| LCA | Outside LA Basin | 5 | Average Weekday | SCE | 1-in-2 | 2021 | 2 |  |  |  | 60.8508 | 1
| LCA | Outside LA Basin | 5 | Average Weekday | SCE | 1-in-2 | 2021 | 3 |  |  |  | 59.6166 | 1
| LCA | Outside LA Basin | 5 | Average Weekday | SCE | 1-in-2 | 2021 | 4 |  |  |  | 58.5375 | 1
| LCA | Outside LA Basin | 5 | Average Weekday | SCE | 1-in-2 | 2021 | 5 |  |  |  | 57.4615 | 1
| LCA | Outside LA Basin | 5 | Average Weekday | SCE | 1-in-2 | 2021 | 6 |  |  |  | 56.6158 | 1
| LCA | Outside LA Basin | 5 | Average Weekday | SCE | 1-in-2 | 2021 | 7 |  |  |  | 55.73 | 1
| LCA | Outside LA Basin | 5 | Average Weekday | SCE | 1-in-2 | 2021 | 8 |  |  |  | 56.6615 | 1
| LCA | Outside LA Basin | 5 | Average Weekday | SCE | 1-in-2 | 2021 | 9 |  |  |  | 59.8644 | 1
| LCA | Outside LA Basin | 5 | Average Weekday | SCE | 1-in-2 | 2021 | 10 |  |  |  | 63.6587 | 1
| LCA | Outside LA Basin | 5 | Average Weekday | SCE | 1-in-2 | 2021 | 11 |  |  |  | 67.2326 | 1
| LCA | Outside LA Basin | 5 | Average Weekday | SCE | 1-in-2 | 2021 | 12 |  |  |  | 70.5618 | 1
| LCA | Outside LA Basin | 5 | Average Weekday | SCE | 1-in-2 | 2021 | 13 |  |  |  | 73.2877 | 1
| LCA | Outside LA Basin | 5 | Average Weekday | SCE | 1-in-2 | 2021 | 14 |  |  |  | 75.0811 | 1
| LCA | Outside LA Basin | 5 | Average Weekday | SCE | 1-in-2 | 2021 | 15 |  |  |  | 76.3295 | 1
| LCA | Outside LA Basin | 5 | Average Weekday | SCE | 1-in-2 | 2021 | 16 |  |  |  | 77.0623 | 1
| LCA | Outside LA Basin | 5 | Average Weekday | SCE | 1-in-2 | 2021 | 17 |  |  |  | 77.2838 | 1
| LCA | Outside LA Basin | 5 | Average Weekday | SCE | 1-in-2 | 2021 | 18 |  |  |  | 76.6675 | 1
| LCA | Outside LA Basin | 5 | Average Weekday | SCE | 1-in-2 | 2021 | 19 |  |  |  | 75.2703 | 1
| LCA | Outside LA Basin | 5 | Average Weekday | SCE | 1-in-2 | 2021 | 20 |  |  |  | 72.9802 | 1
| LCA | Outside LA Basin | 5 | Average Weekday | SCE | 1-in-2 | 2021 | 21 |  |  |  | 69.5905 | 1
| LCA | Outside LA Basin | 5 | Average Weekday | SCE | 1-in-2 | 2021 | 22 |  |  |  | 66.5993 | 1
| LCA | Outside LA Basin | 5 | Average Weekday | SCE | 1-in-2 | 2021 | 23 |  |  |  | 64.7036 | 1
| LCA | Outside LA Basin | 5 | Average Weekday | SCE | 1-in-2 | 2021 | 24 |  |  |  | 63.0014 | 1
| LCA | Outside LA Basin | 5 | Monthly System Peak Day | SCE | 1-in-2 | 2021 | 1 |  |  |  | 67.2867 | 1
| LCA | Outside LA Basin | 5 | Monthly System Peak Day | SCE | 1-in-2 | 2021 | 2 |  |  |  | 65.1267 | 1
| LCA | Outside LA Basin | 5 | Monthly System Peak Day | SCE | 1-in-2 | 2021 | 3 |  |  |  | 64.1067 | 1
| LCA | Outside LA Basin | 5 | Monthly System Peak Day | SCE | 1-in-2 | 2021 | 4 |  |  |  | 62.5933 | 1
| LCA | Outside LA Basin | 5 | Monthly System Peak Day | SCE | 1-in-2 | 2021 | 5 |  |  |  | 60.6067 | 1
| LCA | Outside LA Basin | 5 | Monthly System Peak Day | SCE | 1-in-2 | 2021 | 6 |  |  |  | 60.18 | 1
| LCA | Outside LA Basin | 5 | Monthly System Peak Day | SCE | 1-in-2 | 2021 | 7 |  |  |  | 59.8233 | 1
| LCA | Outside LA Basin | 5 | Monthly System Peak Day | SCE | 1-in-2 | 2021 | 8 |  |  |  | 59.8433 | 1
| LCA | Outside LA Basin | 5 | Monthly System Peak Day | SCE | 1-in-2 | 2021 | 9 |  |  |  | 60.9633 | 1
| LCA | Outside LA Basin | 5 | Monthly System Peak Day | SCE | 1-in-2 | 2021 | 10 |  |  |  | 66.41 | 1
| LCA | Outside LA Basin | 5 | Monthly System Peak Day | SCE | 1-in-2 | 2021 | 11 |  |  |  | 71.1333 | 1
| LCA | Outside LA Basin | 5 | Monthly System Peak Day | SCE | 1-in-2 | 2021 | 12 |  |  |  | 75.33 | 1
| LCA | Outside LA Basin | 5 | Monthly System Peak Day | SCE | 1-in-2 | 2021 | 13 |  |  |  | 79.1 | 1
| LCA | Outside LA Basin | 5 | Monthly System Peak Day | SCE | 1-in-2 | 2021 | 14 |  |  |  | 81.1667 | 1
| LCA | Outside LA Basin | 5 | Monthly System Peak Day | SCE | 1-in-2 | 2021 | 15 |  |  |  | 83.1333 | 1
| LCA | Outside LA Basin | 5 | Monthly System Peak Day | SCE | 1-in-2 | 2021 | 16 |  |  |  | 85.4 | 1
| LCA | Outside LA Basin | 5 | Monthly System Peak Day | SCE | 1-in-2 | 2021 | 17 |  |  |  | 86.3667 | 1
| LCA | Outside LA Basin | 5 | Monthly System Peak Day | SCE | 1-in-2 | 2021 | 18 |  |  |  | 86.4 | 1
| LCA | Outside LA Basin | 5 | Monthly System Peak Day | SCE | 1-in-2 | 2021 | 19 |  |  |  | 85.9667 | 1
| LCA | Outside LA Basin | 5 | Monthly System Peak Day | SCE | 1-in-2 | 2021 | 20 |  |  |  | 83.2333 | 1
| LCA | Outside LA Basin | 5 | Monthly System Peak Day | SCE | 1-in-2 | 2021 | 21 |  |  |  | 78.9 | 1
| LCA | Outside LA Basin | 5 | Monthly System Peak Day | SCE | 1-in-2 | 2021 | 22 |  |  |  | 75.6667 | 1
| LCA | Outside LA Basin | 5 | Monthly System Peak Day | SCE | 1-in-2 | 2021 | 23 |  |  |  | 72.9667 | 1
| LCA | Outside LA Basin | 5 | Monthly System Peak Day | SCE | 1-in-2 | 2021 | 24 |  |  |  | 70.35 | 1
| LCA | Outside LA Basin | 6 | Average Weekday | SCE | 1-in-2 | 2021 | 1 |  |  |  | 70.2183 | 1
| LCA | Outside LA Basin | 6 | Average Weekday | SCE | 1-in-2 | 2021 | 2 |  |  |  | 68.7472 | 1
| LCA | Outside LA Basin | 6 | Average Weekday | SCE | 1-in-2 | 2021 | 3 |  |  |  | 67.542 | 1
| LCA | Outside LA Basin | 6 | Average Weekday | SCE | 1-in-2 | 2021 | 4 |  |  |  | 66.3818 | 1
| LCA | Outside LA Basin | 6 | Average Weekday | SCE | 1-in-2 | 2021 | 5 |  |  |  | 65.3338 | 1
| LCA | Outside LA Basin | 6 | Average Weekday | SCE | 1-in-2 | 2021 | 6 |  |  |  | 64.0672 | 1
| LCA | Outside LA Basin | 6 | Average Weekday | SCE | 1-in-2 | 2021 | 7 |  |  |  | 63.101 | 1
| LCA | Outside LA Basin | 6 | Average Weekday | SCE | 1-in-2 | 2021 | 8 |  |  |  | 64.2057 | 1
| LCA | Outside LA Basin | 6 | Average Weekday | SCE | 1-in-2 | 2021 | 9 |  |  |  | 67.7967 | 1
| LCA | Outside LA Basin | 6 | Average Weekday | SCE | 1-in-2 | 2021 | 10 |  |  |  | 72.0773 | 1
| LCA | Outside LA Basin | 6 | Average Weekday | SCE | 1-in-2 | 2021 | 11 |  |  |  | 76.7247 | 1
| LCA | Outside LA Basin | 6 | Average Weekday | SCE | 1-in-2 | 2021 | 12 |  |  |  | 80.4514 | 1
| LCA | Outside LA Basin | 6 | Average Weekday | SCE | 1-in-2 | 2021 | 13 |  |  |  | 83.3777 | 1
| LCA | Outside LA Basin | 6 | Average Weekday | SCE | 1-in-2 | 2021 | 14 |  |  |  | 85.5483 | 1
| LCA | Outside LA Basin | 6 | Average Weekday | SCE | 1-in-2 | 2021 | 15 |  |  |  | 86.8952 | 1
| LCA | Outside LA Basin | 6 | Average Weekday | SCE | 1-in-2 | 2021 | 16 |  |  |  | 87.5875 | 1
| LCA | Outside LA Basin | 6 | Average Weekday | SCE | 1-in-2 | 2021 | 17 |  |  |  | 87.5021 | 1
| LCA | Outside LA Basin | 6 | Average Weekday | SCE | 1-in-2 | 2021 | 18 |  |  |  | 86.6587 | 1
| LCA | Outside LA Basin | 6 | Average Weekday | SCE | 1-in-2 | 2021 | 19 |  |  |  | 85.162 | 1
| LCA | Outside LA Basin | 6 | Average Weekday | SCE | 1-in-2 | 2021 | 20 |  |  |  | 82.9063 | 1
| LCA | Outside LA Basin | 6 | Average Weekday | SCE | 1-in-2 | 2021 | 21 |  |  |  | 79.8354 | 1
| LCA | Outside LA Basin | 6 | Average Weekday | SCE | 1-in-2 | 2021 | 22 |  |  |  | 76.4285 | 1
| LCA | Outside LA Basin | 6 | Average Weekday | SCE | 1-in-2 | 2021 | 23 |  |  |  | 73.9694 | 1
| LCA | Outside LA Basin | 6 | Average Weekday | SCE | 1-in-2 | 2021 | 24 |  |  |  | 72.0462 | 1
| LCA | Outside LA Basin | 6 | Monthly System Peak Day | SCE | 1-in-2 | 2021 | 1 |  |  |  | 76.7667 | 1
| LCA | Outside LA Basin | 6 | Monthly System Peak Day | SCE | 1-in-2 | 2021 | 2 |  |  |  | 74.9667 | 1
| LCA | Outside LA Basin | 6 | Monthly System Peak Day | SCE | 1-in-2 | 2021 | 3 |  |  |  | 73.8667 | 1
| LCA | Outside LA Basin | 6 | Monthly System Peak Day | SCE | 1-in-2 | 2021 | 4 |  |  |  | 72.4433 | 1
| LCA | Outside LA Basin | 6 | Monthly System Peak Day | SCE | 1-in-2 | 2021 | 5 |  |  |  | 71.44 | 1
| LCA | Outside LA Basin | 6 | Monthly System Peak Day | SCE | 1-in-2 | 2021 | 6 |  |  |  | 70.69 | 1
| LCA | Outside LA Basin | 6 | Monthly System Peak Day | SCE | 1-in-2 | 2021 | 7 |  |  |  | 70.0833 | 1
| LCA | Outside LA Basin | 6 | Monthly System Peak Day | SCE | 1-in-2 | 2021 | 8 |  |  |  | 71.6933 | 1
| LCA | Outside LA Basin | 6 | Monthly System Peak Day | SCE | 1-in-2 | 2021 | 9 |  |  |  | 75.2333 | 1
| LCA | Outside LA Basin | 6 | Monthly System Peak Day | SCE | 1-in-2 | 2021 | 10 |  |  |  | 81.1 | 1
| LCA | Outside LA Basin | 6 | Monthly System Peak Day | SCE | 1-in-2 | 2021 | 11 |  |  |  | 84.2667 | 1
| LCA | Outside LA Basin | 6 | Monthly System Peak Day | SCE | 1-in-2 | 2021 | 12 |  |  |  | 86.2667 | 1
| LCA | Outside LA Basin | 6 | Monthly System Peak Day | SCE | 1-in-2 | 2021 | 13 |  |  |  | 87.7 | 1
| LCA | Outside LA Basin | 6 | Monthly System Peak Day | SCE | 1-in-2 | 2021 | 14 |  |  |  | 89.6 | 1
| LCA | Outside LA Basin | 6 | Monthly System Peak Day | SCE | 1-in-2 | 2021 | 15 |  |  |  | 89.9667 | 1
| LCA | Outside LA Basin | 6 | Monthly System Peak Day | SCE | 1-in-2 | 2021 | 16 |  |  |  | 89.7 | 1
| LCA | Outside LA Basin | 6 | Monthly System Peak Day | SCE | 1-in-2 | 2021 | 17 |  |  |  | 89.5333 | 1
| LCA | Outside LA Basin | 6 | Monthly System Peak Day | SCE | 1-in-2 | 2021 | 18 |  |  |  | 89.3667 | 1
| LCA | Outside LA Basin | 6 | Monthly System Peak Day | SCE | 1-in-2 | 2021 | 19 |  |  |  | 87.7333 | 1
| LCA | Outside LA Basin | 6 | Monthly System Peak Day | SCE | 1-in-2 | 2021 | 20 |  |  |  | 85.9333 | 1
| LCA | Outside LA Basin | 6 | Monthly System Peak Day | SCE | 1-in-2 | 2021 | 21 |  |  |  | 84.1 | 1
| LCA | Outside LA Basin | 6 | Monthly System Peak Day | SCE | 1-in-2 | 2021 | 22 |  |  |  | 82.1333 | 1
| LCA | Outside LA Basin | 6 | Monthly System Peak Day | SCE | 1-in-2 | 2021 | 23 |  |  |  | 79.5 | 1
| LCA | Outside LA Basin | 6 | Monthly System Peak Day | SCE | 1-in-2 | 2021 | 24 |  |  |  | 76.3667 | 1
| LCA | Outside LA Basin | 7 | Average Weekday | SCE | 1-in-2 | 2021 | 1 |  |  |  | 76.1269 | 1
| LCA | Outside LA Basin | 7 | Average Weekday | SCE | 1-in-2 | 2021 | 2 |  |  |  | 74.7718 | 1
| LCA | Outside LA Basin | 7 | Average Weekday | SCE | 1-in-2 | 2021 | 3 |  |  |  | 73.6633 | 1
| LCA | Outside LA Basin | 7 | Average Weekday | SCE | 1-in-2 | 2021 | 4 |  |  |  | 72.7788 | 1
| LCA | Outside LA Basin | 7 | Average Weekday | SCE | 1-in-2 | 2021 | 5 |  |  |  | 71.9272 | 1
| LCA | Outside LA Basin | 7 | Average Weekday | SCE | 1-in-2 | 2021 | 6 |  |  |  | 71.0136 | 1
| LCA | Outside LA Basin | 7 | Average Weekday | SCE | 1-in-2 | 2021 | 7 |  |  |  | 70.1683 | 1
| LCA | Outside LA Basin | 7 | Average Weekday | SCE | 1-in-2 | 2021 | 8 |  |  |  | 70.9198 | 1
| LCA | Outside LA Basin | 7 | Average Weekday | SCE | 1-in-2 | 2021 | 9 |  |  |  | 73.749 | 1
| LCA | Outside LA Basin | 7 | Average Weekday | SCE | 1-in-2 | 2021 | 10 |  |  |  | 77.6918 | 1
| LCA | Outside LA Basin | 7 | Average Weekday | SCE | 1-in-2 | 2021 | 11 |  |  |  | 81.8348 | 1
| LCA | Outside LA Basin | 7 | Average Weekday | SCE | 1-in-2 | 2021 | 12 |  |  |  | 85.2925 | 1
| LCA | Outside LA Basin | 7 | Average Weekday | SCE | 1-in-2 | 2021 | 13 |  |  |  | 88.0809 | 1
| LCA | Outside LA Basin | 7 | Average Weekday | SCE | 1-in-2 | 2021 | 14 |  |  |  | 90.2105 | 1
| LCA | Outside LA Basin | 7 | Average Weekday | SCE | 1-in-2 | 2021 | 15 |  |  |  | 91.2661 | 1
| LCA | Outside LA Basin | 7 | Average Weekday | SCE | 1-in-2 | 2021 | 16 |  |  |  | 91.6621 | 1
| LCA | Outside LA Basin | 7 | Average Weekday | SCE | 1-in-2 | 2021 | 17 |  |  |  | 91.5378 | 1
| LCA | Outside LA Basin | 7 | Average Weekday | SCE | 1-in-2 | 2021 | 18 |  |  |  | 90.7038 | 1
| LCA | Outside LA Basin | 7 | Average Weekday | SCE | 1-in-2 | 2021 | 19 |  |  |  | 89.0329 | 1
| LCA | Outside LA Basin | 7 | Average Weekday | SCE | 1-in-2 | 2021 | 20 |  |  |  | 86.7904 | 1
| LCA | Outside LA Basin | 7 | Average Weekday | SCE | 1-in-2 | 2021 | 21 |  |  |  | 84.0876 | 1
| LCA | Outside LA Basin | 7 | Average Weekday | SCE | 1-in-2 | 2021 | 22 |  |  |  | 81.1442 | 1
| LCA | Outside LA Basin | 7 | Average Weekday | SCE | 1-in-2 | 2021 | 23 |  |  |  | 79.1546 | 1
| LCA | Outside LA Basin | 7 | Average Weekday | SCE | 1-in-2 | 2021 | 24 |  |  |  | 77.4913 | 1
| LCA | Outside LA Basin | 7 | Monthly System Peak Day | SCE | 1-in-2 | 2021 | 1 |  |  |  | 83.1 | 1
| LCA | Outside LA Basin | 7 | Monthly System Peak Day | SCE | 1-in-2 | 2021 | 2 |  |  |  | 81.8667 | 1
| LCA | Outside LA Basin | 7 | Monthly System Peak Day | SCE | 1-in-2 | 2021 | 3 |  |  |  | 80.3667 | 1
| LCA | Outside LA Basin | 7 | Monthly System Peak Day | SCE | 1-in-2 | 2021 | 4 |  |  |  | 78.5 | 1
| LCA | Outside LA Basin | 7 | Monthly System Peak Day | SCE | 1-in-2 | 2021 | 5 |  |  |  | 78.0333 | 1
| LCA | Outside LA Basin | 7 | Monthly System Peak Day | SCE | 1-in-2 | 2021 | 6 |  |  |  | 76.5833 | 1
| LCA | Outside LA Basin | 7 | Monthly System Peak Day | SCE | 1-in-2 | 2021 | 7 |  |  |  | 76.6933 | 1
| LCA | Outside LA Basin | 7 | Monthly System Peak Day | SCE | 1-in-2 | 2021 | 8 |  |  |  | 77.1933 | 1
| LCA | Outside LA Basin | 7 | Monthly System Peak Day | SCE | 1-in-2 | 2021 | 9 |  |  |  | 78.5 | 1
| LCA | Outside LA Basin | 7 | Monthly System Peak Day | SCE | 1-in-2 | 2021 | 10 |  |  |  | 84.4 | 1
| LCA | Outside LA Basin | 7 | Monthly System Peak Day | SCE | 1-in-2 | 2021 | 11 |  |  |  | 88.5333 | 1
| LCA | Outside LA Basin | 7 | Monthly System Peak Day | SCE | 1-in-2 | 2021 | 12 |  |  |  | 91.3333 | 1
| LCA | Outside LA Basin | 7 | Monthly System Peak Day | SCE | 1-in-2 | 2021 | 13 |  |  |  | 93.8667 | 1
| LCA | Outside LA Basin | 7 | Monthly System Peak Day | SCE | 1-in-2 | 2021 | 14 |  |  |  | 96.5667 | 1
| LCA | Outside LA Basin | 7 | Monthly System Peak Day | SCE | 1-in-2 | 2021 | 15 |  |  |  | 97.3667 | 1
| LCA | Outside LA Basin | 7 | Monthly System Peak Day | SCE | 1-in-2 | 2021 | 16 |  |  |  | 97.4667 | 1
| LCA | Outside LA Basin | 7 | Monthly System Peak Day | SCE | 1-in-2 | 2021 | 17 |  |  |  | 97.7 | 1
| LCA | Outside LA Basin | 7 | Monthly System Peak Day | SCE | 1-in-2 | 2021 | 18 |  |  |  | 96.6333 | 1
| LCA | Outside LA Basin | 7 | Monthly System Peak Day | SCE | 1-in-2 | 2021 | 19 |  |  |  | 95.6 | 1
| LCA | Outside LA Basin | 7 | Monthly System Peak Day | SCE | 1-in-2 | 2021 | 20 |  |  |  | 93.7 | 1
| LCA | Outside LA Basin | 7 | Monthly System Peak Day | SCE | 1-in-2 | 2021 | 21 |  |  |  | 91.2 | 1
| LCA | Outside LA Basin | 7 | Monthly System Peak Day | SCE | 1-in-2 | 2021 | 22 |  |  |  | 88.6667 | 1
| LCA | Outside LA Basin | 7 | Monthly System Peak Day | SCE | 1-in-2 | 2021 | 23 |  |  |  | 87.2333 | 1
| LCA | Outside LA Basin | 7 | Monthly System Peak Day | SCE | 1-in-2 | 2021 | 24 |  |  |  | 85.4333 | 1
| LCA | Outside LA Basin | 8 | Average Weekday | SCE | 1-in-2 | 2021 | 1 |  |  |  | 75.7472 | 1
| LCA | Outside LA Basin | 8 | Average Weekday | SCE | 1-in-2 | 2021 | 2 |  |  |  | 74.2555 | 1
| LCA | Outside LA Basin | 8 | Average Weekday | SCE | 1-in-2 | 2021 | 3 |  |  |  | 73.0105 | 1
| LCA | Outside LA Basin | 8 | Average Weekday | SCE | 1-in-2 | 2021 | 4 |  |  |  | 72.0766 | 1
| LCA | Outside LA Basin | 8 | Average Weekday | SCE | 1-in-2 | 2021 | 5 |  |  |  | 70.8588 | 1
| LCA | Outside LA Basin | 8 | Average Weekday | SCE | 1-in-2 | 2021 | 6 |  |  |  | 69.7494 | 1
| LCA | Outside LA Basin | 8 | Average Weekday | SCE | 1-in-2 | 2021 | 7 |  |  |  | 68.9219 | 1
| LCA | Outside LA Basin | 8 | Average Weekday | SCE | 1-in-2 | 2021 | 8 |  |  |  | 68.7296 | 1
| LCA | Outside LA Basin | 8 | Average Weekday | SCE | 1-in-2 | 2021 | 9 |  |  |  | 71.4096 | 1
| LCA | Outside LA Basin | 8 | Average Weekday | SCE | 1-in-2 | 2021 | 10 |  |  |  | 75.4677 | 1
| LCA | Outside LA Basin | 8 | Average Weekday | SCE | 1-in-2 | 2021 | 11 |  |  |  | 80.3291 | 1
| LCA | Outside LA Basin | 8 | Average Weekday | SCE | 1-in-2 | 2021 | 12 |  |  |  | 84.3566 | 1
| LCA | Outside LA Basin | 8 | Average Weekday | SCE | 1-in-2 | 2021 | 13 |  |  |  | 87.425 | 1
| LCA | Outside LA Basin | 8 | Average Weekday | SCE | 1-in-2 | 2021 | 14 |  |  |  | 89.5426 | 1
| LCA | Outside LA Basin | 8 | Average Weekday | SCE | 1-in-2 | 2021 | 15 |  |  |  | 90.8609 | 1
| LCA | Outside LA Basin | 8 | Average Weekday | SCE | 1-in-2 | 2021 | 16 |  |  |  | 91.4819 | 1
| LCA | Outside LA Basin | 8 | Average Weekday | SCE | 1-in-2 | 2021 | 17 |  |  |  | 91.2461 | 1
| LCA | Outside LA Basin | 8 | Average Weekday | SCE | 1-in-2 | 2021 | 18 |  |  |  | 90.6423 | 1
| LCA | Outside LA Basin | 8 | Average Weekday | SCE | 1-in-2 | 2021 | 19 |  |  |  | 89.2134 | 1
| LCA | Outside LA Basin | 8 | Average Weekday | SCE | 1-in-2 | 2021 | 20 |  |  |  | 86.9542 | 1
| LCA | Outside LA Basin | 8 | Average Weekday | SCE | 1-in-2 | 2021 | 21 |  |  |  | 83.7909 | 1
| LCA | Outside LA Basin | 8 | Average Weekday | SCE | 1-in-2 | 2021 | 22 |  |  |  | 81.008 | 1
| LCA | Outside LA Basin | 8 | Average Weekday | SCE | 1-in-2 | 2021 | 23 |  |  |  | 79.0446 | 1
| LCA | Outside LA Basin | 8 | Average Weekday | SCE | 1-in-2 | 2021 | 24 |  |  |  | 77.3034 | 1
| LCA | Outside LA Basin | 8 | Monthly System Peak Day | SCE | 1-in-2 | 2021 | 1 |  |  |  | 83.1333 | 1
| LCA | Outside LA Basin | 8 | Monthly System Peak Day | SCE | 1-in-2 | 2021 | 2 |  |  |  | 81.4 | 1
| LCA | Outside LA Basin | 8 | Monthly System Peak Day | SCE | 1-in-2 | 2021 | 3 |  |  |  | 79.9333 | 1
| LCA | Outside LA Basin | 8 | Monthly System Peak Day | SCE | 1-in-2 | 2021 | 4 |  |  |  | 79.5333 | 1
| LCA | Outside LA Basin | 8 | Monthly System Peak Day | SCE | 1-in-2 | 2021 | 5 |  |  |  | 78.1 | 1
| LCA | Outside LA Basin | 8 | Monthly System Peak Day | SCE | 1-in-2 | 2021 | 6 |  |  |  | 76.7333 | 1
| LCA | Outside LA Basin | 8 | Monthly System Peak Day | SCE | 1-in-2 | 2021 | 7 |  |  |  | 76.2 | 1
| LCA | Outside LA Basin | 8 | Monthly System Peak Day | SCE | 1-in-2 | 2021 | 8 |  |  |  | 75.7 | 1
| LCA | Outside LA Basin | 8 | Monthly System Peak Day | SCE | 1-in-2 | 2021 | 9 |  |  |  | 77.5667 | 1
| LCA | Outside LA Basin | 8 | Monthly System Peak Day | SCE | 1-in-2 | 2021 | 10 |  |  |  | 81.4 | 1
| LCA | Outside LA Basin | 8 | Monthly System Peak Day | SCE | 1-in-2 | 2021 | 11 |  |  |  | 87.1 | 1
| LCA | Outside LA Basin | 8 | Monthly System Peak Day | SCE | 1-in-2 | 2021 | 12 |  |  |  | 90.1667 | 1
| LCA | Outside LA Basin | 8 | Monthly System Peak Day | SCE | 1-in-2 | 2021 | 13 |  |  |  | 92.1667 | 1
| LCA | Outside LA Basin | 8 | Monthly System Peak Day | SCE | 1-in-2 | 2021 | 14 |  |  |  | 94 | 1
| LCA | Outside LA Basin | 8 | Monthly System Peak Day | SCE | 1-in-2 | 2021 | 15 |  |  |  | 93.7 | 1
| LCA | Outside LA Basin | 8 | Monthly System Peak Day | SCE | 1-in-2 | 2021 | 16 |  |  |  | 92.6667 | 1
| LCA | Outside LA Basin | 8 | Monthly System Peak Day | SCE | 1-in-2 | 2021 | 17 |  |  |  | 90.6667 | 1
| LCA | Outside LA Basin | 8 | Monthly System Peak Day | SCE | 1-in-2 | 2021 | 18 |  |  |  | 92.6 | 1
| LCA | Outside LA Basin | 8 | Monthly System Peak Day | SCE | 1-in-2 | 2021 | 19 |  |  |  | 91.9 | 1
| LCA | Outside LA Basin | 8 | Monthly System Peak Day | SCE | 1-in-2 | 2021 | 20 |  |  |  | 89.5333 | 1
| LCA | Outside LA Basin | 8 | Monthly System Peak Day | SCE | 1-in-2 | 2021 | 21 |  |  |  | 87.2 | 1
| LCA | Outside LA Basin | 8 | Monthly System Peak Day | SCE | 1-in-2 | 2021 | 22 |  |  |  | 84.9667 | 1
| LCA | Outside LA Basin | 8 | Monthly System Peak Day | SCE | 1-in-2 | 2021 | 23 |  |  |  | 82.8333 | 1
| LCA | Outside LA Basin | 8 | Monthly System Peak Day | SCE | 1-in-2 | 2021 | 24 |  |  |  | 81.4667 | 1
| LCA | Outside LA Basin | 8 | Typical Event Day | SCE | 1-in-2 | 2021 | 1 |  |  |  | 80.3083 | 1
| LCA | Outside LA Basin | 8 | Typical Event Day | SCE | 1-in-2 | 2021 | 2 |  |  |  | 78.9 | 1
| LCA | Outside LA Basin | 8 | Typical Event Day | SCE | 1-in-2 | 2021 | 3 |  |  |  | 77.2833 | 1
| LCA | Outside LA Basin | 8 | Typical Event Day | SCE | 1-in-2 | 2021 | 4 |  |  |  | 75.9275 | 1
| LCA | Outside LA Basin | 8 | Typical Event Day | SCE | 1-in-2 | 2021 | 5 |  |  |  | 74.89 | 1
| LCA | Outside LA Basin | 8 | Typical Event Day | SCE | 1-in-2 | 2021 | 6 |  |  |  | 73.7808 | 1
| LCA | Outside LA Basin | 8 | Typical Event Day | SCE | 1-in-2 | 2021 | 7 |  |  |  | 73.0825 | 1
| LCA | Outside LA Basin | 8 | Typical Event Day | SCE | 1-in-2 | 2021 | 8 |  |  |  | 73.47 | 1
| LCA | Outside LA Basin | 8 | Typical Event Day | SCE | 1-in-2 | 2021 | 9 |  |  |  | 75.835 | 1
| LCA | Outside LA Basin | 8 | Typical Event Day | SCE | 1-in-2 | 2021 | 10 |  |  |  | 80.3833 | 1
| LCA | Outside LA Basin | 8 | Typical Event Day | SCE | 1-in-2 | 2021 | 11 |  |  |  | 84.875 | 1
| LCA | Outside LA Basin | 8 | Typical Event Day | SCE | 1-in-2 | 2021 | 12 |  |  |  | 88.05 | 1
| LCA | Outside LA Basin | 8 | Typical Event Day | SCE | 1-in-2 | 2021 | 13 |  |  |  | 90.55 | 1
| LCA | Outside LA Basin | 8 | Typical Event Day | SCE | 1-in-2 | 2021 | 14 |  |  |  | 92.8417 | 1
| LCA | Outside LA Basin | 8 | Typical Event Day | SCE | 1-in-2 | 2021 | 15 |  |  |  | 93.3917 | 1
| LCA | Outside LA Basin | 8 | Typical Event Day | SCE | 1-in-2 | 2021 | 16 |  |  |  | 93.25 | 1
| LCA | Outside LA Basin | 8 | Typical Event Day | SCE | 1-in-2 | 2021 | 17 |  |  |  | 92.6167 | 1
| LCA | Outside LA Basin | 8 | Typical Event Day | SCE | 1-in-2 | 2021 | 18 |  |  |  | 92.8833 | 1
| LCA | Outside LA Basin | 8 | Typical Event Day | SCE | 1-in-2 | 2021 | 19 |  |  |  | 91.9083 | 1
| LCA | Outside LA Basin | 8 | Typical Event Day | SCE | 1-in-2 | 2021 | 20 |  |  |  | 89.925 | 1
| LCA | Outside LA Basin | 8 | Typical Event Day | SCE | 1-in-2 | 2021 | 21 |  |  |  | 87.475 | 1
| LCA | Outside LA Basin | 8 | Typical Event Day | SCE | 1-in-2 | 2021 | 22 |  |  |  | 85.2083 | 1
| LCA | Outside LA Basin | 8 | Typical Event Day | SCE | 1-in-2 | 2021 | 23 |  |  |  | 83.3 | 1
| LCA | Outside LA Basin | 8 | Typical Event Day | SCE | 1-in-2 | 2021 | 24 |  |  |  | 81.2667 | 1
| LCA | Outside LA Basin | 9 | Average Weekday | SCE | 1-in-2 | 2021 | 1 |  |  |  | 70.0932 | 1
| LCA | Outside LA Basin | 9 | Average Weekday | SCE | 1-in-2 | 2021 | 2 |  |  |  | 68.5513 | 1
| LCA | Outside LA Basin | 9 | Average Weekday | SCE | 1-in-2 | 2021 | 3 |  |  |  | 67.3304 | 1
| LCA | Outside LA Basin | 9 | Average Weekday | SCE | 1-in-2 | 2021 | 4 |  |  |  | 66.2761 | 1
| LCA | Outside LA Basin | 9 | Average Weekday | SCE | 1-in-2 | 2021 | 5 |  |  |  | 65.0104 | 1
| LCA | Outside LA Basin | 9 | Average Weekday | SCE | 1-in-2 | 2021 | 6 |  |  |  | 63.9356 | 1
| LCA | Outside LA Basin | 9 | Average Weekday | SCE | 1-in-2 | 2021 | 7 |  |  |  | 63.0654 | 1
| LCA | Outside LA Basin | 9 | Average Weekday | SCE | 1-in-2 | 2021 | 8 |  |  |  | 62.6267 | 1
| LCA | Outside LA Basin | 9 | Average Weekday | SCE | 1-in-2 | 2021 | 9 |  |  |  | 64.3898 | 1
| LCA | Outside LA Basin | 9 | Average Weekday | SCE | 1-in-2 | 2021 | 10 |  |  |  | 68.3428 | 1
| LCA | Outside LA Basin | 9 | Average Weekday | SCE | 1-in-2 | 2021 | 11 |  |  |  | 72.951 | 1
| LCA | Outside LA Basin | 9 | Average Weekday | SCE | 1-in-2 | 2021 | 12 |  |  |  | 77.2645 | 1
| LCA | Outside LA Basin | 9 | Average Weekday | SCE | 1-in-2 | 2021 | 13 |  |  |  | 80.5357 | 1
| LCA | Outside LA Basin | 9 | Average Weekday | SCE | 1-in-2 | 2021 | 14 |  |  |  | 82.8833 | 1
| LCA | Outside LA Basin | 9 | Average Weekday | SCE | 1-in-2 | 2021 | 15 |  |  |  | 84.2578 | 1
| LCA | Outside LA Basin | 9 | Average Weekday | SCE | 1-in-2 | 2021 | 16 |  |  |  | 85.0622 | 1
| LCA | Outside LA Basin | 9 | Average Weekday | SCE | 1-in-2 | 2021 | 17 |  |  |  | 85.1449 | 1
| LCA | Outside LA Basin | 9 | Average Weekday | SCE | 1-in-2 | 2021 | 18 |  |  |  | 84.6285 | 1
| LCA | Outside LA Basin | 9 | Average Weekday | SCE | 1-in-2 | 2021 | 19 |  |  |  | 83.1673 | 1
| LCA | Outside LA Basin | 9 | Average Weekday | SCE | 1-in-2 | 2021 | 20 |  |  |  | 80.199 | 1
| LCA | Outside LA Basin | 9 | Average Weekday | SCE | 1-in-2 | 2021 | 21 |  |  |  | 76.7219 | 1
| LCA | Outside LA Basin | 9 | Average Weekday | SCE | 1-in-2 | 2021 | 22 |  |  |  | 74.6149 | 1
| LCA | Outside LA Basin | 9 | Average Weekday | SCE | 1-in-2 | 2021 | 23 |  |  |  | 72.8209 | 1
| LCA | Outside LA Basin | 9 | Average Weekday | SCE | 1-in-2 | 2021 | 24 |  |  |  | 71.2657 | 1
| LCA | Outside LA Basin | 9 | Monthly System Peak Day | SCE | 1-in-2 | 2021 | 1 |  |  |  | 78.2333 | 1
| LCA | Outside LA Basin | 9 | Monthly System Peak Day | SCE | 1-in-2 | 2021 | 2 |  |  |  | 77.3667 | 1
| LCA | Outside LA Basin | 9 | Monthly System Peak Day | SCE | 1-in-2 | 2021 | 3 |  |  |  | 74.9667 | 1
| LCA | Outside LA Basin | 9 | Monthly System Peak Day | SCE | 1-in-2 | 2021 | 4 |  |  |  | 73.2333 | 1
| LCA | Outside LA Basin | 9 | Monthly System Peak Day | SCE | 1-in-2 | 2021 | 5 |  |  |  | 71.9867 | 1
| LCA | Outside LA Basin | 9 | Monthly System Peak Day | SCE | 1-in-2 | 2021 | 6 |  |  |  | 71.1167 | 1
| LCA | Outside LA Basin | 9 | Monthly System Peak Day | SCE | 1-in-2 | 2021 | 7 |  |  |  | 69.3533 | 1
| LCA | Outside LA Basin | 9 | Monthly System Peak Day | SCE | 1-in-2 | 2021 | 8 |  |  |  | 69.2933 | 1
| LCA | Outside LA Basin | 9 | Monthly System Peak Day | SCE | 1-in-2 | 2021 | 9 |  |  |  | 72.04 | 1
| LCA | Outside LA Basin | 9 | Monthly System Peak Day | SCE | 1-in-2 | 2021 | 10 |  |  |  | 74.6333 | 1
| LCA | Outside LA Basin | 9 | Monthly System Peak Day | SCE | 1-in-2 | 2021 | 11 |  |  |  | 79.6 | 1
| LCA | Outside LA Basin | 9 | Monthly System Peak Day | SCE | 1-in-2 | 2021 | 12 |  |  |  | 84.4333 | 1
| LCA | Outside LA Basin | 9 | Monthly System Peak Day | SCE | 1-in-2 | 2021 | 13 |  |  |  | 88.4667 | 1
| LCA | Outside LA Basin | 9 | Monthly System Peak Day | SCE | 1-in-2 | 2021 | 14 |  |  |  | 91.2 | 1
| LCA | Outside LA Basin | 9 | Monthly System Peak Day | SCE | 1-in-2 | 2021 | 15 |  |  |  | 92.5333 | 1
| LCA | Outside LA Basin | 9 | Monthly System Peak Day | SCE | 1-in-2 | 2021 | 16 |  |  |  | 93.1667 | 1
| LCA | Outside LA Basin | 9 | Monthly System Peak Day | SCE | 1-in-2 | 2021 | 17 |  |  |  | 92.5667 | 1
| LCA | Outside LA Basin | 9 | Monthly System Peak Day | SCE | 1-in-2 | 2021 | 18 |  |  |  | 92.9333 | 1
| LCA | Outside LA Basin | 9 | Monthly System Peak Day | SCE | 1-in-2 | 2021 | 19 |  |  |  | 92.4 | 1
| LCA | Outside LA Basin | 9 | Monthly System Peak Day | SCE | 1-in-2 | 2021 | 20 |  |  |  | 90.5333 | 1
| LCA | Outside LA Basin | 9 | Monthly System Peak Day | SCE | 1-in-2 | 2021 | 21 |  |  |  | 87.4 | 1
| LCA | Outside LA Basin | 9 | Monthly System Peak Day | SCE | 1-in-2 | 2021 | 22 |  |  |  | 85.0667 | 1
| LCA | Outside LA Basin | 9 | Monthly System Peak Day | SCE | 1-in-2 | 2021 | 23 |  |  |  | 83.6333 | 1
| LCA | Outside LA Basin | 9 | Monthly System Peak Day | SCE | 1-in-2 | 2021 | 24 |  |  |  | 81.8 | 1
| LCA | Outside LA Basin | 10 | Average Weekday | SCE | 1-in-2 | 2021 | 1 |  |  |  | 60.4336 | 1
| LCA | Outside LA Basin | 10 | Average Weekday | SCE | 1-in-2 | 2021 | 2 |  |  |  | 59.286 | 1
| LCA | Outside LA Basin | 10 | Average Weekday | SCE | 1-in-2 | 2021 | 3 |  |  |  | 58.1458 | 1
| LCA | Outside LA Basin | 10 | Average Weekday | SCE | 1-in-2 | 2021 | 4 |  |  |  | 57.1754 | 1
| LCA | Outside LA Basin | 10 | Average Weekday | SCE | 1-in-2 | 2021 | 5 |  |  |  | 56.215 | 1
| LCA | Outside LA Basin | 10 | Average Weekday | SCE | 1-in-2 | 2021 | 6 |  |  |  | 55.1583 | 1
| LCA | Outside LA Basin | 10 | Average Weekday | SCE | 1-in-2 | 2021 | 7 |  |  |  | 54.49 | 1
| LCA | Outside LA Basin | 10 | Average Weekday | SCE | 1-in-2 | 2021 | 8 |  |  |  | 53.6358 | 1
| LCA | Outside LA Basin | 10 | Average Weekday | SCE | 1-in-2 | 2021 | 9 |  |  |  | 54.4171 | 1
| LCA | Outside LA Basin | 10 | Average Weekday | SCE | 1-in-2 | 2021 | 10 |  |  |  | 57.9545 | 1
| LCA | Outside LA Basin | 10 | Average Weekday | SCE | 1-in-2 | 2021 | 11 |  |  |  | 61.7414 | 1
| LCA | Outside LA Basin | 10 | Average Weekday | SCE | 1-in-2 | 2021 | 12 |  |  |  | 65.9167 | 1
| LCA | Outside LA Basin | 10 | Average Weekday | SCE | 1-in-2 | 2021 | 13 |  |  |  | 68.9416 | 1
| LCA | Outside LA Basin | 10 | Average Weekday | SCE | 1-in-2 | 2021 | 14 |  |  |  | 71.197 | 1
| LCA | Outside LA Basin | 10 | Average Weekday | SCE | 1-in-2 | 2021 | 15 |  |  |  | 72.6184 | 1
| LCA | Outside LA Basin | 10 | Average Weekday | SCE | 1-in-2 | 2021 | 16 |  |  |  | 73.7341 | 1
| LCA | Outside LA Basin | 10 | Average Weekday | SCE | 1-in-2 | 2021 | 17 |  |  |  | 74.2117 | 1
| LCA | Outside LA Basin | 10 | Average Weekday | SCE | 1-in-2 | 2021 | 18 |  |  |  | 73.7775 | 1
| LCA | Outside LA Basin | 10 | Average Weekday | SCE | 1-in-2 | 2021 | 19 |  |  |  | 72.1593 | 1
| LCA | Outside LA Basin | 10 | Average Weekday | SCE | 1-in-2 | 2021 | 20 |  |  |  | 69.4478 | 1
| LCA | Outside LA Basin | 10 | Average Weekday | SCE | 1-in-2 | 2021 | 21 |  |  |  | 66.7659 | 1
| LCA | Outside LA Basin | 10 | Average Weekday | SCE | 1-in-2 | 2021 | 22 |  |  |  | 64.546 | 1
| LCA | Outside LA Basin | 10 | Average Weekday | SCE | 1-in-2 | 2021 | 23 |  |  |  | 62.7739 | 1
| LCA | Outside LA Basin | 10 | Average Weekday | SCE | 1-in-2 | 2021 | 24 |  |  |  | 61.2232 | 1
| LCA | Outside LA Basin | 10 | Monthly System Peak Day | SCE | 1-in-2 | 2021 | 1 |  |  |  | 63.64 | 1
| LCA | Outside LA Basin | 10 | Monthly System Peak Day | SCE | 1-in-2 | 2021 | 2 |  |  |  | 62 | 1
| LCA | Outside LA Basin | 10 | Monthly System Peak Day | SCE | 1-in-2 | 2021 | 3 |  |  |  | 60.68 | 1
| LCA | Outside LA Basin | 10 | Monthly System Peak Day | SCE | 1-in-2 | 2021 | 4 |  |  |  | 59.6367 | 1
| LCA | Outside LA Basin | 10 | Monthly System Peak Day | SCE | 1-in-2 | 2021 | 5 |  |  |  | 58.04 | 1
| LCA | Outside LA Basin | 10 | Monthly System Peak Day | SCE | 1-in-2 | 2021 | 6 |  |  |  | 57.4667 | 1
| LCA | Outside LA Basin | 10 | Monthly System Peak Day | SCE | 1-in-2 | 2021 | 7 |  |  |  | 55.4333 | 1
| LCA | Outside LA Basin | 10 | Monthly System Peak Day | SCE | 1-in-2 | 2021 | 8 |  |  |  | 55.1433 | 1
| LCA | Outside LA Basin | 10 | Monthly System Peak Day | SCE | 1-in-2 | 2021 | 9 |  |  |  | 56.5233 | 1
| LCA | Outside LA Basin | 10 | Monthly System Peak Day | SCE | 1-in-2 | 2021 | 10 |  |  |  | 60.3667 | 1
| LCA | Outside LA Basin | 10 | Monthly System Peak Day | SCE | 1-in-2 | 2021 | 11 |  |  |  | 65.6933 | 1
| LCA | Outside LA Basin | 10 | Monthly System Peak Day | SCE | 1-in-2 | 2021 | 12 |  |  |  | 71.3633 | 1
| LCA | Outside LA Basin | 10 | Monthly System Peak Day | SCE | 1-in-2 | 2021 | 13 |  |  |  | 75.4 | 1
| LCA | Outside LA Basin | 10 | Monthly System Peak Day | SCE | 1-in-2 | 2021 | 14 |  |  |  | 77.8667 | 1
| LCA | Outside LA Basin | 10 | Monthly System Peak Day | SCE | 1-in-2 | 2021 | 15 |  |  |  | 80.0667 | 1
| LCA | Outside LA Basin | 10 | Monthly System Peak Day | SCE | 1-in-2 | 2021 | 16 |  |  |  | 81.4333 | 1
| LCA | Outside LA Basin | 10 | Monthly System Peak Day | SCE | 1-in-2 | 2021 | 17 |  |  |  | 82.6 | 1
| LCA | Outside LA Basin | 10 | Monthly System Peak Day | SCE | 1-in-2 | 2021 | 18 |  |  |  | 82.6 | 1
| LCA | Outside LA Basin | 10 | Monthly System Peak Day | SCE | 1-in-2 | 2021 | 19 |  |  |  | 81.5 | 1
| LCA | Outside LA Basin | 10 | Monthly System Peak Day | SCE | 1-in-2 | 2021 | 20 |  |  |  | 79.6667 | 1
| LCA | Outside LA Basin | 10 | Monthly System Peak Day | SCE | 1-in-2 | 2021 | 21 |  |  |  | 76.4 | 1
| LCA | Outside LA Basin | 10 | Monthly System Peak Day | SCE | 1-in-2 | 2021 | 22 |  |  |  | 73.4567 | 1
| LCA | Outside LA Basin | 10 | Monthly System Peak Day | SCE | 1-in-2 | 2021 | 23 |  |  |  | 70.2367 | 1
| LCA | Outside LA Basin | 10 | Monthly System Peak Day | SCE | 1-in-2 | 2021 | 24 |  |  |  | 68.1933 | 1
| LCA | Outside LA Basin | 11 | Average Weekday | SCE | 1-in-2 | 2021 | 1 |  |  |  | 50.3167 | 1
| LCA | Outside LA Basin | 11 | Average Weekday | SCE | 1-in-2 | 2021 | 2 |  |  |  | 49.3569 | 1
| LCA | Outside LA Basin | 11 | Average Weekday | SCE | 1-in-2 | 2021 | 3 |  |  |  | 48.4878 | 1
| LCA | Outside LA Basin | 11 | Average Weekday | SCE | 1-in-2 | 2021 | 4 |  |  |  | 47.5462 | 1
| LCA | Outside LA Basin | 11 | Average Weekday | SCE | 1-in-2 | 2021 | 5 |  |  |  | 46.7327 | 1
| LCA | Outside LA Basin | 11 | Average Weekday | SCE | 1-in-2 | 2021 | 6 |  |  |  | 46.0488 | 1
| LCA | Outside LA Basin | 11 | Average Weekday | SCE | 1-in-2 | 2021 | 7 |  |  |  | 45.52 | 1
| LCA | Outside LA Basin | 11 | Average Weekday | SCE | 1-in-2 | 2021 | 8 |  |  |  | 45.3154 | 1
| LCA | Outside LA Basin | 11 | Average Weekday | SCE | 1-in-2 | 2021 | 9 |  |  |  | 47.3197 | 1
| LCA | Outside LA Basin | 11 | Average Weekday | SCE | 1-in-2 | 2021 | 10 |  |  |  | 50.8691 | 1
| LCA | Outside LA Basin | 11 | Average Weekday | SCE | 1-in-2 | 2021 | 11 |  |  |  | 54.8616 | 1
| LCA | Outside LA Basin | 11 | Average Weekday | SCE | 1-in-2 | 2021 | 12 |  |  |  | 58.2734 | 1
| LCA | Outside LA Basin | 11 | Average Weekday | SCE | 1-in-2 | 2021 | 13 |  |  |  | 60.7605 | 1
| LCA | Outside LA Basin | 11 | Average Weekday | SCE | 1-in-2 | 2021 | 14 |  |  |  | 62.569 | 1
| LCA | Outside LA Basin | 11 | Average Weekday | SCE | 1-in-2 | 2021 | 15 |  |  |  | 63.734 | 1
| LCA | Outside LA Basin | 11 | Average Weekday | SCE | 1-in-2 | 2021 | 16 |  |  |  | 64.2435 | 1
| LCA | Outside LA Basin | 11 | Average Weekday | SCE | 1-in-2 | 2021 | 17 |  |  |  | 63.9308 | 1
| LCA | Outside LA Basin | 11 | Average Weekday | SCE | 1-in-2 | 2021 | 18 |  |  |  | 62.2643 | 1
| LCA | Outside LA Basin | 11 | Average Weekday | SCE | 1-in-2 | 2021 | 19 |  |  |  | 59.8024 | 1
| LCA | Outside LA Basin | 11 | Average Weekday | SCE | 1-in-2 | 2021 | 20 |  |  |  | 57.6427 | 1
| LCA | Outside LA Basin | 11 | Average Weekday | SCE | 1-in-2 | 2021 | 21 |  |  |  | 55.6085 | 1
| LCA | Outside LA Basin | 11 | Average Weekday | SCE | 1-in-2 | 2021 | 22 |  |  |  | 54.1119 | 1
| LCA | Outside LA Basin | 11 | Average Weekday | SCE | 1-in-2 | 2021 | 23 |  |  |  | 52.8488 | 1
| LCA | Outside LA Basin | 11 | Average Weekday | SCE | 1-in-2 | 2021 | 24 |  |  |  | 51.6978 | 1
| LCA | Outside LA Basin | 11 | Monthly System Peak Day | SCE | 1-in-2 | 2021 | 1 |  |  |  | 55.42 | 1
| LCA | Outside LA Basin | 11 | Monthly System Peak Day | SCE | 1-in-2 | 2021 | 2 |  |  |  | 53.26 | 1
| LCA | Outside LA Basin | 11 | Monthly System Peak Day | SCE | 1-in-2 | 2021 | 3 |  |  |  | 52.3233 | 1
| LCA | Outside LA Basin | 11 | Monthly System Peak Day | SCE | 1-in-2 | 2021 | 4 |  |  |  | 50.53 | 1
| LCA | Outside LA Basin | 11 | Monthly System Peak Day | SCE | 1-in-2 | 2021 | 5 |  |  |  | 49.4333 | 1
| LCA | Outside LA Basin | 11 | Monthly System Peak Day | SCE | 1-in-2 | 2021 | 6 |  |  |  | 48.84 | 1
| LCA | Outside LA Basin | 11 | Monthly System Peak Day | SCE | 1-in-2 | 2021 | 7 |  |  |  | 48.4367 | 1
| LCA | Outside LA Basin | 11 | Monthly System Peak Day | SCE | 1-in-2 | 2021 | 8 |  |  |  | 48.8867 | 1
| LCA | Outside LA Basin | 11 | Monthly System Peak Day | SCE | 1-in-2 | 2021 | 9 |  |  |  | 50.3233 | 1
| LCA | Outside LA Basin | 11 | Monthly System Peak Day | SCE | 1-in-2 | 2021 | 10 |  |  |  | 54.6 | 1
| LCA | Outside LA Basin | 11 | Monthly System Peak Day | SCE | 1-in-2 | 2021 | 11 |  |  |  | 60.1 | 1
| LCA | Outside LA Basin | 11 | Monthly System Peak Day | SCE | 1-in-2 | 2021 | 12 |  |  |  | 65.17 | 1
| LCA | Outside LA Basin | 11 | Monthly System Peak Day | SCE | 1-in-2 | 2021 | 13 |  |  |  | 69.0433 | 1
| LCA | Outside LA Basin | 11 | Monthly System Peak Day | SCE | 1-in-2 | 2021 | 14 |  |  |  | 71.8667 | 1
| LCA | Outside LA Basin | 11 | Monthly System Peak Day | SCE | 1-in-2 | 2021 | 15 |  |  |  | 73.5 | 1
| LCA | Outside LA Basin | 11 | Monthly System Peak Day | SCE | 1-in-2 | 2021 | 16 |  |  |  | 74.9333 | 1
| LCA | Outside LA Basin | 11 | Monthly System Peak Day | SCE | 1-in-2 | 2021 | 17 |  |  |  | 75.4 | 1
| LCA | Outside LA Basin | 11 | Monthly System Peak Day | SCE | 1-in-2 | 2021 | 18 |  |  |  | 74.4667 | 1
| LCA | Outside LA Basin | 11 | Monthly System Peak Day | SCE | 1-in-2 | 2021 | 19 |  |  |  | 72.0267 | 1
| LCA | Outside LA Basin | 11 | Monthly System Peak Day | SCE | 1-in-2 | 2021 | 20 |  |  |  | 69.2733 | 1
| LCA | Outside LA Basin | 11 | Monthly System Peak Day | SCE | 1-in-2 | 2021 | 21 |  |  |  | 66.08 | 1
| LCA | Outside LA Basin | 11 | Monthly System Peak Day | SCE | 1-in-2 | 2021 | 22 |  |  |  | 62.71 | 1
| LCA | Outside LA Basin | 11 | Monthly System Peak Day | SCE | 1-in-2 | 2021 | 23 |  |  |  | 60.74 | 1
| LCA | Outside LA Basin | 11 | Monthly System Peak Day | SCE | 1-in-2 | 2021 | 24 |  |  |  | 58.7433 | 1
| LCA | Outside LA Basin | 12 | Average Weekday | SCE | 1-in-2 | 2021 | 1 |  |  |  | 45.0921 | 1
| LCA | Outside LA Basin | 12 | Average Weekday | SCE | 1-in-2 | 2021 | 2 |  |  |  | 44.3702 | 1
| LCA | Outside LA Basin | 12 | Average Weekday | SCE | 1-in-2 | 2021 | 3 |  |  |  | 43.7639 | 1
| LCA | Outside LA Basin | 12 | Average Weekday | SCE | 1-in-2 | 2021 | 4 |  |  |  | 42.9765 | 1
| LCA | Outside LA Basin | 12 | Average Weekday | SCE | 1-in-2 | 2021 | 5 |  |  |  | 42.3767 | 1
| LCA | Outside LA Basin | 12 | Average Weekday | SCE | 1-in-2 | 2021 | 6 |  |  |  | 41.9821 | 1
| LCA | Outside LA Basin | 12 | Average Weekday | SCE | 1-in-2 | 2021 | 7 |  |  |  | 41.6482 | 1
| LCA | Outside LA Basin | 12 | Average Weekday | SCE | 1-in-2 | 2021 | 8 |  |  |  | 41.6843 | 1
| LCA | Outside LA Basin | 12 | Average Weekday | SCE | 1-in-2 | 2021 | 9 |  |  |  | 42.0668 | 1
| LCA | Outside LA Basin | 12 | Average Weekday | SCE | 1-in-2 | 2021 | 10 |  |  |  | 44.0885 | 1
| LCA | Outside LA Basin | 12 | Average Weekday | SCE | 1-in-2 | 2021 | 11 |  |  |  | 46.8469 | 1
| LCA | Outside LA Basin | 12 | Average Weekday | SCE | 1-in-2 | 2021 | 12 |  |  |  | 49.5349 | 1
| LCA | Outside LA Basin | 12 | Average Weekday | SCE | 1-in-2 | 2021 | 13 |  |  |  | 51.4815 | 1
| LCA | Outside LA Basin | 12 | Average Weekday | SCE | 1-in-2 | 2021 | 14 |  |  |  | 52.9409 | 1
| LCA | Outside LA Basin | 12 | Average Weekday | SCE | 1-in-2 | 2021 | 15 |  |  |  | 54.0926 | 1
| LCA | Outside LA Basin | 12 | Average Weekday | SCE | 1-in-2 | 2021 | 16 |  |  |  | 54.4437 | 1
| LCA | Outside LA Basin | 12 | Average Weekday | SCE | 1-in-2 | 2021 | 17 |  |  |  | 54.2707 | 1
| LCA | Outside LA Basin | 12 | Average Weekday | SCE | 1-in-2 | 2021 | 18 |  |  |  | 52.7977 | 1
| LCA | Outside LA Basin | 12 | Average Weekday | SCE | 1-in-2 | 2021 | 19 |  |  |  | 50.9346 | 1
| LCA | Outside LA Basin | 12 | Average Weekday | SCE | 1-in-2 | 2021 | 20 |  |  |  | 49.4582 | 1
| LCA | Outside LA Basin | 12 | Average Weekday | SCE | 1-in-2 | 2021 | 21 |  |  |  | 48.0147 | 1
| LCA | Outside LA Basin | 12 | Average Weekday | SCE | 1-in-2 | 2021 | 22 |  |  |  | 46.8687 | 1
| LCA | Outside LA Basin | 12 | Average Weekday | SCE | 1-in-2 | 2021 | 23 |  |  |  | 45.9316 | 1
| LCA | Outside LA Basin | 12 | Average Weekday | SCE | 1-in-2 | 2021 | 24 |  |  |  | 45.0562 | 1
| LCA | Outside LA Basin | 12 | Monthly System Peak Day | SCE | 1-in-2 | 2021 | 1 |  |  |  | 32.01 | 1
| LCA | Outside LA Basin | 12 | Monthly System Peak Day | SCE | 1-in-2 | 2021 | 2 |  |  |  | 31.58 | 1
| LCA | Outside LA Basin | 12 | Monthly System Peak Day | SCE | 1-in-2 | 2021 | 3 |  |  |  | 30.7 | 1
| LCA | Outside LA Basin | 12 | Monthly System Peak Day | SCE | 1-in-2 | 2021 | 4 |  |  |  | 29.6667 | 1
| LCA | Outside LA Basin | 12 | Monthly System Peak Day | SCE | 1-in-2 | 2021 | 5 |  |  |  | 28.1867 | 1
| LCA | Outside LA Basin | 12 | Monthly System Peak Day | SCE | 1-in-2 | 2021 | 6 |  |  |  | 27.6067 | 1
| LCA | Outside LA Basin | 12 | Monthly System Peak Day | SCE | 1-in-2 | 2021 | 7 |  |  |  | 27.9167 | 1
| LCA | Outside LA Basin | 12 | Monthly System Peak Day | SCE | 1-in-2 | 2021 | 8 |  |  |  | 26.9333 | 1
| LCA | Outside LA Basin | 12 | Monthly System Peak Day | SCE | 1-in-2 | 2021 | 9 |  |  |  | 28.0667 | 1
| LCA | Outside LA Basin | 12 | Monthly System Peak Day | SCE | 1-in-2 | 2021 | 10 |  |  |  | 32.0067 | 1
| LCA | Outside LA Basin | 12 | Monthly System Peak Day | SCE | 1-in-2 | 2021 | 11 |  |  |  | 35.99 | 1
| LCA | Outside LA Basin | 12 | Monthly System Peak Day | SCE | 1-in-2 | 2021 | 12 |  |  |  | 39.0633 | 1
| LCA | Outside LA Basin | 12 | Monthly System Peak Day | SCE | 1-in-2 | 2021 | 13 |  |  |  | 40.5267 | 1
| LCA | Outside LA Basin | 12 | Monthly System Peak Day | SCE | 1-in-2 | 2021 | 14 |  |  |  | 41.93 | 1
| LCA | Outside LA Basin | 12 | Monthly System Peak Day | SCE | 1-in-2 | 2021 | 15 |  |  |  | 43.4467 | 1
| LCA | Outside LA Basin | 12 | Monthly System Peak Day | SCE | 1-in-2 | 2021 | 16 |  |  |  | 44.38 | 1
| LCA | Outside LA Basin | 12 | Monthly System Peak Day | SCE | 1-in-2 | 2021 | 17 |  |  |  | 44.5667 | 1
| LCA | Outside LA Basin | 12 | Monthly System Peak Day | SCE | 1-in-2 | 2021 | 18 |  |  |  | 43.1667 | 1
| LCA | Outside LA Basin | 12 | Monthly System Peak Day | SCE | 1-in-2 | 2021 | 19 |  |  |  | 40.54 | 1
| LCA | Outside LA Basin | 12 | Monthly System Peak Day | SCE | 1-in-2 | 2021 | 20 |  |  |  | 37.9467 | 1
| LCA | Outside LA Basin | 12 | Monthly System Peak Day | SCE | 1-in-2 | 2021 | 21 |  |  |  | 35.7167 | 1
| LCA | Outside LA Basin | 12 | Monthly System Peak Day | SCE | 1-in-2 | 2021 | 22 |  |  |  | 34.31 | 1
| LCA | Outside LA Basin | 12 | Monthly System Peak Day | SCE | 1-in-2 | 2021 | 23 |  |  |  | 33.5767 | 1
| LCA | Outside LA Basin | 12 | Monthly System Peak Day | SCE | 1-in-2 | 2021 | 24 |  |  |  | 31.0067 | 1
| LCA | Outside LA Basin | 1 | Average Weekday | SCE | 1-in-2 | 2022 | 1 |  |  |  | 42.7993 | 1
| LCA | Outside LA Basin | 1 | Average Weekday | SCE | 1-in-2 | 2022 | 2 |  |  |  | 41.7604 | 1
| LCA | Outside LA Basin | 1 | Average Weekday | SCE | 1-in-2 | 2022 | 3 |  |  |  | 40.7429 | 1
| LCA | Outside LA Basin | 1 | Average Weekday | SCE | 1-in-2 | 2022 | 4 |  |  |  | 39.9359 | 1
| LCA | Outside LA Basin | 1 | Average Weekday | SCE | 1-in-2 | 2022 | 5 |  |  |  | 39.1415 | 1
| LCA | Outside LA Basin | 1 | Average Weekday | SCE | 1-in-2 | 2022 | 6 |  |  |  | 38.8219 | 1
| LCA | Outside LA Basin | 1 | Average Weekday | SCE | 1-in-2 | 2022 | 7 |  |  |  | 38.0672 | 1
| LCA | Outside LA Basin | 1 | Average Weekday | SCE | 1-in-2 | 2022 | 8 |  |  |  | 37.6109 | 1
| LCA | Outside LA Basin | 1 | Average Weekday | SCE | 1-in-2 | 2022 | 9 |  |  |  | 38.4194 | 1
| LCA | Outside LA Basin | 1 | Average Weekday | SCE | 1-in-2 | 2022 | 10 |  |  |  | 41.5477 | 1
| LCA | Outside LA Basin | 1 | Average Weekday | SCE | 1-in-2 | 2022 | 11 |  |  |  | 45.908 | 1
| LCA | Outside LA Basin | 1 | Average Weekday | SCE | 1-in-2 | 2022 | 12 |  |  |  | 50.9033 | 1
| LCA | Outside LA Basin | 1 | Average Weekday | SCE | 1-in-2 | 2022 | 13 |  |  |  | 54.1978 | 1
| LCA | Outside LA Basin | 1 | Average Weekday | SCE | 1-in-2 | 2022 | 14 |  |  |  | 56.4792 | 1
| LCA | Outside LA Basin | 1 | Average Weekday | SCE | 1-in-2 | 2022 | 15 |  |  |  | 58.1691 | 1
| LCA | Outside LA Basin | 1 | Average Weekday | SCE | 1-in-2 | 2022 | 16 |  |  |  | 59.1143 | 1
| LCA | Outside LA Basin | 1 | Average Weekday | SCE | 1-in-2 | 2022 | 17 |  |  |  | 59.0482 | 1
| LCA | Outside LA Basin | 1 | Average Weekday | SCE | 1-in-2 | 2022 | 18 |  |  |  | 57.7988 | 1
| LCA | Outside LA Basin | 1 | Average Weekday | SCE | 1-in-2 | 2022 | 19 |  |  |  | 55.1406 | 1
| LCA | Outside LA Basin | 1 | Average Weekday | SCE | 1-in-2 | 2022 | 20 |  |  |  | 52.232 | 1
| LCA | Outside LA Basin | 1 | Average Weekday | SCE | 1-in-2 | 2022 | 21 |  |  |  | 49.7834 | 1
| LCA | Outside LA Basin | 1 | Average Weekday | SCE | 1-in-2 | 2022 | 22 |  |  |  | 48.125 | 1
| LCA | Outside LA Basin | 1 | Average Weekday | SCE | 1-in-2 | 2022 | 23 |  |  |  | 46.5186 | 1
| LCA | Outside LA Basin | 1 | Average Weekday | SCE | 1-in-2 | 2022 | 24 |  |  |  | 45.2073 | 1
| LCA | Outside LA Basin | 1 | Monthly System Peak Day | SCE | 1-in-2 | 2022 | 1 |  |  |  | 35.7933 | 1
| LCA | Outside LA Basin | 1 | Monthly System Peak Day | SCE | 1-in-2 | 2022 | 2 |  |  |  | 34.8567 | 1
| LCA | Outside LA Basin | 1 | Monthly System Peak Day | SCE | 1-in-2 | 2022 | 3 |  |  |  | 33.8267 | 1
| LCA | Outside LA Basin | 1 | Monthly System Peak Day | SCE | 1-in-2 | 2022 | 4 |  |  |  | 34.54 | 1
| LCA | Outside LA Basin | 1 | Monthly System Peak Day | SCE | 1-in-2 | 2022 | 5 |  |  |  | 33.1433 | 1
| LCA | Outside LA Basin | 1 | Monthly System Peak Day | SCE | 1-in-2 | 2022 | 6 |  |  |  | 32.78 | 1
| LCA | Outside LA Basin | 1 | Monthly System Peak Day | SCE | 1-in-2 | 2022 | 7 |  |  |  | 32.9633 | 1
| LCA | Outside LA Basin | 1 | Monthly System Peak Day | SCE | 1-in-2 | 2022 | 8 |  |  |  | 32.38 | 1
| LCA | Outside LA Basin | 1 | Monthly System Peak Day | SCE | 1-in-2 | 2022 | 9 |  |  |  | 33.07 | 1
| LCA | Outside LA Basin | 1 | Monthly System Peak Day | SCE | 1-in-2 | 2022 | 10 |  |  |  | 35.4767 | 1
| LCA | Outside LA Basin | 1 | Monthly System Peak Day | SCE | 1-in-2 | 2022 | 11 |  |  |  | 38.8733 | 1
| LCA | Outside LA Basin | 1 | Monthly System Peak Day | SCE | 1-in-2 | 2022 | 12 |  |  |  | 42.2133 | 1
| LCA | Outside LA Basin | 1 | Monthly System Peak Day | SCE | 1-in-2 | 2022 | 13 |  |  |  | 45.2233 | 1
| LCA | Outside LA Basin | 1 | Monthly System Peak Day | SCE | 1-in-2 | 2022 | 14 |  |  |  | 48.8767 | 1
| LCA | Outside LA Basin | 1 | Monthly System Peak Day | SCE | 1-in-2 | 2022 | 15 |  |  |  | 47.8033 | 1
| LCA | Outside LA Basin | 1 | Monthly System Peak Day | SCE | 1-in-2 | 2022 | 16 |  |  |  | 47.0367 | 1
| LCA | Outside LA Basin | 1 | Monthly System Peak Day | SCE | 1-in-2 | 2022 | 17 |  |  |  | 47.32 | 1
| LCA | Outside LA Basin | 1 | Monthly System Peak Day | SCE | 1-in-2 | 2022 | 18 |  |  |  | 46.11 | 1
| LCA | Outside LA Basin | 1 | Monthly System Peak Day | SCE | 1-in-2 | 2022 | 19 |  |  |  | 44.34 | 1
| LCA | Outside LA Basin | 1 | Monthly System Peak Day | SCE | 1-in-2 | 2022 | 20 |  |  |  | 42.3967 | 1
| LCA | Outside LA Basin | 1 | Monthly System Peak Day | SCE | 1-in-2 | 2022 | 21 |  |  |  | 41.58 | 1
| LCA | Outside LA Basin | 1 | Monthly System Peak Day | SCE | 1-in-2 | 2022 | 22 |  |  |  | 41.57 | 1
| LCA | Outside LA Basin | 1 | Monthly System Peak Day | SCE | 1-in-2 | 2022 | 23 |  |  |  | 40.4967 | 1
| LCA | Outside LA Basin | 1 | Monthly System Peak Day | SCE | 1-in-2 | 2022 | 24 |  |  |  | 39.53 | 1
| LCA | Outside LA Basin | 2 | Average Weekday | SCE | 1-in-2 | 2022 | 1 |  |  |  | 45.8051 | 1
| LCA | Outside LA Basin | 2 | Average Weekday | SCE | 1-in-2 | 2022 | 2 |  |  |  | 44.7657 | 1
| LCA | Outside LA Basin | 2 | Average Weekday | SCE | 1-in-2 | 2022 | 3 |  |  |  | 43.8638 | 1
| LCA | Outside LA Basin | 2 | Average Weekday | SCE | 1-in-2 | 2022 | 4 |  |  |  | 43.1001 | 1
| LCA | Outside LA Basin | 2 | Average Weekday | SCE | 1-in-2 | 2022 | 5 |  |  |  | 42.0324 | 1
| LCA | Outside LA Basin | 2 | Average Weekday | SCE | 1-in-2 | 2022 | 6 |  |  |  | 41.2169 | 1
| LCA | Outside LA Basin | 2 | Average Weekday | SCE | 1-in-2 | 2022 | 7 |  |  |  | 40.7883 | 1
| LCA | Outside LA Basin | 2 | Average Weekday | SCE | 1-in-2 | 2022 | 8 |  |  |  | 40.4625 | 1
| LCA | Outside LA Basin | 2 | Average Weekday | SCE | 1-in-2 | 2022 | 9 |  |  |  | 41.828 | 1
| LCA | Outside LA Basin | 2 | Average Weekday | SCE | 1-in-2 | 2022 | 10 |  |  |  | 45.273 | 1
| LCA | Outside LA Basin | 2 | Average Weekday | SCE | 1-in-2 | 2022 | 11 |  |  |  | 49.4713 | 1
| LCA | Outside LA Basin | 2 | Average Weekday | SCE | 1-in-2 | 2022 | 12 |  |  |  | 52.8686 | 1
| LCA | Outside LA Basin | 2 | Average Weekday | SCE | 1-in-2 | 2022 | 13 |  |  |  | 55.5261 | 1
| LCA | Outside LA Basin | 2 | Average Weekday | SCE | 1-in-2 | 2022 | 14 |  |  |  | 57.4444 | 1
| LCA | Outside LA Basin | 2 | Average Weekday | SCE | 1-in-2 | 2022 | 15 |  |  |  | 58.6077 | 1
| LCA | Outside LA Basin | 2 | Average Weekday | SCE | 1-in-2 | 2022 | 16 |  |  |  | 59.1948 | 1
| LCA | Outside LA Basin | 2 | Average Weekday | SCE | 1-in-2 | 2022 | 17 |  |  |  | 59.302 | 1
| LCA | Outside LA Basin | 2 | Average Weekday | SCE | 1-in-2 | 2022 | 18 |  |  |  | 58.4631 | 1
| LCA | Outside LA Basin | 2 | Average Weekday | SCE | 1-in-2 | 2022 | 19 |  |  |  | 56.3507 | 1
| LCA | Outside LA Basin | 2 | Average Weekday | SCE | 1-in-2 | 2022 | 20 |  |  |  | 53.8282 | 1
| LCA | Outside LA Basin | 2 | Average Weekday | SCE | 1-in-2 | 2022 | 21 |  |  |  | 51.7142 | 1
| LCA | Outside LA Basin | 2 | Average Weekday | SCE | 1-in-2 | 2022 | 22 |  |  |  | 50.1008 | 1
| LCA | Outside LA Basin | 2 | Average Weekday | SCE | 1-in-2 | 2022 | 23 |  |  |  | 48.6919 | 1
| LCA | Outside LA Basin | 2 | Average Weekday | SCE | 1-in-2 | 2022 | 24 |  |  |  | 47.1528 | 1
| LCA | Outside LA Basin | 2 | Monthly System Peak Day | SCE | 1-in-2 | 2022 | 1 |  |  |  | 35.05 | 1
| LCA | Outside LA Basin | 2 | Monthly System Peak Day | SCE | 1-in-2 | 2022 | 2 |  |  |  | 34.3867 | 1
| LCA | Outside LA Basin | 2 | Monthly System Peak Day | SCE | 1-in-2 | 2022 | 3 |  |  |  | 34.5567 | 1
| LCA | Outside LA Basin | 2 | Monthly System Peak Day | SCE | 1-in-2 | 2022 | 4 |  |  |  | 34.5033 | 1
| LCA | Outside LA Basin | 2 | Monthly System Peak Day | SCE | 1-in-2 | 2022 | 5 |  |  |  | 34.02 | 1
| LCA | Outside LA Basin | 2 | Monthly System Peak Day | SCE | 1-in-2 | 2022 | 6 |  |  |  | 33.9433 | 1
| LCA | Outside LA Basin | 2 | Monthly System Peak Day | SCE | 1-in-2 | 2022 | 7 |  |  |  | 33.7267 | 1
| LCA | Outside LA Basin | 2 | Monthly System Peak Day | SCE | 1-in-2 | 2022 | 8 |  |  |  | 33.9167 | 1
| LCA | Outside LA Basin | 2 | Monthly System Peak Day | SCE | 1-in-2 | 2022 | 9 |  |  |  | 34.3967 | 1
| LCA | Outside LA Basin | 2 | Monthly System Peak Day | SCE | 1-in-2 | 2022 | 10 |  |  |  | 35.7233 | 1
| LCA | Outside LA Basin | 2 | Monthly System Peak Day | SCE | 1-in-2 | 2022 | 11 |  |  |  | 37.9567 | 1
| LCA | Outside LA Basin | 2 | Monthly System Peak Day | SCE | 1-in-2 | 2022 | 12 |  |  |  | 39.9933 | 1
| LCA | Outside LA Basin | 2 | Monthly System Peak Day | SCE | 1-in-2 | 2022 | 13 |  |  |  | 42.1833 | 1
| LCA | Outside LA Basin | 2 | Monthly System Peak Day | SCE | 1-in-2 | 2022 | 14 |  |  |  | 44.06 | 1
| LCA | Outside LA Basin | 2 | Monthly System Peak Day | SCE | 1-in-2 | 2022 | 15 |  |  |  | 45.9333 | 1
| LCA | Outside LA Basin | 2 | Monthly System Peak Day | SCE | 1-in-2 | 2022 | 16 |  |  |  | 47.18 | 1
| LCA | Outside LA Basin | 2 | Monthly System Peak Day | SCE | 1-in-2 | 2022 | 17 |  |  |  | 47.52 | 1
| LCA | Outside LA Basin | 2 | Monthly System Peak Day | SCE | 1-in-2 | 2022 | 18 |  |  |  | 47.1067 | 1
| LCA | Outside LA Basin | 2 | Monthly System Peak Day | SCE | 1-in-2 | 2022 | 19 |  |  |  | 45.2067 | 1
| LCA | Outside LA Basin | 2 | Monthly System Peak Day | SCE | 1-in-2 | 2022 | 20 |  |  |  | 43.6533 | 1
| LCA | Outside LA Basin | 2 | Monthly System Peak Day | SCE | 1-in-2 | 2022 | 21 |  |  |  | 42.0133 | 1
| LCA | Outside LA Basin | 2 | Monthly System Peak Day | SCE | 1-in-2 | 2022 | 22 |  |  |  | 40.6967 | 1
| LCA | Outside LA Basin | 2 | Monthly System Peak Day | SCE | 1-in-2 | 2022 | 23 |  |  |  | 40.0133 | 1
| LCA | Outside LA Basin | 2 | Monthly System Peak Day | SCE | 1-in-2 | 2022 | 24 |  |  |  | 39.2733 | 1
| LCA | Outside LA Basin | 3 | Average Weekday | SCE | 1-in-2 | 2022 | 1 |  |  |  | 50.5648 | 1
| LCA | Outside LA Basin | 3 | Average Weekday | SCE | 1-in-2 | 2022 | 2 |  |  |  | 49.5662 | 1
| LCA | Outside LA Basin | 3 | Average Weekday | SCE | 1-in-2 | 2022 | 3 |  |  |  | 48.4714 | 1
| LCA | Outside LA Basin | 3 | Average Weekday | SCE | 1-in-2 | 2022 | 4 |  |  |  | 47.8283 | 1
| LCA | Outside LA Basin | 3 | Average Weekday | SCE | 1-in-2 | 2022 | 5 |  |  |  | 46.9052 | 1
| LCA | Outside LA Basin | 3 | Average Weekday | SCE | 1-in-2 | 2022 | 6 |  |  |  | 46.17 | 1
| LCA | Outside LA Basin | 3 | Average Weekday | SCE | 1-in-2 | 2022 | 7 |  |  |  | 45.5217 | 1
| LCA | Outside LA Basin | 3 | Average Weekday | SCE | 1-in-2 | 2022 | 8 |  |  |  | 45.1175 | 1
| LCA | Outside LA Basin | 3 | Average Weekday | SCE | 1-in-2 | 2022 | 9 |  |  |  | 46.1368 | 1
| LCA | Outside LA Basin | 3 | Average Weekday | SCE | 1-in-2 | 2022 | 10 |  |  |  | 49.4075 | 1
| LCA | Outside LA Basin | 3 | Average Weekday | SCE | 1-in-2 | 2022 | 11 |  |  |  | 53.1608 | 1
| LCA | Outside LA Basin | 3 | Average Weekday | SCE | 1-in-2 | 2022 | 12 |  |  |  | 56.4497 | 1
| LCA | Outside LA Basin | 3 | Average Weekday | SCE | 1-in-2 | 2022 | 13 |  |  |  | 59.1687 | 1
| LCA | Outside LA Basin | 3 | Average Weekday | SCE | 1-in-2 | 2022 | 14 |  |  |  | 61.0428 | 1
| LCA | Outside LA Basin | 3 | Average Weekday | SCE | 1-in-2 | 2022 | 15 |  |  |  | 62.3557 | 1
| LCA | Outside LA Basin | 3 | Average Weekday | SCE | 1-in-2 | 2022 | 16 |  |  |  | 63.2505 | 1
| LCA | Outside LA Basin | 3 | Average Weekday | SCE | 1-in-2 | 2022 | 17 |  |  |  | 63.5652 | 1
| LCA | Outside LA Basin | 3 | Average Weekday | SCE | 1-in-2 | 2022 | 18 |  |  |  | 63.0934 | 1
| LCA | Outside LA Basin | 3 | Average Weekday | SCE | 1-in-2 | 2022 | 19 |  |  |  | 61.8806 | 1
| LCA | Outside LA Basin | 3 | Average Weekday | SCE | 1-in-2 | 2022 | 20 |  |  |  | 59.9275 | 1
| LCA | Outside LA Basin | 3 | Average Weekday | SCE | 1-in-2 | 2022 | 21 |  |  |  | 57.5472 | 1
| LCA | Outside LA Basin | 3 | Average Weekday | SCE | 1-in-2 | 2022 | 22 |  |  |  | 55.3093 | 1
| LCA | Outside LA Basin | 3 | Average Weekday | SCE | 1-in-2 | 2022 | 23 |  |  |  | 53.6298 | 1
| LCA | Outside LA Basin | 3 | Average Weekday | SCE | 1-in-2 | 2022 | 24 |  |  |  | 52.2265 | 1
| LCA | Outside LA Basin | 3 | Monthly System Peak Day | SCE | 1-in-2 | 2022 | 1 |  |  |  | 50.1467 | 1
| LCA | Outside LA Basin | 3 | Monthly System Peak Day | SCE | 1-in-2 | 2022 | 2 |  |  |  | 48.9233 | 1
| LCA | Outside LA Basin | 3 | Monthly System Peak Day | SCE | 1-in-2 | 2022 | 3 |  |  |  | 47.02 | 1
| LCA | Outside LA Basin | 3 | Monthly System Peak Day | SCE | 1-in-2 | 2022 | 4 |  |  |  | 46.39 | 1
| LCA | Outside LA Basin | 3 | Monthly System Peak Day | SCE | 1-in-2 | 2022 | 5 |  |  |  | 45.5167 | 1
| LCA | Outside LA Basin | 3 | Monthly System Peak Day | SCE | 1-in-2 | 2022 | 6 |  |  |  | 44.15 | 1
| LCA | Outside LA Basin | 3 | Monthly System Peak Day | SCE | 1-in-2 | 2022 | 7 |  |  |  | 42.9533 | 1
| LCA | Outside LA Basin | 3 | Monthly System Peak Day | SCE | 1-in-2 | 2022 | 8 |  |  |  | 42.4867 | 1
| LCA | Outside LA Basin | 3 | Monthly System Peak Day | SCE | 1-in-2 | 2022 | 9 |  |  |  | 43.23 | 1
| LCA | Outside LA Basin | 3 | Monthly System Peak Day | SCE | 1-in-2 | 2022 | 10 |  |  |  | 44.9167 | 1
| LCA | Outside LA Basin | 3 | Monthly System Peak Day | SCE | 1-in-2 | 2022 | 11 |  |  |  | 49.4633 | 1
| LCA | Outside LA Basin | 3 | Monthly System Peak Day | SCE | 1-in-2 | 2022 | 12 |  |  |  | 53.3167 | 1
| LCA | Outside LA Basin | 3 | Monthly System Peak Day | SCE | 1-in-2 | 2022 | 13 |  |  |  | 56.54 | 1
| LCA | Outside LA Basin | 3 | Monthly System Peak Day | SCE | 1-in-2 | 2022 | 14 |  |  |  | 59.1767 | 1
| LCA | Outside LA Basin | 3 | Monthly System Peak Day | SCE | 1-in-2 | 2022 | 15 |  |  |  | 61.4167 | 1
| LCA | Outside LA Basin | 3 | Monthly System Peak Day | SCE | 1-in-2 | 2022 | 16 |  |  |  | 63.2333 | 1
| LCA | Outside LA Basin | 3 | Monthly System Peak Day | SCE | 1-in-2 | 2022 | 17 |  |  |  | 64.2933 | 1
| LCA | Outside LA Basin | 3 | Monthly System Peak Day | SCE | 1-in-2 | 2022 | 18 |  |  |  | 64.4733 | 1
| LCA | Outside LA Basin | 3 | Monthly System Peak Day | SCE | 1-in-2 | 2022 | 19 |  |  |  | 63.6233 | 1
| LCA | Outside LA Basin | 3 | Monthly System Peak Day | SCE | 1-in-2 | 2022 | 20 |  |  |  | 61.6733 | 1
| LCA | Outside LA Basin | 3 | Monthly System Peak Day | SCE | 1-in-2 | 2022 | 21 |  |  |  | 58.8133 | 1
| LCA | Outside LA Basin | 3 | Monthly System Peak Day | SCE | 1-in-2 | 2022 | 22 |  |  |  | 57.0467 | 1
| LCA | Outside LA Basin | 3 | Monthly System Peak Day | SCE | 1-in-2 | 2022 | 23 |  |  |  | 54.9467 | 1
| LCA | Outside LA Basin | 3 | Monthly System Peak Day | SCE | 1-in-2 | 2022 | 24 |  |  |  | 52.9967 | 1
| LCA | Outside LA Basin | 4 | Average Weekday | SCE | 1-in-2 | 2022 | 1 |  |  |  | 55.4314 | 1
| LCA | Outside LA Basin | 4 | Average Weekday | SCE | 1-in-2 | 2022 | 2 |  |  |  | 54.0393 | 1
| LCA | Outside LA Basin | 4 | Average Weekday | SCE | 1-in-2 | 2022 | 3 |  |  |  | 53.0091 | 1
| LCA | Outside LA Basin | 4 | Average Weekday | SCE | 1-in-2 | 2022 | 4 |  |  |  | 51.8922 | 1
| LCA | Outside LA Basin | 4 | Average Weekday | SCE | 1-in-2 | 2022 | 5 |  |  |  | 50.9195 | 1
| LCA | Outside LA Basin | 4 | Average Weekday | SCE | 1-in-2 | 2022 | 6 |  |  |  | 49.939 | 1
| LCA | Outside LA Basin | 4 | Average Weekday | SCE | 1-in-2 | 2022 | 7 |  |  |  | 49.0993 | 1
| LCA | Outside LA Basin | 4 | Average Weekday | SCE | 1-in-2 | 2022 | 8 |  |  |  | 48.9968 | 1
| LCA | Outside LA Basin | 4 | Average Weekday | SCE | 1-in-2 | 2022 | 9 |  |  |  | 51.1425 | 1
| LCA | Outside LA Basin | 4 | Average Weekday | SCE | 1-in-2 | 2022 | 10 |  |  |  | 54.716 | 1
| LCA | Outside LA Basin | 4 | Average Weekday | SCE | 1-in-2 | 2022 | 11 |  |  |  | 58.5012 | 1
| LCA | Outside LA Basin | 4 | Average Weekday | SCE | 1-in-2 | 2022 | 12 |  |  |  | 61.5829 | 1
| LCA | Outside LA Basin | 4 | Average Weekday | SCE | 1-in-2 | 2022 | 13 |  |  |  | 64.4076 | 1
| LCA | Outside LA Basin | 4 | Average Weekday | SCE | 1-in-2 | 2022 | 14 |  |  |  | 66.5797 | 1
| LCA | Outside LA Basin | 4 | Average Weekday | SCE | 1-in-2 | 2022 | 15 |  |  |  | 67.984 | 1
| LCA | Outside LA Basin | 4 | Average Weekday | SCE | 1-in-2 | 2022 | 16 |  |  |  | 68.8393 | 1
| LCA | Outside LA Basin | 4 | Average Weekday | SCE | 1-in-2 | 2022 | 17 |  |  |  | 69.0253 | 1
| LCA | Outside LA Basin | 4 | Average Weekday | SCE | 1-in-2 | 2022 | 18 |  |  |  | 68.4056 | 1
| LCA | Outside LA Basin | 4 | Average Weekday | SCE | 1-in-2 | 2022 | 19 |  |  |  | 67.0783 | 1
| LCA | Outside LA Basin | 4 | Average Weekday | SCE | 1-in-2 | 2022 | 20 |  |  |  | 64.7131 | 1
| LCA | Outside LA Basin | 4 | Average Weekday | SCE | 1-in-2 | 2022 | 21 |  |  |  | 61.7427 | 1
| LCA | Outside LA Basin | 4 | Average Weekday | SCE | 1-in-2 | 2022 | 22 |  |  |  | 59.3168 | 1
| LCA | Outside LA Basin | 4 | Average Weekday | SCE | 1-in-2 | 2022 | 23 |  |  |  | 57.5233 | 1
| LCA | Outside LA Basin | 4 | Average Weekday | SCE | 1-in-2 | 2022 | 24 |  |  |  | 56.0273 | 1
| LCA | Outside LA Basin | 4 | Monthly System Peak Day | SCE | 1-in-2 | 2022 | 1 |  |  |  | 61.64 | 1
| LCA | Outside LA Basin | 4 | Monthly System Peak Day | SCE | 1-in-2 | 2022 | 2 |  |  |  | 59.72 | 1
| LCA | Outside LA Basin | 4 | Monthly System Peak Day | SCE | 1-in-2 | 2022 | 3 |  |  |  | 57.7433 | 1
| LCA | Outside LA Basin | 4 | Monthly System Peak Day | SCE | 1-in-2 | 2022 | 4 |  |  |  | 57.3967 | 1
| LCA | Outside LA Basin | 4 | Monthly System Peak Day | SCE | 1-in-2 | 2022 | 5 |  |  |  | 55.9733 | 1
| LCA | Outside LA Basin | 4 | Monthly System Peak Day | SCE | 1-in-2 | 2022 | 6 |  |  |  | 54.13 | 1
| LCA | Outside LA Basin | 4 | Monthly System Peak Day | SCE | 1-in-2 | 2022 | 7 |  |  |  | 53.4 | 1
| LCA | Outside LA Basin | 4 | Monthly System Peak Day | SCE | 1-in-2 | 2022 | 8 |  |  |  | 53.7033 | 1
| LCA | Outside LA Basin | 4 | Monthly System Peak Day | SCE | 1-in-2 | 2022 | 9 |  |  |  | 55.19 | 1
| LCA | Outside LA Basin | 4 | Monthly System Peak Day | SCE | 1-in-2 | 2022 | 10 |  |  |  | 58.9167 | 1
| LCA | Outside LA Basin | 4 | Monthly System Peak Day | SCE | 1-in-2 | 2022 | 11 |  |  |  | 64.7733 | 1
| LCA | Outside LA Basin | 4 | Monthly System Peak Day | SCE | 1-in-2 | 2022 | 12 |  |  |  | 70.5833 | 1
| LCA | Outside LA Basin | 4 | Monthly System Peak Day | SCE | 1-in-2 | 2022 | 13 |  |  |  | 75.6933 | 1
| LCA | Outside LA Basin | 4 | Monthly System Peak Day | SCE | 1-in-2 | 2022 | 14 |  |  |  | 79.3667 | 1
| LCA | Outside LA Basin | 4 | Monthly System Peak Day | SCE | 1-in-2 | 2022 | 15 |  |  |  | 80.9 | 1
| LCA | Outside LA Basin | 4 | Monthly System Peak Day | SCE | 1-in-2 | 2022 | 16 |  |  |  | 82.1667 | 1
| LCA | Outside LA Basin | 4 | Monthly System Peak Day | SCE | 1-in-2 | 2022 | 17 |  |  |  | 82.2333 | 1
| LCA | Outside LA Basin | 4 | Monthly System Peak Day | SCE | 1-in-2 | 2022 | 18 |  |  |  | 81.6 | 1
| LCA | Outside LA Basin | 4 | Monthly System Peak Day | SCE | 1-in-2 | 2022 | 19 |  |  |  | 80.5667 | 1
| LCA | Outside LA Basin | 4 | Monthly System Peak Day | SCE | 1-in-2 | 2022 | 20 |  |  |  | 78.5333 | 1
| LCA | Outside LA Basin | 4 | Monthly System Peak Day | SCE | 1-in-2 | 2022 | 21 |  |  |  | 75.2 | 1
| LCA | Outside LA Basin | 4 | Monthly System Peak Day | SCE | 1-in-2 | 2022 | 22 |  |  |  | 72.4667 | 1
| LCA | Outside LA Basin | 4 | Monthly System Peak Day | SCE | 1-in-2 | 2022 | 23 |  |  |  | 71.2 | 1
| LCA | Outside LA Basin | 4 | Monthly System Peak Day | SCE | 1-in-2 | 2022 | 24 |  |  |  | 69.2467 | 1
| LCA | Outside LA Basin | 5 | Average Weekday | SCE | 1-in-2 | 2022 | 1 |  |  |  | 62.137 | 1
| LCA | Outside LA Basin | 5 | Average Weekday | SCE | 1-in-2 | 2022 | 2 |  |  |  | 60.8508 | 1
| LCA | Outside LA Basin | 5 | Average Weekday | SCE | 1-in-2 | 2022 | 3 |  |  |  | 59.6166 | 1
| LCA | Outside LA Basin | 5 | Average Weekday | SCE | 1-in-2 | 2022 | 4 |  |  |  | 58.5375 | 1
| LCA | Outside LA Basin | 5 | Average Weekday | SCE | 1-in-2 | 2022 | 5 |  |  |  | 57.4615 | 1
| LCA | Outside LA Basin | 5 | Average Weekday | SCE | 1-in-2 | 2022 | 6 |  |  |  | 56.6158 | 1
| LCA | Outside LA Basin | 5 | Average Weekday | SCE | 1-in-2 | 2022 | 7 |  |  |  | 55.73 | 1
| LCA | Outside LA Basin | 5 | Average Weekday | SCE | 1-in-2 | 2022 | 8 |  |  |  | 56.6615 | 1
| LCA | Outside LA Basin | 5 | Average Weekday | SCE | 1-in-2 | 2022 | 9 |  |  |  | 59.8644 | 1
| LCA | Outside LA Basin | 5 | Average Weekday | SCE | 1-in-2 | 2022 | 10 |  |  |  | 63.6587 | 1
| LCA | Outside LA Basin | 5 | Average Weekday | SCE | 1-in-2 | 2022 | 11 |  |  |  | 67.2326 | 1
| LCA | Outside LA Basin | 5 | Average Weekday | SCE | 1-in-2 | 2022 | 12 |  |  |  | 70.5618 | 1
| LCA | Outside LA Basin | 5 | Average Weekday | SCE | 1-in-2 | 2022 | 13 |  |  |  | 73.2877 | 1
| LCA | Outside LA Basin | 5 | Average Weekday | SCE | 1-in-2 | 2022 | 14 |  |  |  | 75.0811 | 1
| LCA | Outside LA Basin | 5 | Average Weekday | SCE | 1-in-2 | 2022 | 15 |  |  |  | 76.3295 | 1
| LCA | Outside LA Basin | 5 | Average Weekday | SCE | 1-in-2 | 2022 | 16 |  |  |  | 77.0623 | 1
| LCA | Outside LA Basin | 5 | Average Weekday | SCE | 1-in-2 | 2022 | 17 |  |  |  | 77.2838 | 1
| LCA | Outside LA Basin | 5 | Average Weekday | SCE | 1-in-2 | 2022 | 18 |  |  |  | 76.6675 | 1
| LCA | Outside LA Basin | 5 | Average Weekday | SCE | 1-in-2 | 2022 | 19 |  |  |  | 75.2703 | 1
| LCA | Outside LA Basin | 5 | Average Weekday | SCE | 1-in-2 | 2022 | 20 |  |  |  | 72.9802 | 1
| LCA | Outside LA Basin | 5 | Average Weekday | SCE | 1-in-2 | 2022 | 21 |  |  |  | 69.5905 | 1
| LCA | Outside LA Basin | 5 | Average Weekday | SCE | 1-in-2 | 2022 | 22 |  |  |  | 66.5993 | 1
| LCA | Outside LA Basin | 5 | Average Weekday | SCE | 1-in-2 | 2022 | 23 |  |  |  | 64.7036 | 1
| LCA | Outside LA Basin | 5 | Average Weekday | SCE | 1-in-2 | 2022 | 24 |  |  |  | 63.0014 | 1
| LCA | Outside LA Basin | 5 | Monthly System Peak Day | SCE | 1-in-2 | 2022 | 1 |  |  |  | 67.2867 | 1
| LCA | Outside LA Basin | 5 | Monthly System Peak Day | SCE | 1-in-2 | 2022 | 2 |  |  |  | 65.1267 | 1
| LCA | Outside LA Basin | 5 | Monthly System Peak Day | SCE | 1-in-2 | 2022 | 3 |  |  |  | 64.1067 | 1
| LCA | Outside LA Basin | 5 | Monthly System Peak Day | SCE | 1-in-2 | 2022 | 4 |  |  |  | 62.5933 | 1
| LCA | Outside LA Basin | 5 | Monthly System Peak Day | SCE | 1-in-2 | 2022 | 5 |  |  |  | 60.6067 | 1
| LCA | Outside LA Basin | 5 | Monthly System Peak Day | SCE | 1-in-2 | 2022 | 6 |  |  |  | 60.18 | 1
| LCA | Outside LA Basin | 5 | Monthly System Peak Day | SCE | 1-in-2 | 2022 | 7 |  |  |  | 59.8233 | 1
| LCA | Outside LA Basin | 5 | Monthly System Peak Day | SCE | 1-in-2 | 2022 | 8 |  |  |  | 59.8433 | 1
| LCA | Outside LA Basin | 5 | Monthly System Peak Day | SCE | 1-in-2 | 2022 | 9 |  |  |  | 60.9633 | 1
| LCA | Outside LA Basin | 5 | Monthly System Peak Day | SCE | 1-in-2 | 2022 | 10 |  |  |  | 66.41 | 1
| LCA | Outside LA Basin | 5 | Monthly System Peak Day | SCE | 1-in-2 | 2022 | 11 |  |  |  | 71.1333 | 1
| LCA | Outside LA Basin | 5 | Monthly System Peak Day | SCE | 1-in-2 | 2022 | 12 |  |  |  | 75.33 | 1
| LCA | Outside LA Basin | 5 | Monthly System Peak Day | SCE | 1-in-2 | 2022 | 13 |  |  |  | 79.1 | 1
| LCA | Outside LA Basin | 5 | Monthly System Peak Day | SCE | 1-in-2 | 2022 | 14 |  |  |  | 81.1667 | 1
| LCA | Outside LA Basin | 5 | Monthly System Peak Day | SCE | 1-in-2 | 2022 | 15 |  |  |  | 83.1333 | 1
| LCA | Outside LA Basin | 5 | Monthly System Peak Day | SCE | 1-in-2 | 2022 | 16 |  |  |  | 85.4 | 1
| LCA | Outside LA Basin | 5 | Monthly System Peak Day | SCE | 1-in-2 | 2022 | 17 |  |  |  | 86.3667 | 1
| LCA | Outside LA Basin | 5 | Monthly System Peak Day | SCE | 1-in-2 | 2022 | 18 |  |  |  | 86.4 | 1
| LCA | Outside LA Basin | 5 | Monthly System Peak Day | SCE | 1-in-2 | 2022 | 19 |  |  |  | 85.9667 | 1
| LCA | Outside LA Basin | 5 | Monthly System Peak Day | SCE | 1-in-2 | 2022 | 20 |  |  |  | 83.2333 | 1
| LCA | Outside LA Basin | 5 | Monthly System Peak Day | SCE | 1-in-2 | 2022 | 21 |  |  |  | 78.9 | 1
| LCA | Outside LA Basin | 5 | Monthly System Peak Day | SCE | 1-in-2 | 2022 | 22 |  |  |  | 75.6667 | 1
| LCA | Outside LA Basin | 5 | Monthly System Peak Day | SCE | 1-in-2 | 2022 | 23 |  |  |  | 72.9667 | 1
| LCA | Outside LA Basin | 5 | Monthly System Peak Day | SCE | 1-in-2 | 2022 | 24 |  |  |  | 70.35 | 1
| LCA | Outside LA Basin | 6 | Average Weekday | SCE | 1-in-2 | 2022 | 1 |  |  |  | 70.2183 | 1
| LCA | Outside LA Basin | 6 | Average Weekday | SCE | 1-in-2 | 2022 | 2 |  |  |  | 68.7472 | 1
| LCA | Outside LA Basin | 6 | Average Weekday | SCE | 1-in-2 | 2022 | 3 |  |  |  | 67.542 | 1
| LCA | Outside LA Basin | 6 | Average Weekday | SCE | 1-in-2 | 2022 | 4 |  |  |  | 66.3818 | 1
| LCA | Outside LA Basin | 6 | Average Weekday | SCE | 1-in-2 | 2022 | 5 |  |  |  | 65.3338 | 1
| LCA | Outside LA Basin | 6 | Average Weekday | SCE | 1-in-2 | 2022 | 6 |  |  |  | 64.0672 | 1
| LCA | Outside LA Basin | 6 | Average Weekday | SCE | 1-in-2 | 2022 | 7 |  |  |  | 63.101 | 1
| LCA | Outside LA Basin | 6 | Average Weekday | SCE | 1-in-2 | 2022 | 8 |  |  |  | 64.2057 | 1
| LCA | Outside LA Basin | 6 | Average Weekday | SCE | 1-in-2 | 2022 | 9 |  |  |  | 67.7967 | 1
| LCA | Outside LA Basin | 6 | Average Weekday | SCE | 1-in-2 | 2022 | 10 |  |  |  | 72.0773 | 1
| LCA | Outside LA Basin | 6 | Average Weekday | SCE | 1-in-2 | 2022 | 11 |  |  |  | 76.7247 | 1
| LCA | Outside LA Basin | 6 | Average Weekday | SCE | 1-in-2 | 2022 | 12 |  |  |  | 80.4514 | 1
| LCA | Outside LA Basin | 6 | Average Weekday | SCE | 1-in-2 | 2022 | 13 |  |  |  | 83.3777 | 1
| LCA | Outside LA Basin | 6 | Average Weekday | SCE | 1-in-2 | 2022 | 14 |  |  |  | 85.5483 | 1
| LCA | Outside LA Basin | 6 | Average Weekday | SCE | 1-in-2 | 2022 | 15 |  |  |  | 86.8952 | 1
| LCA | Outside LA Basin | 6 | Average Weekday | SCE | 1-in-2 | 2022 | 16 |  |  |  | 87.5875 | 1
| LCA | Outside LA Basin | 6 | Average Weekday | SCE | 1-in-2 | 2022 | 17 |  |  |  | 87.5021 | 1
| LCA | Outside LA Basin | 6 | Average Weekday | SCE | 1-in-2 | 2022 | 18 |  |  |  | 86.6587 | 1
| LCA | Outside LA Basin | 6 | Average Weekday | SCE | 1-in-2 | 2022 | 19 |  |  |  | 85.162 | 1
| LCA | Outside LA Basin | 6 | Average Weekday | SCE | 1-in-2 | 2022 | 20 |  |  |  | 82.9063 | 1
| LCA | Outside LA Basin | 6 | Average Weekday | SCE | 1-in-2 | 2022 | 21 |  |  |  | 79.8354 | 1
| LCA | Outside LA Basin | 6 | Average Weekday | SCE | 1-in-2 | 2022 | 22 |  |  |  | 76.4285 | 1
| LCA | Outside LA Basin | 6 | Average Weekday | SCE | 1-in-2 | 2022 | 23 |  |  |  | 73.9694 | 1
| LCA | Outside LA Basin | 6 | Average Weekday | SCE | 1-in-2 | 2022 | 24 |  |  |  | 72.0462 | 1
| LCA | Outside LA Basin | 6 | Monthly System Peak Day | SCE | 1-in-2 | 2022 | 1 |  |  |  | 76.7667 | 1
| LCA | Outside LA Basin | 6 | Monthly System Peak Day | SCE | 1-in-2 | 2022 | 2 |  |  |  | 74.9667 | 1
| LCA | Outside LA Basin | 6 | Monthly System Peak Day | SCE | 1-in-2 | 2022 | 3 |  |  |  | 73.8667 | 1
| LCA | Outside LA Basin | 6 | Monthly System Peak Day | SCE | 1-in-2 | 2022 | 4 |  |  |  | 72.4433 | 1
| LCA | Outside LA Basin | 6 | Monthly System Peak Day | SCE | 1-in-2 | 2022 | 5 |  |  |  | 71.44 | 1
| LCA | Outside LA Basin | 6 | Monthly System Peak Day | SCE | 1-in-2 | 2022 | 6 |  |  |  | 70.69 | 1
| LCA | Outside LA Basin | 6 | Monthly System Peak Day | SCE | 1-in-2 | 2022 | 7 |  |  |  | 70.0833 | 1
| LCA | Outside LA Basin | 6 | Monthly System Peak Day | SCE | 1-in-2 | 2022 | 8 |  |  |  | 71.6933 | 1
| LCA | Outside LA Basin | 6 | Monthly System Peak Day | SCE | 1-in-2 | 2022 | 9 |  |  |  | 75.2333 | 1
| LCA | Outside LA Basin | 6 | Monthly System Peak Day | SCE | 1-in-2 | 2022 | 10 |  |  |  | 81.1 | 1
| LCA | Outside LA Basin | 6 | Monthly System Peak Day | SCE | 1-in-2 | 2022 | 11 |  |  |  | 84.2667 | 1
| LCA | Outside LA Basin | 6 | Monthly System Peak Day | SCE | 1-in-2 | 2022 | 12 |  |  |  | 86.2667 | 1
| LCA | Outside LA Basin | 6 | Monthly System Peak Day | SCE | 1-in-2 | 2022 | 13 |  |  |  | 87.7 | 1
| LCA | Outside LA Basin | 6 | Monthly System Peak Day | SCE | 1-in-2 | 2022 | 14 |  |  |  | 89.6 | 1
| LCA | Outside LA Basin | 6 | Monthly System Peak Day | SCE | 1-in-2 | 2022 | 15 |  |  |  | 89.9667 | 1
| LCA | Outside LA Basin | 6 | Monthly System Peak Day | SCE | 1-in-2 | 2022 | 16 |  |  |  | 89.7 | 1
| LCA | Outside LA Basin | 6 | Monthly System Peak Day | SCE | 1-in-2 | 2022 | 17 |  |  |  | 89.5333 | 1
| LCA | Outside LA Basin | 6 | Monthly System Peak Day | SCE | 1-in-2 | 2022 | 18 |  |  |  | 89.3667 | 1
| LCA | Outside LA Basin | 6 | Monthly System Peak Day | SCE | 1-in-2 | 2022 | 19 |  |  |  | 87.7333 | 1
| LCA | Outside LA Basin | 6 | Monthly System Peak Day | SCE | 1-in-2 | 2022 | 20 |  |  |  | 85.9333 | 1
| LCA | Outside LA Basin | 6 | Monthly System Peak Day | SCE | 1-in-2 | 2022 | 21 |  |  |  | 84.1 | 1
| LCA | Outside LA Basin | 6 | Monthly System Peak Day | SCE | 1-in-2 | 2022 | 22 |  |  |  | 82.1333 | 1
| LCA | Outside LA Basin | 6 | Monthly System Peak Day | SCE | 1-in-2 | 2022 | 23 |  |  |  | 79.5 | 1
| LCA | Outside LA Basin | 6 | Monthly System Peak Day | SCE | 1-in-2 | 2022 | 24 |  |  |  | 76.3667 | 1
| LCA | Outside LA Basin | 7 | Average Weekday | SCE | 1-in-2 | 2022 | 1 |  |  |  | 76.1269 | 1
| LCA | Outside LA Basin | 7 | Average Weekday | SCE | 1-in-2 | 2022 | 2 |  |  |  | 74.7718 | 1
| LCA | Outside LA Basin | 7 | Average Weekday | SCE | 1-in-2 | 2022 | 3 |  |  |  | 73.6633 | 1
| LCA | Outside LA Basin | 7 | Average Weekday | SCE | 1-in-2 | 2022 | 4 |  |  |  | 72.7788 | 1
| LCA | Outside LA Basin | 7 | Average Weekday | SCE | 1-in-2 | 2022 | 5 |  |  |  | 71.9272 | 1
| LCA | Outside LA Basin | 7 | Average Weekday | SCE | 1-in-2 | 2022 | 6 |  |  |  | 71.0136 | 1
| LCA | Outside LA Basin | 7 | Average Weekday | SCE | 1-in-2 | 2022 | 7 |  |  |  | 70.1683 | 1
| LCA | Outside LA Basin | 7 | Average Weekday | SCE | 1-in-2 | 2022 | 8 |  |  |  | 70.9198 | 1
| LCA | Outside LA Basin | 7 | Average Weekday | SCE | 1-in-2 | 2022 | 9 |  |  |  | 73.749 | 1
| LCA | Outside LA Basin | 7 | Average Weekday | SCE | 1-in-2 | 2022 | 10 |  |  |  | 77.6918 | 1
| LCA | Outside LA Basin | 7 | Average Weekday | SCE | 1-in-2 | 2022 | 11 |  |  |  | 81.8348 | 1
| LCA | Outside LA Basin | 7 | Average Weekday | SCE | 1-in-2 | 2022 | 12 |  |  |  | 85.2925 | 1
| LCA | Outside LA Basin | 7 | Average Weekday | SCE | 1-in-2 | 2022 | 13 |  |  |  | 88.0809 | 1
| LCA | Outside LA Basin | 7 | Average Weekday | SCE | 1-in-2 | 2022 | 14 |  |  |  | 90.2105 | 1
| LCA | Outside LA Basin | 7 | Average Weekday | SCE | 1-in-2 | 2022 | 15 |  |  |  | 91.2661 | 1
| LCA | Outside LA Basin | 7 | Average Weekday | SCE | 1-in-2 | 2022 | 16 |  |  |  | 91.6621 | 1
| LCA | Outside LA Basin | 7 | Average Weekday | SCE | 1-in-2 | 2022 | 17 |  |  |  | 91.5378 | 1
| LCA | Outside LA Basin | 7 | Average Weekday | SCE | 1-in-2 | 2022 | 18 |  |  |  | 90.7038 | 1
| LCA | Outside LA Basin | 7 | Average Weekday | SCE | 1-in-2 | 2022 | 19 |  |  |  | 89.0329 | 1
| LCA | Outside LA Basin | 7 | Average Weekday | SCE | 1-in-2 | 2022 | 20 |  |  |  | 86.7904 | 1
| LCA | Outside LA Basin | 7 | Average Weekday | SCE | 1-in-2 | 2022 | 21 |  |  |  | 84.0876 | 1
| LCA | Outside LA Basin | 7 | Average Weekday | SCE | 1-in-2 | 2022 | 22 |  |  |  | 81.1442 | 1
| LCA | Outside LA Basin | 7 | Average Weekday | SCE | 1-in-2 | 2022 | 23 |  |  |  | 79.1546 | 1
| LCA | Outside LA Basin | 7 | Average Weekday | SCE | 1-in-2 | 2022 | 24 |  |  |  | 77.4913 | 1
| LCA | Outside LA Basin | 7 | Monthly System Peak Day | SCE | 1-in-2 | 2022 | 1 |  |  |  | 83.1 | 1
| LCA | Outside LA Basin | 7 | Monthly System Peak Day | SCE | 1-in-2 | 2022 | 2 |  |  |  | 81.8667 | 1
| LCA | Outside LA Basin | 7 | Monthly System Peak Day | SCE | 1-in-2 | 2022 | 3 |  |  |  | 80.3667 | 1
| LCA | Outside LA Basin | 7 | Monthly System Peak Day | SCE | 1-in-2 | 2022 | 4 |  |  |  | 78.5 | 1
| LCA | Outside LA Basin | 7 | Monthly System Peak Day | SCE | 1-in-2 | 2022 | 5 |  |  |  | 78.0333 | 1
| LCA | Outside LA Basin | 7 | Monthly System Peak Day | SCE | 1-in-2 | 2022 | 6 |  |  |  | 76.5833 | 1
| LCA | Outside LA Basin | 7 | Monthly System Peak Day | SCE | 1-in-2 | 2022 | 7 |  |  |  | 76.6933 | 1
| LCA | Outside LA Basin | 7 | Monthly System Peak Day | SCE | 1-in-2 | 2022 | 8 |  |  |  | 77.1933 | 1
| LCA | Outside LA Basin | 7 | Monthly System Peak Day | SCE | 1-in-2 | 2022 | 9 |  |  |  | 78.5 | 1
| LCA | Outside LA Basin | 7 | Monthly System Peak Day | SCE | 1-in-2 | 2022 | 10 |  |  |  | 84.4 | 1
| LCA | Outside LA Basin | 7 | Monthly System Peak Day | SCE | 1-in-2 | 2022 | 11 |  |  |  | 88.5333 | 1
| LCA | Outside LA Basin | 7 | Monthly System Peak Day | SCE | 1-in-2 | 2022 | 12 |  |  |  | 91.3333 | 1
| LCA | Outside LA Basin | 7 | Monthly System Peak Day | SCE | 1-in-2 | 2022 | 13 |  |  |  | 93.8667 | 1
| LCA | Outside LA Basin | 7 | Monthly System Peak Day | SCE | 1-in-2 | 2022 | 14 |  |  |  | 96.5667 | 1
| LCA | Outside LA Basin | 7 | Monthly System Peak Day | SCE | 1-in-2 | 2022 | 15 |  |  |  | 97.3667 | 1
| LCA | Outside LA Basin | 7 | Monthly System Peak Day | SCE | 1-in-2 | 2022 | 16 |  |  |  | 97.4667 | 1
| LCA | Outside LA Basin | 7 | Monthly System Peak Day | SCE | 1-in-2 | 2022 | 17 |  |  |  | 97.7 | 1
| LCA | Outside LA Basin | 7 | Monthly System Peak Day | SCE | 1-in-2 | 2022 | 18 |  |  |  | 96.6333 | 1
| LCA | Outside LA Basin | 7 | Monthly System Peak Day | SCE | 1-in-2 | 2022 | 19 |  |  |  | 95.6 | 1
| LCA | Outside LA Basin | 7 | Monthly System Peak Day | SCE | 1-in-2 | 2022 | 20 |  |  |  | 93.7 | 1
| LCA | Outside LA Basin | 7 | Monthly System Peak Day | SCE | 1-in-2 | 2022 | 21 |  |  |  | 91.2 | 1
| LCA | Outside LA Basin | 7 | Monthly System Peak Day | SCE | 1-in-2 | 2022 | 22 |  |  |  | 88.6667 | 1
| LCA | Outside LA Basin | 7 | Monthly System Peak Day | SCE | 1-in-2 | 2022 | 23 |  |  |  | 87.2333 | 1
| LCA | Outside LA Basin | 7 | Monthly System Peak Day | SCE | 1-in-2 | 2022 | 24 |  |  |  | 85.4333 | 1
| LCA | Outside LA Basin | 8 | Average Weekday | SCE | 1-in-2 | 2022 | 1 |  |  |  | 75.7472 | 1
| LCA | Outside LA Basin | 8 | Average Weekday | SCE | 1-in-2 | 2022 | 2 |  |  |  | 74.2555 | 1
| LCA | Outside LA Basin | 8 | Average Weekday | SCE | 1-in-2 | 2022 | 3 |  |  |  | 73.0105 | 1
| LCA | Outside LA Basin | 8 | Average Weekday | SCE | 1-in-2 | 2022 | 4 |  |  |  | 72.0766 | 1
| LCA | Outside LA Basin | 8 | Average Weekday | SCE | 1-in-2 | 2022 | 5 |  |  |  | 70.8588 | 1
| LCA | Outside LA Basin | 8 | Average Weekday | SCE | 1-in-2 | 2022 | 6 |  |  |  | 69.7494 | 1
| LCA | Outside LA Basin | 8 | Average Weekday | SCE | 1-in-2 | 2022 | 7 |  |  |  | 68.9219 | 1
| LCA | Outside LA Basin | 8 | Average Weekday | SCE | 1-in-2 | 2022 | 8 |  |  |  | 68.7296 | 1
| LCA | Outside LA Basin | 8 | Average Weekday | SCE | 1-in-2 | 2022 | 9 |  |  |  | 71.4096 | 1
| LCA | Outside LA Basin | 8 | Average Weekday | SCE | 1-in-2 | 2022 | 10 |  |  |  | 75.4677 | 1
| LCA | Outside LA Basin | 8 | Average Weekday | SCE | 1-in-2 | 2022 | 11 |  |  |  | 80.3291 | 1
| LCA | Outside LA Basin | 8 | Average Weekday | SCE | 1-in-2 | 2022 | 12 |  |  |  | 84.3566 | 1
| LCA | Outside LA Basin | 8 | Average Weekday | SCE | 1-in-2 | 2022 | 13 |  |  |  | 87.425 | 1
| LCA | Outside LA Basin | 8 | Average Weekday | SCE | 1-in-2 | 2022 | 14 |  |  |  | 89.5426 | 1
| LCA | Outside LA Basin | 8 | Average Weekday | SCE | 1-in-2 | 2022 | 15 |  |  |  | 90.8609 | 1
| LCA | Outside LA Basin | 8 | Average Weekday | SCE | 1-in-2 | 2022 | 16 |  |  |  | 91.4819 | 1
| LCA | Outside LA Basin | 8 | Average Weekday | SCE | 1-in-2 | 2022 | 17 |  |  |  | 91.2461 | 1
| LCA | Outside LA Basin | 8 | Average Weekday | SCE | 1-in-2 | 2022 | 18 |  |  |  | 90.6423 | 1
| LCA | Outside LA Basin | 8 | Average Weekday | SCE | 1-in-2 | 2022 | 19 |  |  |  | 89.2134 | 1
| LCA | Outside LA Basin | 8 | Average Weekday | SCE | 1-in-2 | 2022 | 20 |  |  |  | 86.9542 | 1
| LCA | Outside LA Basin | 8 | Average Weekday | SCE | 1-in-2 | 2022 | 21 |  |  |  | 83.7909 | 1
| LCA | Outside LA Basin | 8 | Average Weekday | SCE | 1-in-2 | 2022 | 22 |  |  |  | 81.008 | 1
| LCA | Outside LA Basin | 8 | Average Weekday | SCE | 1-in-2 | 2022 | 23 |  |  |  | 79.0446 | 1
| LCA | Outside LA Basin | 8 | Average Weekday | SCE | 1-in-2 | 2022 | 24 |  |  |  | 77.3034 | 1
| LCA | Outside LA Basin | 8 | Monthly System Peak Day | SCE | 1-in-2 | 2022 | 1 |  |  |  | 83.1333 | 1
| LCA | Outside LA Basin | 8 | Monthly System Peak Day | SCE | 1-in-2 | 2022 | 2 |  |  |  | 81.4 | 1
| LCA | Outside LA Basin | 8 | Monthly System Peak Day | SCE | 1-in-2 | 2022 | 3 |  |  |  | 79.9333 | 1
| LCA | Outside LA Basin | 8 | Monthly System Peak Day | SCE | 1-in-2 | 2022 | 4 |  |  |  | 79.5333 | 1
| LCA | Outside LA Basin | 8 | Monthly System Peak Day | SCE | 1-in-2 | 2022 | 5 |  |  |  | 78.1 | 1
| LCA | Outside LA Basin | 8 | Monthly System Peak Day | SCE | 1-in-2 | 2022 | 6 |  |  |  | 76.7333 | 1
| LCA | Outside LA Basin | 8 | Monthly System Peak Day | SCE | 1-in-2 | 2022 | 7 |  |  |  | 76.2 | 1
| LCA | Outside LA Basin | 8 | Monthly System Peak Day | SCE | 1-in-2 | 2022 | 8 |  |  |  | 75.7 | 1
| LCA | Outside LA Basin | 8 | Monthly System Peak Day | SCE | 1-in-2 | 2022 | 9 |  |  |  | 77.5667 | 1
| LCA | Outside LA Basin | 8 | Monthly System Peak Day | SCE | 1-in-2 | 2022 | 10 |  |  |  | 81.4 | 1
| LCA | Outside LA Basin | 8 | Monthly System Peak Day | SCE | 1-in-2 | 2022 | 11 |  |  |  | 87.1 | 1
| LCA | Outside LA Basin | 8 | Monthly System Peak Day | SCE | 1-in-2 | 2022 | 12 |  |  |  | 90.1667 | 1
| LCA | Outside LA Basin | 8 | Monthly System Peak Day | SCE | 1-in-2 | 2022 | 13 |  |  |  | 92.1667 | 1
| LCA | Outside LA Basin | 8 | Monthly System Peak Day | SCE | 1-in-2 | 2022 | 14 |  |  |  | 94 | 1
| LCA | Outside LA Basin | 8 | Monthly System Peak Day | SCE | 1-in-2 | 2022 | 15 |  |  |  | 93.7 | 1
| LCA | Outside LA Basin | 8 | Monthly System Peak Day | SCE | 1-in-2 | 2022 | 16 |  |  |  | 92.6667 | 1
| LCA | Outside LA Basin | 8 | Monthly System Peak Day | SCE | 1-in-2 | 2022 | 17 |  |  |  | 90.6667 | 1
| LCA | Outside LA Basin | 8 | Monthly System Peak Day | SCE | 1-in-2 | 2022 | 18 |  |  |  | 92.6 | 1
| LCA | Outside LA Basin | 8 | Monthly System Peak Day | SCE | 1-in-2 | 2022 | 19 |  |  |  | 91.9 | 1
| LCA | Outside LA Basin | 8 | Monthly System Peak Day | SCE | 1-in-2 | 2022 | 20 |  |  |  | 89.5333 | 1
| LCA | Outside LA Basin | 8 | Monthly System Peak Day | SCE | 1-in-2 | 2022 | 21 |  |  |  | 87.2 | 1
| LCA | Outside LA Basin | 8 | Monthly System Peak Day | SCE | 1-in-2 | 2022 | 22 |  |  |  | 84.9667 | 1
| LCA | Outside LA Basin | 8 | Monthly System Peak Day | SCE | 1-in-2 | 2022 | 23 |  |  |  | 82.8333 | 1
| LCA | Outside LA Basin | 8 | Monthly System Peak Day | SCE | 1-in-2 | 2022 | 24 |  |  |  | 81.4667 | 1
| LCA | Outside LA Basin | 8 | Typical Event Day | SCE | 1-in-2 | 2022 | 1 |  |  |  | 80.3083 | 1
| LCA | Outside LA Basin | 8 | Typical Event Day | SCE | 1-in-2 | 2022 | 2 |  |  |  | 78.9 | 1
| LCA | Outside LA Basin | 8 | Typical Event Day | SCE | 1-in-2 | 2022 | 3 |  |  |  | 77.2833 | 1
| LCA | Outside LA Basin | 8 | Typical Event Day | SCE | 1-in-2 | 2022 | 4 |  |  |  | 75.9275 | 1
| LCA | Outside LA Basin | 8 | Typical Event Day | SCE | 1-in-2 | 2022 | 5 |  |  |  | 74.89 | 1
| LCA | Outside LA Basin | 8 | Typical Event Day | SCE | 1-in-2 | 2022 | 6 |  |  |  | 73.7808 | 1
| LCA | Outside LA Basin | 8 | Typical Event Day | SCE | 1-in-2 | 2022 | 7 |  |  |  | 73.0825 | 1
| LCA | Outside LA Basin | 8 | Typical Event Day | SCE | 1-in-2 | 2022 | 8 |  |  |  | 73.47 | 1
| LCA | Outside LA Basin | 8 | Typical Event Day | SCE | 1-in-2 | 2022 | 9 |  |  |  | 75.835 | 1
| LCA | Outside LA Basin | 8 | Typical Event Day | SCE | 1-in-2 | 2022 | 10 |  |  |  | 80.3833 | 1
| LCA | Outside LA Basin | 8 | Typical Event Day | SCE | 1-in-2 | 2022 | 11 |  |  |  | 84.875 | 1
| LCA | Outside LA Basin | 8 | Typical Event Day | SCE | 1-in-2 | 2022 | 12 |  |  |  | 88.05 | 1
| LCA | Outside LA Basin | 8 | Typical Event Day | SCE | 1-in-2 | 2022 | 13 |  |  |  | 90.55 | 1
| LCA | Outside LA Basin | 8 | Typical Event Day | SCE | 1-in-2 | 2022 | 14 |  |  |  | 92.8417 | 1
| LCA | Outside LA Basin | 8 | Typical Event Day | SCE | 1-in-2 | 2022 | 15 |  |  |  | 93.3917 | 1
| LCA | Outside LA Basin | 8 | Typical Event Day | SCE | 1-in-2 | 2022 | 16 |  |  |  | 93.25 | 1
| LCA | Outside LA Basin | 8 | Typical Event Day | SCE | 1-in-2 | 2022 | 17 |  |  |  | 92.6167 | 1
| LCA | Outside LA Basin | 8 | Typical Event Day | SCE | 1-in-2 | 2022 | 18 |  |  |  | 92.8833 | 1
| LCA | Outside LA Basin | 8 | Typical Event Day | SCE | 1-in-2 | 2022 | 19 |  |  |  | 91.9083 | 1
| LCA | Outside LA Basin | 8 | Typical Event Day | SCE | 1-in-2 | 2022 | 20 |  |  |  | 89.925 | 1
| LCA | Outside LA Basin | 8 | Typical Event Day | SCE | 1-in-2 | 2022 | 21 |  |  |  | 87.475 | 1
| LCA | Outside LA Basin | 8 | Typical Event Day | SCE | 1-in-2 | 2022 | 22 |  |  |  | 85.2083 | 1
| LCA | Outside LA Basin | 8 | Typical Event Day | SCE | 1-in-2 | 2022 | 23 |  |  |  | 83.3 | 1
| LCA | Outside LA Basin | 8 | Typical Event Day | SCE | 1-in-2 | 2022 | 24 |  |  |  | 81.2667 | 1
| LCA | Outside LA Basin | 9 | Average Weekday | SCE | 1-in-2 | 2022 | 1 |  |  |  | 70.0932 | 1
| LCA | Outside LA Basin | 9 | Average Weekday | SCE | 1-in-2 | 2022 | 2 |  |  |  | 68.5513 | 1
| LCA | Outside LA Basin | 9 | Average Weekday | SCE | 1-in-2 | 2022 | 3 |  |  |  | 67.3304 | 1
| LCA | Outside LA Basin | 9 | Average Weekday | SCE | 1-in-2 | 2022 | 4 |  |  |  | 66.2761 | 1
| LCA | Outside LA Basin | 9 | Average Weekday | SCE | 1-in-2 | 2022 | 5 |  |  |  | 65.0104 | 1
| LCA | Outside LA Basin | 9 | Average Weekday | SCE | 1-in-2 | 2022 | 6 |  |  |  | 63.9356 | 1
| LCA | Outside LA Basin | 9 | Average Weekday | SCE | 1-in-2 | 2022 | 7 |  |  |  | 63.0654 | 1
| LCA | Outside LA Basin | 9 | Average Weekday | SCE | 1-in-2 | 2022 | 8 |  |  |  | 62.6267 | 1
| LCA | Outside LA Basin | 9 | Average Weekday | SCE | 1-in-2 | 2022 | 9 |  |  |  | 64.3898 | 1
| LCA | Outside LA Basin | 9 | Average Weekday | SCE | 1-in-2 | 2022 | 10 |  |  |  | 68.3428 | 1
| LCA | Outside LA Basin | 9 | Average Weekday | SCE | 1-in-2 | 2022 | 11 |  |  |  | 72.951 | 1
| LCA | Outside LA Basin | 9 | Average Weekday | SCE | 1-in-2 | 2022 | 12 |  |  |  | 77.2645 | 1
| LCA | Outside LA Basin | 9 | Average Weekday | SCE | 1-in-2 | 2022 | 13 |  |  |  | 80.5357 | 1
| LCA | Outside LA Basin | 9 | Average Weekday | SCE | 1-in-2 | 2022 | 14 |  |  |  | 82.8833 | 1
| LCA | Outside LA Basin | 9 | Average Weekday | SCE | 1-in-2 | 2022 | 15 |  |  |  | 84.2578 | 1
| LCA | Outside LA Basin | 9 | Average Weekday | SCE | 1-in-2 | 2022 | 16 |  |  |  | 85.0622 | 1
| LCA | Outside LA Basin | 9 | Average Weekday | SCE | 1-in-2 | 2022 | 17 |  |  |  | 85.1449 | 1
| LCA | Outside LA Basin | 9 | Average Weekday | SCE | 1-in-2 | 2022 | 18 |  |  |  | 84.6285 | 1
| LCA | Outside LA Basin | 9 | Average Weekday | SCE | 1-in-2 | 2022 | 19 |  |  |  | 83.1673 | 1
| LCA | Outside LA Basin | 9 | Average Weekday | SCE | 1-in-2 | 2022 | 20 |  |  |  | 80.199 | 1
| LCA | Outside LA Basin | 9 | Average Weekday | SCE | 1-in-2 | 2022 | 21 |  |  |  | 76.7219 | 1
| LCA | Outside LA Basin | 9 | Average Weekday | SCE | 1-in-2 | 2022 | 22 |  |  |  | 74.6149 | 1
| LCA | Outside LA Basin | 9 | Average Weekday | SCE | 1-in-2 | 2022 | 23 |  |  |  | 72.8209 | 1
| LCA | Outside LA Basin | 9 | Average Weekday | SCE | 1-in-2 | 2022 | 24 |  |  |  | 71.2657 | 1
| LCA | Outside LA Basin | 9 | Monthly System Peak Day | SCE | 1-in-2 | 2022 | 1 |  |  |  | 78.2333 | 1
| LCA | Outside LA Basin | 9 | Monthly System Peak Day | SCE | 1-in-2 | 2022 | 2 |  |  |  | 77.3667 | 1
| LCA | Outside LA Basin | 9 | Monthly System Peak Day | SCE | 1-in-2 | 2022 | 3 |  |  |  | 74.9667 | 1
| LCA | Outside LA Basin | 9 | Monthly System Peak Day | SCE | 1-in-2 | 2022 | 4 |  |  |  | 73.2333 | 1
| LCA | Outside LA Basin | 9 | Monthly System Peak Day | SCE | 1-in-2 | 2022 | 5 |  |  |  | 71.9867 | 1
| LCA | Outside LA Basin | 9 | Monthly System Peak Day | SCE | 1-in-2 | 2022 | 6 |  |  |  | 71.1167 | 1
| LCA | Outside LA Basin | 9 | Monthly System Peak Day | SCE | 1-in-2 | 2022 | 7 |  |  |  | 69.3533 | 1
| LCA | Outside LA Basin | 9 | Monthly System Peak Day | SCE | 1-in-2 | 2022 | 8 |  |  |  | 69.2933 | 1
| LCA | Outside LA Basin | 9 | Monthly System Peak Day | SCE | 1-in-2 | 2022 | 9 |  |  |  | 72.04 | 1
| LCA | Outside LA Basin | 9 | Monthly System Peak Day | SCE | 1-in-2 | 2022 | 10 |  |  |  | 74.6333 | 1
| LCA | Outside LA Basin | 9 | Monthly System Peak Day | SCE | 1-in-2 | 2022 | 11 |  |  |  | 79.6 | 1
| LCA | Outside LA Basin | 9 | Monthly System Peak Day | SCE | 1-in-2 | 2022 | 12 |  |  |  | 84.4333 | 1
| LCA | Outside LA Basin | 9 | Monthly System Peak Day | SCE | 1-in-2 | 2022 | 13 |  |  |  | 88.4667 | 1
| LCA | Outside LA Basin | 9 | Monthly System Peak Day | SCE | 1-in-2 | 2022 | 14 |  |  |  | 91.2 | 1
| LCA | Outside LA Basin | 9 | Monthly System Peak Day | SCE | 1-in-2 | 2022 | 15 |  |  |  | 92.5333 | 1
| LCA | Outside LA Basin | 9 | Monthly System Peak Day | SCE | 1-in-2 | 2022 | 16 |  |  |  | 93.1667 | 1
| LCA | Outside LA Basin | 9 | Monthly System Peak Day | SCE | 1-in-2 | 2022 | 17 |  |  |  | 92.5667 | 1
| LCA | Outside LA Basin | 9 | Monthly System Peak Day | SCE | 1-in-2 | 2022 | 18 |  |  |  | 92.9333 | 1
| LCA | Outside LA Basin | 9 | Monthly System Peak Day | SCE | 1-in-2 | 2022 | 19 |  |  |  | 92.4 | 1
| LCA | Outside LA Basin | 9 | Monthly System Peak Day | SCE | 1-in-2 | 2022 | 20 |  |  |  | 90.5333 | 1
| LCA | Outside LA Basin | 9 | Monthly System Peak Day | SCE | 1-in-2 | 2022 | 21 |  |  |  | 87.4 | 1
| LCA | Outside LA Basin | 9 | Monthly System Peak Day | SCE | 1-in-2 | 2022 | 22 |  |  |  | 85.0667 | 1
| LCA | Outside LA Basin | 9 | Monthly System Peak Day | SCE | 1-in-2 | 2022 | 23 |  |  |  | 83.6333 | 1
| LCA | Outside LA Basin | 9 | Monthly System Peak Day | SCE | 1-in-2 | 2022 | 24 |  |  |  | 81.8 | 1
| LCA | Outside LA Basin | 10 | Average Weekday | SCE | 1-in-2 | 2022 | 1 |  |  |  | 60.4336 | 1
| LCA | Outside LA Basin | 10 | Average Weekday | SCE | 1-in-2 | 2022 | 2 |  |  |  | 59.286 | 1
| LCA | Outside LA Basin | 10 | Average Weekday | SCE | 1-in-2 | 2022 | 3 |  |  |  | 58.1458 | 1
| LCA | Outside LA Basin | 10 | Average Weekday | SCE | 1-in-2 | 2022 | 4 |  |  |  | 57.1754 | 1
| LCA | Outside LA Basin | 10 | Average Weekday | SCE | 1-in-2 | 2022 | 5 |  |  |  | 56.215 | 1
| LCA | Outside LA Basin | 10 | Average Weekday | SCE | 1-in-2 | 2022 | 6 |  |  |  | 55.1583 | 1
| LCA | Outside LA Basin | 10 | Average Weekday | SCE | 1-in-2 | 2022 | 7 |  |  |  | 54.49 | 1
| LCA | Outside LA Basin | 10 | Average Weekday | SCE | 1-in-2 | 2022 | 8 |  |  |  | 53.6358 | 1
| LCA | Outside LA Basin | 10 | Average Weekday | SCE | 1-in-2 | 2022 | 9 |  |  |  | 54.4171 | 1
| LCA | Outside LA Basin | 10 | Average Weekday | SCE | 1-in-2 | 2022 | 10 |  |  |  | 57.9545 | 1
| LCA | Outside LA Basin | 10 | Average Weekday | SCE | 1-in-2 | 2022 | 11 |  |  |  | 61.7414 | 1
| LCA | Outside LA Basin | 10 | Average Weekday | SCE | 1-in-2 | 2022 | 12 |  |  |  | 65.9167 | 1
| LCA | Outside LA Basin | 10 | Average Weekday | SCE | 1-in-2 | 2022 | 13 |  |  |  | 68.9416 | 1
| LCA | Outside LA Basin | 10 | Average Weekday | SCE | 1-in-2 | 2022 | 14 |  |  |  | 71.197 | 1
| LCA | Outside LA Basin | 10 | Average Weekday | SCE | 1-in-2 | 2022 | 15 |  |  |  | 72.6184 | 1
| LCA | Outside LA Basin | 10 | Average Weekday | SCE | 1-in-2 | 2022 | 16 |  |  |  | 73.7341 | 1
| LCA | Outside LA Basin | 10 | Average Weekday | SCE | 1-in-2 | 2022 | 17 |  |  |  | 74.2117 | 1
| LCA | Outside LA Basin | 10 | Average Weekday | SCE | 1-in-2 | 2022 | 18 |  |  |  | 73.7775 | 1
| LCA | Outside LA Basin | 10 | Average Weekday | SCE | 1-in-2 | 2022 | 19 |  |  |  | 72.1593 | 1
| LCA | Outside LA Basin | 10 | Average Weekday | SCE | 1-in-2 | 2022 | 20 |  |  |  | 69.4478 | 1
| LCA | Outside LA Basin | 10 | Average Weekday | SCE | 1-in-2 | 2022 | 21 |  |  |  | 66.7659 | 1
| LCA | Outside LA Basin | 10 | Average Weekday | SCE | 1-in-2 | 2022 | 22 |  |  |  | 64.546 | 1
| LCA | Outside LA Basin | 10 | Average Weekday | SCE | 1-in-2 | 2022 | 23 |  |  |  | 62.7739 | 1
| LCA | Outside LA Basin | 10 | Average Weekday | SCE | 1-in-2 | 2022 | 24 |  |  |  | 61.2232 | 1
| LCA | Outside LA Basin | 10 | Monthly System Peak Day | SCE | 1-in-2 | 2022 | 1 |  |  |  | 63.64 | 1
| LCA | Outside LA Basin | 10 | Monthly System Peak Day | SCE | 1-in-2 | 2022 | 2 |  |  |  | 62 | 1
| LCA | Outside LA Basin | 10 | Monthly System Peak Day | SCE | 1-in-2 | 2022 | 3 |  |  |  | 60.68 | 1
| LCA | Outside LA Basin | 10 | Monthly System Peak Day | SCE | 1-in-2 | 2022 | 4 |  |  |  | 59.6367 | 1
| LCA | Outside LA Basin | 10 | Monthly System Peak Day | SCE | 1-in-2 | 2022 | 5 |  |  |  | 58.04 | 1
| LCA | Outside LA Basin | 10 | Monthly System Peak Day | SCE | 1-in-2 | 2022 | 6 |  |  |  | 57.4667 | 1
| LCA | Outside LA Basin | 10 | Monthly System Peak Day | SCE | 1-in-2 | 2022 | 7 |  |  |  | 55.4333 | 1
| LCA | Outside LA Basin | 10 | Monthly System Peak Day | SCE | 1-in-2 | 2022 | 8 |  |  |  | 55.1433 | 1
| LCA | Outside LA Basin | 10 | Monthly System Peak Day | SCE | 1-in-2 | 2022 | 9 |  |  |  | 56.5233 | 1
| LCA | Outside LA Basin | 10 | Monthly System Peak Day | SCE | 1-in-2 | 2022 | 10 |  |  |  | 60.3667 | 1
| LCA | Outside LA Basin | 10 | Monthly System Peak Day | SCE | 1-in-2 | 2022 | 11 |  |  |  | 65.6933 | 1
| LCA | Outside LA Basin | 10 | Monthly System Peak Day | SCE | 1-in-2 | 2022 | 12 |  |  |  | 71.3633 | 1
| LCA | Outside LA Basin | 10 | Monthly System Peak Day | SCE | 1-in-2 | 2022 | 13 |  |  |  | 75.4 | 1
| LCA | Outside LA Basin | 10 | Monthly System Peak Day | SCE | 1-in-2 | 2022 | 14 |  |  |  | 77.8667 | 1
| LCA | Outside LA Basin | 10 | Monthly System Peak Day | SCE | 1-in-2 | 2022 | 15 |  |  |  | 80.0667 | 1
| LCA | Outside LA Basin | 10 | Monthly System Peak Day | SCE | 1-in-2 | 2022 | 16 |  |  |  | 81.4333 | 1
| LCA | Outside LA Basin | 10 | Monthly System Peak Day | SCE | 1-in-2 | 2022 | 17 |  |  |  | 82.6 | 1
| LCA | Outside LA Basin | 10 | Monthly System Peak Day | SCE | 1-in-2 | 2022 | 18 |  |  |  | 82.6 | 1
| LCA | Outside LA Basin | 10 | Monthly System Peak Day | SCE | 1-in-2 | 2022 | 19 |  |  |  | 81.5 | 1
| LCA | Outside LA Basin | 10 | Monthly System Peak Day | SCE | 1-in-2 | 2022 | 20 |  |  |  | 79.6667 | 1
| LCA | Outside LA Basin | 10 | Monthly System Peak Day | SCE | 1-in-2 | 2022 | 21 |  |  |  | 76.4 | 1
| LCA | Outside LA Basin | 10 | Monthly System Peak Day | SCE | 1-in-2 | 2022 | 22 |  |  |  | 73.4567 | 1
| LCA | Outside LA Basin | 10 | Monthly System Peak Day | SCE | 1-in-2 | 2022 | 23 |  |  |  | 70.2367 | 1
| LCA | Outside LA Basin | 10 | Monthly System Peak Day | SCE | 1-in-2 | 2022 | 24 |  |  |  | 68.1933 | 1
| LCA | Outside LA Basin | 11 | Average Weekday | SCE | 1-in-2 | 2022 | 1 |  |  |  | 50.3167 | 1
| LCA | Outside LA Basin | 11 | Average Weekday | SCE | 1-in-2 | 2022 | 2 |  |  |  | 49.3569 | 1
| LCA | Outside LA Basin | 11 | Average Weekday | SCE | 1-in-2 | 2022 | 3 |  |  |  | 48.4878 | 1
| LCA | Outside LA Basin | 11 | Average Weekday | SCE | 1-in-2 | 2022 | 4 |  |  |  | 47.5462 | 1
| LCA | Outside LA Basin | 11 | Average Weekday | SCE | 1-in-2 | 2022 | 5 |  |  |  | 46.7327 | 1
| LCA | Outside LA Basin | 11 | Average Weekday | SCE | 1-in-2 | 2022 | 6 |  |  |  | 46.0488 | 1
| LCA | Outside LA Basin | 11 | Average Weekday | SCE | 1-in-2 | 2022 | 7 |  |  |  | 45.52 | 1
| LCA | Outside LA Basin | 11 | Average Weekday | SCE | 1-in-2 | 2022 | 8 |  |  |  | 45.3154 | 1
| LCA | Outside LA Basin | 11 | Average Weekday | SCE | 1-in-2 | 2022 | 9 |  |  |  | 47.3197 | 1
| LCA | Outside LA Basin | 11 | Average Weekday | SCE | 1-in-2 | 2022 | 10 |  |  |  | 50.8691 | 1
| LCA | Outside LA Basin | 11 | Average Weekday | SCE | 1-in-2 | 2022 | 11 |  |  |  | 54.8616 | 1
| LCA | Outside LA Basin | 11 | Average Weekday | SCE | 1-in-2 | 2022 | 12 |  |  |  | 58.2734 | 1
| LCA | Outside LA Basin | 11 | Average Weekday | SCE | 1-in-2 | 2022 | 13 |  |  |  | 60.7605 | 1
| LCA | Outside LA Basin | 11 | Average Weekday | SCE | 1-in-2 | 2022 | 14 |  |  |  | 62.569 | 1
| LCA | Outside LA Basin | 11 | Average Weekday | SCE | 1-in-2 | 2022 | 15 |  |  |  | 63.734 | 1
| LCA | Outside LA Basin | 11 | Average Weekday | SCE | 1-in-2 | 2022 | 16 |  |  |  | 64.2435 | 1
| LCA | Outside LA Basin | 11 | Average Weekday | SCE | 1-in-2 | 2022 | 17 |  |  |  | 63.9308 | 1
| LCA | Outside LA Basin | 11 | Average Weekday | SCE | 1-in-2 | 2022 | 18 |  |  |  | 62.2643 | 1
| LCA | Outside LA Basin | 11 | Average Weekday | SCE | 1-in-2 | 2022 | 19 |  |  |  | 59.8024 | 1
| LCA | Outside LA Basin | 11 | Average Weekday | SCE | 1-in-2 | 2022 | 20 |  |  |  | 57.6427 | 1
| LCA | Outside LA Basin | 11 | Average Weekday | SCE | 1-in-2 | 2022 | 21 |  |  |  | 55.6085 | 1
| LCA | Outside LA Basin | 11 | Average Weekday | SCE | 1-in-2 | 2022 | 22 |  |  |  | 54.1119 | 1
| LCA | Outside LA Basin | 11 | Average Weekday | SCE | 1-in-2 | 2022 | 23 |  |  |  | 52.8488 | 1
| LCA | Outside LA Basin | 11 | Average Weekday | SCE | 1-in-2 | 2022 | 24 |  |  |  | 51.6978 | 1
| LCA | Outside LA Basin | 11 | Monthly System Peak Day | SCE | 1-in-2 | 2022 | 1 |  |  |  | 55.42 | 1
| LCA | Outside LA Basin | 11 | Monthly System Peak Day | SCE | 1-in-2 | 2022 | 2 |  |  |  | 53.26 | 1
| LCA | Outside LA Basin | 11 | Monthly System Peak Day | SCE | 1-in-2 | 2022 | 3 |  |  |  | 52.3233 | 1
| LCA | Outside LA Basin | 11 | Monthly System Peak Day | SCE | 1-in-2 | 2022 | 4 |  |  |  | 50.53 | 1
| LCA | Outside LA Basin | 11 | Monthly System Peak Day | SCE | 1-in-2 | 2022 | 5 |  |  |  | 49.4333 | 1
| LCA | Outside LA Basin | 11 | Monthly System Peak Day | SCE | 1-in-2 | 2022 | 6 |  |  |  | 48.84 | 1
| LCA | Outside LA Basin | 11 | Monthly System Peak Day | SCE | 1-in-2 | 2022 | 7 |  |  |  | 48.4367 | 1
| LCA | Outside LA Basin | 11 | Monthly System Peak Day | SCE | 1-in-2 | 2022 | 8 |  |  |  | 48.8867 | 1
| LCA | Outside LA Basin | 11 | Monthly System Peak Day | SCE | 1-in-2 | 2022 | 9 |  |  |  | 50.3233 | 1
| LCA | Outside LA Basin | 11 | Monthly System Peak Day | SCE | 1-in-2 | 2022 | 10 |  |  |  | 54.6 | 1
| LCA | Outside LA Basin | 11 | Monthly System Peak Day | SCE | 1-in-2 | 2022 | 11 |  |  |  | 60.1 | 1
| LCA | Outside LA Basin | 11 | Monthly System Peak Day | SCE | 1-in-2 | 2022 | 12 |  |  |  | 65.17 | 1
| LCA | Outside LA Basin | 11 | Monthly System Peak Day | SCE | 1-in-2 | 2022 | 13 |  |  |  | 69.0433 | 1
| LCA | Outside LA Basin | 11 | Monthly System Peak Day | SCE | 1-in-2 | 2022 | 14 |  |  |  | 71.8667 | 1
| LCA | Outside LA Basin | 11 | Monthly System Peak Day | SCE | 1-in-2 | 2022 | 15 |  |  |  | 73.5 | 1
| LCA | Outside LA Basin | 11 | Monthly System Peak Day | SCE | 1-in-2 | 2022 | 16 |  |  |  | 74.9333 | 1
| LCA | Outside LA Basin | 11 | Monthly System Peak Day | SCE | 1-in-2 | 2022 | 17 |  |  |  | 75.4 | 1
| LCA | Outside LA Basin | 11 | Monthly System Peak Day | SCE | 1-in-2 | 2022 | 18 |  |  |  | 74.4667 | 1
| LCA | Outside LA Basin | 11 | Monthly System Peak Day | SCE | 1-in-2 | 2022 | 19 |  |  |  | 72.0267 | 1
| LCA | Outside LA Basin | 11 | Monthly System Peak Day | SCE | 1-in-2 | 2022 | 20 |  |  |  | 69.2733 | 1
| LCA | Outside LA Basin | 11 | Monthly System Peak Day | SCE | 1-in-2 | 2022 | 21 |  |  |  | 66.08 | 1
| LCA | Outside LA Basin | 11 | Monthly System Peak Day | SCE | 1-in-2 | 2022 | 22 |  |  |  | 62.71 | 1
| LCA | Outside LA Basin | 11 | Monthly System Peak Day | SCE | 1-in-2 | 2022 | 23 |  |  |  | 60.74 | 1
| LCA | Outside LA Basin | 11 | Monthly System Peak Day | SCE | 1-in-2 | 2022 | 24 |  |  |  | 58.7433 | 1
| LCA | Outside LA Basin | 12 | Average Weekday | SCE | 1-in-2 | 2022 | 1 |  |  |  | 45.0921 | 1
| LCA | Outside LA Basin | 12 | Average Weekday | SCE | 1-in-2 | 2022 | 2 |  |  |  | 44.3702 | 1
| LCA | Outside LA Basin | 12 | Average Weekday | SCE | 1-in-2 | 2022 | 3 |  |  |  | 43.7639 | 1
| LCA | Outside LA Basin | 12 | Average Weekday | SCE | 1-in-2 | 2022 | 4 |  |  |  | 42.9765 | 1
| LCA | Outside LA Basin | 12 | Average Weekday | SCE | 1-in-2 | 2022 | 5 |  |  |  | 42.3767 | 1
| LCA | Outside LA Basin | 12 | Average Weekday | SCE | 1-in-2 | 2022 | 6 |  |  |  | 41.9821 | 1
| LCA | Outside LA Basin | 12 | Average Weekday | SCE | 1-in-2 | 2022 | 7 |  |  |  | 41.6482 | 1
| LCA | Outside LA Basin | 12 | Average Weekday | SCE | 1-in-2 | 2022 | 8 |  |  |  | 41.6843 | 1
| LCA | Outside LA Basin | 12 | Average Weekday | SCE | 1-in-2 | 2022 | 9 |  |  |  | 42.0668 | 1
| LCA | Outside LA Basin | 12 | Average Weekday | SCE | 1-in-2 | 2022 | 10 |  |  |  | 44.0885 | 1
| LCA | Outside LA Basin | 12 | Average Weekday | SCE | 1-in-2 | 2022 | 11 |  |  |  | 46.8469 | 1
| LCA | Outside LA Basin | 12 | Average Weekday | SCE | 1-in-2 | 2022 | 12 |  |  |  | 49.5349 | 1
| LCA | Outside LA Basin | 12 | Average Weekday | SCE | 1-in-2 | 2022 | 13 |  |  |  | 51.4815 | 1
| LCA | Outside LA Basin | 12 | Average Weekday | SCE | 1-in-2 | 2022 | 14 |  |  |  | 52.9409 | 1
| LCA | Outside LA Basin | 12 | Average Weekday | SCE | 1-in-2 | 2022 | 15 |  |  |  | 54.0926 | 1
| LCA | Outside LA Basin | 12 | Average Weekday | SCE | 1-in-2 | 2022 | 16 |  |  |  | 54.4437 | 1
| LCA | Outside LA Basin | 12 | Average Weekday | SCE | 1-in-2 | 2022 | 17 |  |  |  | 54.2707 | 1
| LCA | Outside LA Basin | 12 | Average Weekday | SCE | 1-in-2 | 2022 | 18 |  |  |  | 52.7977 | 1
| LCA | Outside LA Basin | 12 | Average Weekday | SCE | 1-in-2 | 2022 | 19 |  |  |  | 50.9346 | 1
| LCA | Outside LA Basin | 12 | Average Weekday | SCE | 1-in-2 | 2022 | 20 |  |  |  | 49.4582 | 1
| LCA | Outside LA Basin | 12 | Average Weekday | SCE | 1-in-2 | 2022 | 21 |  |  |  | 48.0147 | 1
| LCA | Outside LA Basin | 12 | Average Weekday | SCE | 1-in-2 | 2022 | 22 |  |  |  | 46.8687 | 1
| LCA | Outside LA Basin | 12 | Average Weekday | SCE | 1-in-2 | 2022 | 23 |  |  |  | 45.9316 | 1
| LCA | Outside LA Basin | 12 | Average Weekday | SCE | 1-in-2 | 2022 | 24 |  |  |  | 45.0562 | 1
| LCA | Outside LA Basin | 12 | Monthly System Peak Day | SCE | 1-in-2 | 2022 | 1 |  |  |  | 32.01 | 1
| LCA | Outside LA Basin | 12 | Monthly System Peak Day | SCE | 1-in-2 | 2022 | 2 |  |  |  | 31.58 | 1
| LCA | Outside LA Basin | 12 | Monthly System Peak Day | SCE | 1-in-2 | 2022 | 3 |  |  |  | 30.7 | 1
| LCA | Outside LA Basin | 12 | Monthly System Peak Day | SCE | 1-in-2 | 2022 | 4 |  |  |  | 29.6667 | 1
| LCA | Outside LA Basin | 12 | Monthly System Peak Day | SCE | 1-in-2 | 2022 | 5 |  |  |  | 28.1867 | 1
| LCA | Outside LA Basin | 12 | Monthly System Peak Day | SCE | 1-in-2 | 2022 | 6 |  |  |  | 27.6067 | 1
| LCA | Outside LA Basin | 12 | Monthly System Peak Day | SCE | 1-in-2 | 2022 | 7 |  |  |  | 27.9167 | 1
| LCA | Outside LA Basin | 12 | Monthly System Peak Day | SCE | 1-in-2 | 2022 | 8 |  |  |  | 26.9333 | 1
| LCA | Outside LA Basin | 12 | Monthly System Peak Day | SCE | 1-in-2 | 2022 | 9 |  |  |  | 28.0667 | 1
| LCA | Outside LA Basin | 12 | Monthly System Peak Day | SCE | 1-in-2 | 2022 | 10 |  |  |  | 32.0067 | 1
| LCA | Outside LA Basin | 12 | Monthly System Peak Day | SCE | 1-in-2 | 2022 | 11 |  |  |  | 35.99 | 1
| LCA | Outside LA Basin | 12 | Monthly System Peak Day | SCE | 1-in-2 | 2022 | 12 |  |  |  | 39.0633 | 1
| LCA | Outside LA Basin | 12 | Monthly System Peak Day | SCE | 1-in-2 | 2022 | 13 |  |  |  | 40.5267 | 1
| LCA | Outside LA Basin | 12 | Monthly System Peak Day | SCE | 1-in-2 | 2022 | 14 |  |  |  | 41.93 | 1
| LCA | Outside LA Basin | 12 | Monthly System Peak Day | SCE | 1-in-2 | 2022 | 15 |  |  |  | 43.4467 | 1
| LCA | Outside LA Basin | 12 | Monthly System Peak Day | SCE | 1-in-2 | 2022 | 16 |  |  |  | 44.38 | 1
| LCA | Outside LA Basin | 12 | Monthly System Peak Day | SCE | 1-in-2 | 2022 | 17 |  |  |  | 44.5667 | 1
| LCA | Outside LA Basin | 12 | Monthly System Peak Day | SCE | 1-in-2 | 2022 | 18 |  |  |  | 43.1667 | 1
| LCA | Outside LA Basin | 12 | Monthly System Peak Day | SCE | 1-in-2 | 2022 | 19 |  |  |  | 40.54 | 1
| LCA | Outside LA Basin | 12 | Monthly System Peak Day | SCE | 1-in-2 | 2022 | 20 |  |  |  | 37.9467 | 1
| LCA | Outside LA Basin | 12 | Monthly System Peak Day | SCE | 1-in-2 | 2022 | 21 |  |  |  | 35.7167 | 1
| LCA | Outside LA Basin | 12 | Monthly System Peak Day | SCE | 1-in-2 | 2022 | 22 |  |  |  | 34.31 | 1
| LCA | Outside LA Basin | 12 | Monthly System Peak Day | SCE | 1-in-2 | 2022 | 23 |  |  |  | 33.5767 | 1
| LCA | Outside LA Basin | 12 | Monthly System Peak Day | SCE | 1-in-2 | 2022 | 24 |  |  |  | 31.0067 | 1
| LCA | Outside LA Basin | 1 | Average Weekday | SCE | 1-in-2 | 2023 | 1 |  |  |  | 42.7993 | 1
| LCA | Outside LA Basin | 1 | Average Weekday | SCE | 1-in-2 | 2023 | 2 |  |  |  | 41.7604 | 1
| LCA | Outside LA Basin | 1 | Average Weekday | SCE | 1-in-2 | 2023 | 3 |  |  |  | 40.7429 | 1
| LCA | Outside LA Basin | 1 | Average Weekday | SCE | 1-in-2 | 2023 | 4 |  |  |  | 39.9359 | 1
| LCA | Outside LA Basin | 1 | Average Weekday | SCE | 1-in-2 | 2023 | 5 |  |  |  | 39.1415 | 1
| LCA | Outside LA Basin | 1 | Average Weekday | SCE | 1-in-2 | 2023 | 6 |  |  |  | 38.8219 | 1
| LCA | Outside LA Basin | 1 | Average Weekday | SCE | 1-in-2 | 2023 | 7 |  |  |  | 38.0672 | 1
| LCA | Outside LA Basin | 1 | Average Weekday | SCE | 1-in-2 | 2023 | 8 |  |  |  | 37.6109 | 1
| LCA | Outside LA Basin | 1 | Average Weekday | SCE | 1-in-2 | 2023 | 9 |  |  |  | 38.4194 | 1
| LCA | Outside LA Basin | 1 | Average Weekday | SCE | 1-in-2 | 2023 | 10 |  |  |  | 41.5477 | 1
| LCA | Outside LA Basin | 1 | Average Weekday | SCE | 1-in-2 | 2023 | 11 |  |  |  | 45.908 | 1
| LCA | Outside LA Basin | 1 | Average Weekday | SCE | 1-in-2 | 2023 | 12 |  |  |  | 50.9033 | 1
| LCA | Outside LA Basin | 1 | Average Weekday | SCE | 1-in-2 | 2023 | 13 |  |  |  | 54.1978 | 1
| LCA | Outside LA Basin | 1 | Average Weekday | SCE | 1-in-2 | 2023 | 14 |  |  |  | 56.4792 | 1
| LCA | Outside LA Basin | 1 | Average Weekday | SCE | 1-in-2 | 2023 | 15 |  |  |  | 58.1691 | 1
| LCA | Outside LA Basin | 1 | Average Weekday | SCE | 1-in-2 | 2023 | 16 |  |  |  | 59.1143 | 1
| LCA | Outside LA Basin | 1 | Average Weekday | SCE | 1-in-2 | 2023 | 17 |  |  |  | 59.0482 | 1
| LCA | Outside LA Basin | 1 | Average Weekday | SCE | 1-in-2 | 2023 | 18 |  |  |  | 57.7988 | 1
| LCA | Outside LA Basin | 1 | Average Weekday | SCE | 1-in-2 | 2023 | 19 |  |  |  | 55.1406 | 1
| LCA | Outside LA Basin | 1 | Average Weekday | SCE | 1-in-2 | 2023 | 20 |  |  |  | 52.232 | 1
| LCA | Outside LA Basin | 1 | Average Weekday | SCE | 1-in-2 | 2023 | 21 |  |  |  | 49.7834 | 1
| LCA | Outside LA Basin | 1 | Average Weekday | SCE | 1-in-2 | 2023 | 22 |  |  |  | 48.125 | 1
| LCA | Outside LA Basin | 1 | Average Weekday | SCE | 1-in-2 | 2023 | 23 |  |  |  | 46.5186 | 1
| LCA | Outside LA Basin | 1 | Average Weekday | SCE | 1-in-2 | 2023 | 24 |  |  |  | 45.2073 | 1
| LCA | Outside LA Basin | 1 | Monthly System Peak Day | SCE | 1-in-2 | 2023 | 1 |  |  |  | 35.7933 | 1
| LCA | Outside LA Basin | 1 | Monthly System Peak Day | SCE | 1-in-2 | 2023 | 2 |  |  |  | 34.8567 | 1
| LCA | Outside LA Basin | 1 | Monthly System Peak Day | SCE | 1-in-2 | 2023 | 3 |  |  |  | 33.8267 | 1
| LCA | Outside LA Basin | 1 | Monthly System Peak Day | SCE | 1-in-2 | 2023 | 4 |  |  |  | 34.54 | 1
| LCA | Outside LA Basin | 1 | Monthly System Peak Day | SCE | 1-in-2 | 2023 | 5 |  |  |  | 33.1433 | 1
| LCA | Outside LA Basin | 1 | Monthly System Peak Day | SCE | 1-in-2 | 2023 | 6 |  |  |  | 32.78 | 1
| LCA | Outside LA Basin | 1 | Monthly System Peak Day | SCE | 1-in-2 | 2023 | 7 |  |  |  | 32.9633 | 1
| LCA | Outside LA Basin | 1 | Monthly System Peak Day | SCE | 1-in-2 | 2023 | 8 |  |  |  | 32.38 | 1
| LCA | Outside LA Basin | 1 | Monthly System Peak Day | SCE | 1-in-2 | 2023 | 9 |  |  |  | 33.07 | 1
| LCA | Outside LA Basin | 1 | Monthly System Peak Day | SCE | 1-in-2 | 2023 | 10 |  |  |  | 35.4767 | 1
| LCA | Outside LA Basin | 1 | Monthly System Peak Day | SCE | 1-in-2 | 2023 | 11 |  |  |  | 38.8733 | 1
| LCA | Outside LA Basin | 1 | Monthly System Peak Day | SCE | 1-in-2 | 2023 | 12 |  |  |  | 42.2133 | 1
| LCA | Outside LA Basin | 1 | Monthly System Peak Day | SCE | 1-in-2 | 2023 | 13 |  |  |  | 45.2233 | 1
| LCA | Outside LA Basin | 1 | Monthly System Peak Day | SCE | 1-in-2 | 2023 | 14 |  |  |  | 48.8767 | 1
| LCA | Outside LA Basin | 1 | Monthly System Peak Day | SCE | 1-in-2 | 2023 | 15 |  |  |  | 47.8033 | 1
| LCA | Outside LA Basin | 1 | Monthly System Peak Day | SCE | 1-in-2 | 2023 | 16 |  |  |  | 47.0367 | 1
| LCA | Outside LA Basin | 1 | Monthly System Peak Day | SCE | 1-in-2 | 2023 | 17 |  |  |  | 47.32 | 1
| LCA | Outside LA Basin | 1 | Monthly System Peak Day | SCE | 1-in-2 | 2023 | 18 |  |  |  | 46.11 | 1
| LCA | Outside LA Basin | 1 | Monthly System Peak Day | SCE | 1-in-2 | 2023 | 19 |  |  |  | 44.34 | 1
| LCA | Outside LA Basin | 1 | Monthly System Peak Day | SCE | 1-in-2 | 2023 | 20 |  |  |  | 42.3967 | 1
| LCA | Outside LA Basin | 1 | Monthly System Peak Day | SCE | 1-in-2 | 2023 | 21 |  |  |  | 41.58 | 1
| LCA | Outside LA Basin | 1 | Monthly System Peak Day | SCE | 1-in-2 | 2023 | 22 |  |  |  | 41.57 | 1
| LCA | Outside LA Basin | 1 | Monthly System Peak Day | SCE | 1-in-2 | 2023 | 23 |  |  |  | 40.4967 | 1
| LCA | Outside LA Basin | 1 | Monthly System Peak Day | SCE | 1-in-2 | 2023 | 24 |  |  |  | 39.53 | 1
| LCA | Outside LA Basin | 2 | Average Weekday | SCE | 1-in-2 | 2023 | 1 |  |  |  | 45.8051 | 1
| LCA | Outside LA Basin | 2 | Average Weekday | SCE | 1-in-2 | 2023 | 2 |  |  |  | 44.7657 | 1
| LCA | Outside LA Basin | 2 | Average Weekday | SCE | 1-in-2 | 2023 | 3 |  |  |  | 43.8638 | 1
| LCA | Outside LA Basin | 2 | Average Weekday | SCE | 1-in-2 | 2023 | 4 |  |  |  | 43.1001 | 1
| LCA | Outside LA Basin | 2 | Average Weekday | SCE | 1-in-2 | 2023 | 5 |  |  |  | 42.0324 | 1
| LCA | Outside LA Basin | 2 | Average Weekday | SCE | 1-in-2 | 2023 | 6 |  |  |  | 41.2169 | 1
| LCA | Outside LA Basin | 2 | Average Weekday | SCE | 1-in-2 | 2023 | 7 |  |  |  | 40.7883 | 1
| LCA | Outside LA Basin | 2 | Average Weekday | SCE | 1-in-2 | 2023 | 8 |  |  |  | 40.4625 | 1
| LCA | Outside LA Basin | 2 | Average Weekday | SCE | 1-in-2 | 2023 | 9 |  |  |  | 41.828 | 1
| LCA | Outside LA Basin | 2 | Average Weekday | SCE | 1-in-2 | 2023 | 10 |  |  |  | 45.273 | 1
| LCA | Outside LA Basin | 2 | Average Weekday | SCE | 1-in-2 | 2023 | 11 |  |  |  | 49.4713 | 1
| LCA | Outside LA Basin | 2 | Average Weekday | SCE | 1-in-2 | 2023 | 12 |  |  |  | 52.8686 | 1
| LCA | Outside LA Basin | 2 | Average Weekday | SCE | 1-in-2 | 2023 | 13 |  |  |  | 55.5261 | 1
| LCA | Outside LA Basin | 2 | Average Weekday | SCE | 1-in-2 | 2023 | 14 |  |  |  | 57.4444 | 1
| LCA | Outside LA Basin | 2 | Average Weekday | SCE | 1-in-2 | 2023 | 15 |  |  |  | 58.6077 | 1
| LCA | Outside LA Basin | 2 | Average Weekday | SCE | 1-in-2 | 2023 | 16 |  |  |  | 59.1948 | 1
| LCA | Outside LA Basin | 2 | Average Weekday | SCE | 1-in-2 | 2023 | 17 |  |  |  | 59.302 | 1
| LCA | Outside LA Basin | 2 | Average Weekday | SCE | 1-in-2 | 2023 | 18 |  |  |  | 58.4631 | 1
| LCA | Outside LA Basin | 2 | Average Weekday | SCE | 1-in-2 | 2023 | 19 |  |  |  | 56.3507 | 1
| LCA | Outside LA Basin | 2 | Average Weekday | SCE | 1-in-2 | 2023 | 20 |  |  |  | 53.8282 | 1
| LCA | Outside LA Basin | 2 | Average Weekday | SCE | 1-in-2 | 2023 | 21 |  |  |  | 51.7142 | 1
| LCA | Outside LA Basin | 2 | Average Weekday | SCE | 1-in-2 | 2023 | 22 |  |  |  | 50.1008 | 1
| LCA | Outside LA Basin | 2 | Average Weekday | SCE | 1-in-2 | 2023 | 23 |  |  |  | 48.6919 | 1
| LCA | Outside LA Basin | 2 | Average Weekday | SCE | 1-in-2 | 2023 | 24 |  |  |  | 47.1528 | 1
| LCA | Outside LA Basin | 2 | Monthly System Peak Day | SCE | 1-in-2 | 2023 | 1 |  |  |  | 35.05 | 1
| LCA | Outside LA Basin | 2 | Monthly System Peak Day | SCE | 1-in-2 | 2023 | 2 |  |  |  | 34.3867 | 1
| LCA | Outside LA Basin | 2 | Monthly System Peak Day | SCE | 1-in-2 | 2023 | 3 |  |  |  | 34.5567 | 1
| LCA | Outside LA Basin | 2 | Monthly System Peak Day | SCE | 1-in-2 | 2023 | 4 |  |  |  | 34.5033 | 1
| LCA | Outside LA Basin | 2 | Monthly System Peak Day | SCE | 1-in-2 | 2023 | 5 |  |  |  | 34.02 | 1
| LCA | Outside LA Basin | 2 | Monthly System Peak Day | SCE | 1-in-2 | 2023 | 6 |  |  |  | 33.9433 | 1
| LCA | Outside LA Basin | 2 | Monthly System Peak Day | SCE | 1-in-2 | 2023 | 7 |  |  |  | 33.7267 | 1
| LCA | Outside LA Basin | 2 | Monthly System Peak Day | SCE | 1-in-2 | 2023 | 8 |  |  |  | 33.9167 | 1
| LCA | Outside LA Basin | 2 | Monthly System Peak Day | SCE | 1-in-2 | 2023 | 9 |  |  |  | 34.3967 | 1
| LCA | Outside LA Basin | 2 | Monthly System Peak Day | SCE | 1-in-2 | 2023 | 10 |  |  |  | 35.7233 | 1
| LCA | Outside LA Basin | 2 | Monthly System Peak Day | SCE | 1-in-2 | 2023 | 11 |  |  |  | 37.9567 | 1
| LCA | Outside LA Basin | 2 | Monthly System Peak Day | SCE | 1-in-2 | 2023 | 12 |  |  |  | 39.9933 | 1
| LCA | Outside LA Basin | 2 | Monthly System Peak Day | SCE | 1-in-2 | 2023 | 13 |  |  |  | 42.1833 | 1
| LCA | Outside LA Basin | 2 | Monthly System Peak Day | SCE | 1-in-2 | 2023 | 14 |  |  |  | 44.06 | 1
| LCA | Outside LA Basin | 2 | Monthly System Peak Day | SCE | 1-in-2 | 2023 | 15 |  |  |  | 45.9333 | 1
| LCA | Outside LA Basin | 2 | Monthly System Peak Day | SCE | 1-in-2 | 2023 | 16 |  |  |  | 47.18 | 1
| LCA | Outside LA Basin | 2 | Monthly System Peak Day | SCE | 1-in-2 | 2023 | 17 |  |  |  | 47.52 | 1
| LCA | Outside LA Basin | 2 | Monthly System Peak Day | SCE | 1-in-2 | 2023 | 18 |  |  |  | 47.1067 | 1
| LCA | Outside LA Basin | 2 | Monthly System Peak Day | SCE | 1-in-2 | 2023 | 19 |  |  |  | 45.2067 | 1
| LCA | Outside LA Basin | 2 | Monthly System Peak Day | SCE | 1-in-2 | 2023 | 20 |  |  |  | 43.6533 | 1
| LCA | Outside LA Basin | 2 | Monthly System Peak Day | SCE | 1-in-2 | 2023 | 21 |  |  |  | 42.0133 | 1
| LCA | Outside LA Basin | 2 | Monthly System Peak Day | SCE | 1-in-2 | 2023 | 22 |  |  |  | 40.6967 | 1
| LCA | Outside LA Basin | 2 | Monthly System Peak Day | SCE | 1-in-2 | 2023 | 23 |  |  |  | 40.0133 | 1
| LCA | Outside LA Basin | 2 | Monthly System Peak Day | SCE | 1-in-2 | 2023 | 24 |  |  |  | 39.2733 | 1
| LCA | Outside LA Basin | 3 | Average Weekday | SCE | 1-in-2 | 2023 | 1 |  |  |  | 50.5648 | 1
| LCA | Outside LA Basin | 3 | Average Weekday | SCE | 1-in-2 | 2023 | 2 |  |  |  | 49.5662 | 1
| LCA | Outside LA Basin | 3 | Average Weekday | SCE | 1-in-2 | 2023 | 3 |  |  |  | 48.4714 | 1
| LCA | Outside LA Basin | 3 | Average Weekday | SCE | 1-in-2 | 2023 | 4 |  |  |  | 47.8283 | 1
| LCA | Outside LA Basin | 3 | Average Weekday | SCE | 1-in-2 | 2023 | 5 |  |  |  | 46.9052 | 1
| LCA | Outside LA Basin | 3 | Average Weekday | SCE | 1-in-2 | 2023 | 6 |  |  |  | 46.17 | 1
| LCA | Outside LA Basin | 3 | Average Weekday | SCE | 1-in-2 | 2023 | 7 |  |  |  | 45.5217 | 1
| LCA | Outside LA Basin | 3 | Average Weekday | SCE | 1-in-2 | 2023 | 8 |  |  |  | 45.1175 | 1
| LCA | Outside LA Basin | 3 | Average Weekday | SCE | 1-in-2 | 2023 | 9 |  |  |  | 46.1368 | 1
| LCA | Outside LA Basin | 3 | Average Weekday | SCE | 1-in-2 | 2023 | 10 |  |  |  | 49.4075 | 1
| LCA | Outside LA Basin | 3 | Average Weekday | SCE | 1-in-2 | 2023 | 11 |  |  |  | 53.1608 | 1
| LCA | Outside LA Basin | 3 | Average Weekday | SCE | 1-in-2 | 2023 | 12 |  |  |  | 56.4497 | 1
| LCA | Outside LA Basin | 3 | Average Weekday | SCE | 1-in-2 | 2023 | 13 |  |  |  | 59.1687 | 1
| LCA | Outside LA Basin | 3 | Average Weekday | SCE | 1-in-2 | 2023 | 14 |  |  |  | 61.0428 | 1
| LCA | Outside LA Basin | 3 | Average Weekday | SCE | 1-in-2 | 2023 | 15 |  |  |  | 62.3557 | 1
| LCA | Outside LA Basin | 3 | Average Weekday | SCE | 1-in-2 | 2023 | 16 |  |  |  | 63.2505 | 1
| LCA | Outside LA Basin | 3 | Average Weekday | SCE | 1-in-2 | 2023 | 17 |  |  |  | 63.5652 | 1
| LCA | Outside LA Basin | 3 | Average Weekday | SCE | 1-in-2 | 2023 | 18 |  |  |  | 63.0934 | 1
| LCA | Outside LA Basin | 3 | Average Weekday | SCE | 1-in-2 | 2023 | 19 |  |  |  | 61.8806 | 1
| LCA | Outside LA Basin | 3 | Average Weekday | SCE | 1-in-2 | 2023 | 20 |  |  |  | 59.9275 | 1
| LCA | Outside LA Basin | 3 | Average Weekday | SCE | 1-in-2 | 2023 | 21 |  |  |  | 57.5472 | 1
| LCA | Outside LA Basin | 3 | Average Weekday | SCE | 1-in-2 | 2023 | 22 |  |  |  | 55.3093 | 1
| LCA | Outside LA Basin | 3 | Average Weekday | SCE | 1-in-2 | 2023 | 23 |  |  |  | 53.6298 | 1
| LCA | Outside LA Basin | 3 | Average Weekday | SCE | 1-in-2 | 2023 | 24 |  |  |  | 52.2265 | 1
| LCA | Outside LA Basin | 3 | Monthly System Peak Day | SCE | 1-in-2 | 2023 | 1 |  |  |  | 50.1467 | 1
| LCA | Outside LA Basin | 3 | Monthly System Peak Day | SCE | 1-in-2 | 2023 | 2 |  |  |  | 48.9233 | 1
| LCA | Outside LA Basin | 3 | Monthly System Peak Day | SCE | 1-in-2 | 2023 | 3 |  |  |  | 47.02 | 1
| LCA | Outside LA Basin | 3 | Monthly System Peak Day | SCE | 1-in-2 | 2023 | 4 |  |  |  | 46.39 | 1
| LCA | Outside LA Basin | 3 | Monthly System Peak Day | SCE | 1-in-2 | 2023 | 5 |  |  |  | 45.5167 | 1
| LCA | Outside LA Basin | 3 | Monthly System Peak Day | SCE | 1-in-2 | 2023 | 6 |  |  |  | 44.15 | 1
| LCA | Outside LA Basin | 3 | Monthly System Peak Day | SCE | 1-in-2 | 2023 | 7 |  |  |  | 42.9533 | 1
| LCA | Outside LA Basin | 3 | Monthly System Peak Day | SCE | 1-in-2 | 2023 | 8 |  |  |  | 42.4867 | 1
| LCA | Outside LA Basin | 3 | Monthly System Peak Day | SCE | 1-in-2 | 2023 | 9 |  |  |  | 43.23 | 1
| LCA | Outside LA Basin | 3 | Monthly System Peak Day | SCE | 1-in-2 | 2023 | 10 |  |  |  | 44.9167 | 1
| LCA | Outside LA Basin | 3 | Monthly System Peak Day | SCE | 1-in-2 | 2023 | 11 |  |  |  | 49.4633 | 1
| LCA | Outside LA Basin | 3 | Monthly System Peak Day | SCE | 1-in-2 | 2023 | 12 |  |  |  | 53.3167 | 1
| LCA | Outside LA Basin | 3 | Monthly System Peak Day | SCE | 1-in-2 | 2023 | 13 |  |  |  | 56.54 | 1
| LCA | Outside LA Basin | 3 | Monthly System Peak Day | SCE | 1-in-2 | 2023 | 14 |  |  |  | 59.1767 | 1
| LCA | Outside LA Basin | 3 | Monthly System Peak Day | SCE | 1-in-2 | 2023 | 15 |  |  |  | 61.4167 | 1
| LCA | Outside LA Basin | 3 | Monthly System Peak Day | SCE | 1-in-2 | 2023 | 16 |  |  |  | 63.2333 | 1
| LCA | Outside LA Basin | 3 | Monthly System Peak Day | SCE | 1-in-2 | 2023 | 17 |  |  |  | 64.2933 | 1
| LCA | Outside LA Basin | 3 | Monthly System Peak Day | SCE | 1-in-2 | 2023 | 18 |  |  |  | 64.4733 | 1
| LCA | Outside LA Basin | 3 | Monthly System Peak Day | SCE | 1-in-2 | 2023 | 19 |  |  |  | 63.6233 | 1
| LCA | Outside LA Basin | 3 | Monthly System Peak Day | SCE | 1-in-2 | 2023 | 20 |  |  |  | 61.6733 | 1
| LCA | Outside LA Basin | 3 | Monthly System Peak Day | SCE | 1-in-2 | 2023 | 21 |  |  |  | 58.8133 | 1
| LCA | Outside LA Basin | 3 | Monthly System Peak Day | SCE | 1-in-2 | 2023 | 22 |  |  |  | 57.0467 | 1
| LCA | Outside LA Basin | 3 | Monthly System Peak Day | SCE | 1-in-2 | 2023 | 23 |  |  |  | 54.9467 | 1
| LCA | Outside LA Basin | 3 | Monthly System Peak Day | SCE | 1-in-2 | 2023 | 24 |  |  |  | 52.9967 | 1
| LCA | Outside LA Basin | 4 | Average Weekday | SCE | 1-in-2 | 2023 | 1 |  |  |  | 55.4314 | 1
| LCA | Outside LA Basin | 4 | Average Weekday | SCE | 1-in-2 | 2023 | 2 |  |  |  | 54.0393 | 1
| LCA | Outside LA Basin | 4 | Average Weekday | SCE | 1-in-2 | 2023 | 3 |  |  |  | 53.0091 | 1
| LCA | Outside LA Basin | 4 | Average Weekday | SCE | 1-in-2 | 2023 | 4 |  |  |  | 51.8922 | 1
| LCA | Outside LA Basin | 4 | Average Weekday | SCE | 1-in-2 | 2023 | 5 |  |  |  | 50.9195 | 1
| LCA | Outside LA Basin | 4 | Average Weekday | SCE | 1-in-2 | 2023 | 6 |  |  |  | 49.939 | 1
| LCA | Outside LA Basin | 4 | Average Weekday | SCE | 1-in-2 | 2023 | 7 |  |  |  | 49.0993 | 1
| LCA | Outside LA Basin | 4 | Average Weekday | SCE | 1-in-2 | 2023 | 8 |  |  |  | 48.9968 | 1
| LCA | Outside LA Basin | 4 | Average Weekday | SCE | 1-in-2 | 2023 | 9 |  |  |  | 51.1425 | 1
| LCA | Outside LA Basin | 4 | Average Weekday | SCE | 1-in-2 | 2023 | 10 |  |  |  | 54.716 | 1
| LCA | Outside LA Basin | 4 | Average Weekday | SCE | 1-in-2 | 2023 | 11 |  |  |  | 58.5012 | 1
| LCA | Outside LA Basin | 4 | Average Weekday | SCE | 1-in-2 | 2023 | 12 |  |  |  | 61.5829 | 1
| LCA | Outside LA Basin | 4 | Average Weekday | SCE | 1-in-2 | 2023 | 13 |  |  |  | 64.4076 | 1
| LCA | Outside LA Basin | 4 | Average Weekday | SCE | 1-in-2 | 2023 | 14 |  |  |  | 66.5797 | 1
| LCA | Outside LA Basin | 4 | Average Weekday | SCE | 1-in-2 | 2023 | 15 |  |  |  | 67.984 | 1
| LCA | Outside LA Basin | 4 | Average Weekday | SCE | 1-in-2 | 2023 | 16 |  |  |  | 68.8393 | 1
| LCA | Outside LA Basin | 4 | Average Weekday | SCE | 1-in-2 | 2023 | 17 |  |  |  | 69.0253 | 1
| LCA | Outside LA Basin | 4 | Average Weekday | SCE | 1-in-2 | 2023 | 18 |  |  |  | 68.4056 | 1
| LCA | Outside LA Basin | 4 | Average Weekday | SCE | 1-in-2 | 2023 | 19 |  |  |  | 67.0783 | 1
| LCA | Outside LA Basin | 4 | Average Weekday | SCE | 1-in-2 | 2023 | 20 |  |  |  | 64.7131 | 1
| LCA | Outside LA Basin | 4 | Average Weekday | SCE | 1-in-2 | 2023 | 21 |  |  |  | 61.7427 | 1
| LCA | Outside LA Basin | 4 | Average Weekday | SCE | 1-in-2 | 2023 | 22 |  |  |  | 59.3168 | 1
| LCA | Outside LA Basin | 4 | Average Weekday | SCE | 1-in-2 | 2023 | 23 |  |  |  | 57.5233 | 1
| LCA | Outside LA Basin | 4 | Average Weekday | SCE | 1-in-2 | 2023 | 24 |  |  |  | 56.0273 | 1
| LCA | Outside LA Basin | 4 | Monthly System Peak Day | SCE | 1-in-2 | 2023 | 1 |  |  |  | 61.64 | 1
| LCA | Outside LA Basin | 4 | Monthly System Peak Day | SCE | 1-in-2 | 2023 | 2 |  |  |  | 59.72 | 1
| LCA | Outside LA Basin | 4 | Monthly System Peak Day | SCE | 1-in-2 | 2023 | 3 |  |  |  | 57.7433 | 1
| LCA | Outside LA Basin | 4 | Monthly System Peak Day | SCE | 1-in-2 | 2023 | 4 |  |  |  | 57.3967 | 1
| LCA | Outside LA Basin | 4 | Monthly System Peak Day | SCE | 1-in-2 | 2023 | 5 |  |  |  | 55.9733 | 1
| LCA | Outside LA Basin | 4 | Monthly System Peak Day | SCE | 1-in-2 | 2023 | 6 |  |  |  | 54.13 | 1
| LCA | Outside LA Basin | 4 | Monthly System Peak Day | SCE | 1-in-2 | 2023 | 7 |  |  |  | 53.4 | 1
| LCA | Outside LA Basin | 4 | Monthly System Peak Day | SCE | 1-in-2 | 2023 | 8 |  |  |  | 53.7033 | 1
| LCA | Outside LA Basin | 4 | Monthly System Peak Day | SCE | 1-in-2 | 2023 | 9 |  |  |  | 55.19 | 1
| LCA | Outside LA Basin | 4 | Monthly System Peak Day | SCE | 1-in-2 | 2023 | 10 |  |  |  | 58.9167 | 1
| LCA | Outside LA Basin | 4 | Monthly System Peak Day | SCE | 1-in-2 | 2023 | 11 |  |  |  | 64.7733 | 1
| LCA | Outside LA Basin | 4 | Monthly System Peak Day | SCE | 1-in-2 | 2023 | 12 |  |  |  | 70.5833 | 1
| LCA | Outside LA Basin | 4 | Monthly System Peak Day | SCE | 1-in-2 | 2023 | 13 |  |  |  | 75.6933 | 1
| LCA | Outside LA Basin | 4 | Monthly System Peak Day | SCE | 1-in-2 | 2023 | 14 |  |  |  | 79.3667 | 1
| LCA | Outside LA Basin | 4 | Monthly System Peak Day | SCE | 1-in-2 | 2023 | 15 |  |  |  | 80.9 | 1
| LCA | Outside LA Basin | 4 | Monthly System Peak Day | SCE | 1-in-2 | 2023 | 16 |  |  |  | 82.1667 | 1
| LCA | Outside LA Basin | 4 | Monthly System Peak Day | SCE | 1-in-2 | 2023 | 17 |  |  |  | 82.2333 | 1
| LCA | Outside LA Basin | 4 | Monthly System Peak Day | SCE | 1-in-2 | 2023 | 18 |  |  |  | 81.6 | 1
| LCA | Outside LA Basin | 4 | Monthly System Peak Day | SCE | 1-in-2 | 2023 | 19 |  |  |  | 80.5667 | 1
| LCA | Outside LA Basin | 4 | Monthly System Peak Day | SCE | 1-in-2 | 2023 | 20 |  |  |  | 78.5333 | 1
| LCA | Outside LA Basin | 4 | Monthly System Peak Day | SCE | 1-in-2 | 2023 | 21 |  |  |  | 75.2 | 1
| LCA | Outside LA Basin | 4 | Monthly System Peak Day | SCE | 1-in-2 | 2023 | 22 |  |  |  | 72.4667 | 1
| LCA | Outside LA Basin | 4 | Monthly System Peak Day | SCE | 1-in-2 | 2023 | 23 |  |  |  | 71.2 | 1
| LCA | Outside LA Basin | 4 | Monthly System Peak Day | SCE | 1-in-2 | 2023 | 24 |  |  |  | 69.2467 | 1
| LCA | Outside LA Basin | 5 | Average Weekday | SCE | 1-in-2 | 2023 | 1 |  |  |  | 62.137 | 1
| LCA | Outside LA Basin | 5 | Average Weekday | SCE | 1-in-2 | 2023 | 2 |  |  |  | 60.8508 | 1
| LCA | Outside LA Basin | 5 | Average Weekday | SCE | 1-in-2 | 2023 | 3 |  |  |  | 59.6166 | 1
| LCA | Outside LA Basin | 5 | Average Weekday | SCE | 1-in-2 | 2023 | 4 |  |  |  | 58.5375 | 1
| LCA | Outside LA Basin | 5 | Average Weekday | SCE | 1-in-2 | 2023 | 5 |  |  |  | 57.4615 | 1
| LCA | Outside LA Basin | 5 | Average Weekday | SCE | 1-in-2 | 2023 | 6 |  |  |  | 56.6158 | 1
| LCA | Outside LA Basin | 5 | Average Weekday | SCE | 1-in-2 | 2023 | 7 |  |  |  | 55.73 | 1
| LCA | Outside LA Basin | 5 | Average Weekday | SCE | 1-in-2 | 2023 | 8 |  |  |  | 56.6615 | 1
| LCA | Outside LA Basin | 5 | Average Weekday | SCE | 1-in-2 | 2023 | 9 |  |  |  | 59.8644 | 1
| LCA | Outside LA Basin | 5 | Average Weekday | SCE | 1-in-2 | 2023 | 10 |  |  |  | 63.6587 | 1
| LCA | Outside LA Basin | 5 | Average Weekday | SCE | 1-in-2 | 2023 | 11 |  |  |  | 67.2326 | 1
| LCA | Outside LA Basin | 5 | Average Weekday | SCE | 1-in-2 | 2023 | 12 |  |  |  | 70.5618 | 1
| LCA | Outside LA Basin | 5 | Average Weekday | SCE | 1-in-2 | 2023 | 13 |  |  |  | 73.2877 | 1
| LCA | Outside LA Basin | 5 | Average Weekday | SCE | 1-in-2 | 2023 | 14 |  |  |  | 75.0811 | 1
| LCA | Outside LA Basin | 5 | Average Weekday | SCE | 1-in-2 | 2023 | 15 |  |  |  | 76.3295 | 1
| LCA | Outside LA Basin | 5 | Average Weekday | SCE | 1-in-2 | 2023 | 16 |  |  |  | 77.0623 | 1
| LCA | Outside LA Basin | 5 | Average Weekday | SCE | 1-in-2 | 2023 | 17 |  |  |  | 77.2838 | 1
| LCA | Outside LA Basin | 5 | Average Weekday | SCE | 1-in-2 | 2023 | 18 |  |  |  | 76.6675 | 1
| LCA | Outside LA Basin | 5 | Average Weekday | SCE | 1-in-2 | 2023 | 19 |  |  |  | 75.2703 | 1
| LCA | Outside LA Basin | 5 | Average Weekday | SCE | 1-in-2 | 2023 | 20 |  |  |  | 72.9802 | 1
| LCA | Outside LA Basin | 5 | Average Weekday | SCE | 1-in-2 | 2023 | 21 |  |  |  | 69.5905 | 1
| LCA | Outside LA Basin | 5 | Average Weekday | SCE | 1-in-2 | 2023 | 22 |  |  |  | 66.5993 | 1
| LCA | Outside LA Basin | 5 | Average Weekday | SCE | 1-in-2 | 2023 | 23 |  |  |  | 64.7036 | 1
| LCA | Outside LA Basin | 5 | Average Weekday | SCE | 1-in-2 | 2023 | 24 |  |  |  | 63.0014 | 1
| LCA | Outside LA Basin | 5 | Monthly System Peak Day | SCE | 1-in-2 | 2023 | 1 |  |  |  | 67.2867 | 1
| LCA | Outside LA Basin | 5 | Monthly System Peak Day | SCE | 1-in-2 | 2023 | 2 |  |  |  | 65.1267 | 1
| LCA | Outside LA Basin | 5 | Monthly System Peak Day | SCE | 1-in-2 | 2023 | 3 |  |  |  | 64.1067 | 1
| LCA | Outside LA Basin | 5 | Monthly System Peak Day | SCE | 1-in-2 | 2023 | 4 |  |  |  | 62.5933 | 1
| LCA | Outside LA Basin | 5 | Monthly System Peak Day | SCE | 1-in-2 | 2023 | 5 |  |  |  | 60.6067 | 1
| LCA | Outside LA Basin | 5 | Monthly System Peak Day | SCE | 1-in-2 | 2023 | 6 |  |  |  | 60.18 | 1
| LCA | Outside LA Basin | 5 | Monthly System Peak Day | SCE | 1-in-2 | 2023 | 7 |  |  |  | 59.8233 | 1
| LCA | Outside LA Basin | 5 | Monthly System Peak Day | SCE | 1-in-2 | 2023 | 8 |  |  |  | 59.8433 | 1
| LCA | Outside LA Basin | 5 | Monthly System Peak Day | SCE | 1-in-2 | 2023 | 9 |  |  |  | 60.9633 | 1
| LCA | Outside LA Basin | 5 | Monthly System Peak Day | SCE | 1-in-2 | 2023 | 10 |  |  |  | 66.41 | 1
| LCA | Outside LA Basin | 5 | Monthly System Peak Day | SCE | 1-in-2 | 2023 | 11 |  |  |  | 71.1333 | 1
| LCA | Outside LA Basin | 5 | Monthly System Peak Day | SCE | 1-in-2 | 2023 | 12 |  |  |  | 75.33 | 1
| LCA | Outside LA Basin | 5 | Monthly System Peak Day | SCE | 1-in-2 | 2023 | 13 |  |  |  | 79.1 | 1
| LCA | Outside LA Basin | 5 | Monthly System Peak Day | SCE | 1-in-2 | 2023 | 14 |  |  |  | 81.1667 | 1
| LCA | Outside LA Basin | 5 | Monthly System Peak Day | SCE | 1-in-2 | 2023 | 15 |  |  |  | 83.1333 | 1
| LCA | Outside LA Basin | 5 | Monthly System Peak Day | SCE | 1-in-2 | 2023 | 16 |  |  |  | 85.4 | 1
| LCA | Outside LA Basin | 5 | Monthly System Peak Day | SCE | 1-in-2 | 2023 | 17 |  |  |  | 86.3667 | 1
| LCA | Outside LA Basin | 5 | Monthly System Peak Day | SCE | 1-in-2 | 2023 | 18 |  |  |  | 86.4 | 1
| LCA | Outside LA Basin | 5 | Monthly System Peak Day | SCE | 1-in-2 | 2023 | 19 |  |  |  | 85.9667 | 1
| LCA | Outside LA Basin | 5 | Monthly System Peak Day | SCE | 1-in-2 | 2023 | 20 |  |  |  | 83.2333 | 1
| LCA | Outside LA Basin | 5 | Monthly System Peak Day | SCE | 1-in-2 | 2023 | 21 |  |  |  | 78.9 | 1
| LCA | Outside LA Basin | 5 | Monthly System Peak Day | SCE | 1-in-2 | 2023 | 22 |  |  |  | 75.6667 | 1
| LCA | Outside LA Basin | 5 | Monthly System Peak Day | SCE | 1-in-2 | 2023 | 23 |  |  |  | 72.9667 | 1
| LCA | Outside LA Basin | 5 | Monthly System Peak Day | SCE | 1-in-2 | 2023 | 24 |  |  |  | 70.35 | 1
| LCA | Outside LA Basin | 6 | Average Weekday | SCE | 1-in-2 | 2023 | 1 |  |  |  | 70.2183 | 1
| LCA | Outside LA Basin | 6 | Average Weekday | SCE | 1-in-2 | 2023 | 2 |  |  |  | 68.7472 | 1
| LCA | Outside LA Basin | 6 | Average Weekday | SCE | 1-in-2 | 2023 | 3 |  |  |  | 67.542 | 1
| LCA | Outside LA Basin | 6 | Average Weekday | SCE | 1-in-2 | 2023 | 4 |  |  |  | 66.3818 | 1
| LCA | Outside LA Basin | 6 | Average Weekday | SCE | 1-in-2 | 2023 | 5 |  |  |  | 65.3338 | 1
| LCA | Outside LA Basin | 6 | Average Weekday | SCE | 1-in-2 | 2023 | 6 |  |  |  | 64.0672 | 1
| LCA | Outside LA Basin | 6 | Average Weekday | SCE | 1-in-2 | 2023 | 7 |  |  |  | 63.101 | 1
| LCA | Outside LA Basin | 6 | Average Weekday | SCE | 1-in-2 | 2023 | 8 |  |  |  | 64.2057 | 1
| LCA | Outside LA Basin | 6 | Average Weekday | SCE | 1-in-2 | 2023 | 9 |  |  |  | 67.7967 | 1
| LCA | Outside LA Basin | 6 | Average Weekday | SCE | 1-in-2 | 2023 | 10 |  |  |  | 72.0773 | 1
| LCA | Outside LA Basin | 6 | Average Weekday | SCE | 1-in-2 | 2023 | 11 |  |  |  | 76.7247 | 1
| LCA | Outside LA Basin | 6 | Average Weekday | SCE | 1-in-2 | 2023 | 12 |  |  |  | 80.4514 | 1
| LCA | Outside LA Basin | 6 | Average Weekday | SCE | 1-in-2 | 2023 | 13 |  |  |  | 83.3777 | 1
| LCA | Outside LA Basin | 6 | Average Weekday | SCE | 1-in-2 | 2023 | 14 |  |  |  | 85.5483 | 1
| LCA | Outside LA Basin | 6 | Average Weekday | SCE | 1-in-2 | 2023 | 15 |  |  |  | 86.8952 | 1
| LCA | Outside LA Basin | 6 | Average Weekday | SCE | 1-in-2 | 2023 | 16 |  |  |  | 87.5875 | 1
| LCA | Outside LA Basin | 6 | Average Weekday | SCE | 1-in-2 | 2023 | 17 |  |  |  | 87.5021 | 1
| LCA | Outside LA Basin | 6 | Average Weekday | SCE | 1-in-2 | 2023 | 18 |  |  |  | 86.6587 | 1
| LCA | Outside LA Basin | 6 | Average Weekday | SCE | 1-in-2 | 2023 | 19 |  |  |  | 85.162 | 1
| LCA | Outside LA Basin | 6 | Average Weekday | SCE | 1-in-2 | 2023 | 20 |  |  |  | 82.9063 | 1
| LCA | Outside LA Basin | 6 | Average Weekday | SCE | 1-in-2 | 2023 | 21 |  |  |  | 79.8354 | 1
| LCA | Outside LA Basin | 6 | Average Weekday | SCE | 1-in-2 | 2023 | 22 |  |  |  | 76.4285 | 1
| LCA | Outside LA Basin | 6 | Average Weekday | SCE | 1-in-2 | 2023 | 23 |  |  |  | 73.9694 | 1
| LCA | Outside LA Basin | 6 | Average Weekday | SCE | 1-in-2 | 2023 | 24 |  |  |  | 72.0462 | 1
| LCA | Outside LA Basin | 6 | Monthly System Peak Day | SCE | 1-in-2 | 2023 | 1 |  |  |  | 76.7667 | 1
| LCA | Outside LA Basin | 6 | Monthly System Peak Day | SCE | 1-in-2 | 2023 | 2 |  |  |  | 74.9667 | 1
| LCA | Outside LA Basin | 6 | Monthly System Peak Day | SCE | 1-in-2 | 2023 | 3 |  |  |  | 73.8667 | 1
| LCA | Outside LA Basin | 6 | Monthly System Peak Day | SCE | 1-in-2 | 2023 | 4 |  |  |  | 72.4433 | 1
| LCA | Outside LA Basin | 6 | Monthly System Peak Day | SCE | 1-in-2 | 2023 | 5 |  |  |  | 71.44 | 1
| LCA | Outside LA Basin | 6 | Monthly System Peak Day | SCE | 1-in-2 | 2023 | 6 |  |  |  | 70.69 | 1
| LCA | Outside LA Basin | 6 | Monthly System Peak Day | SCE | 1-in-2 | 2023 | 7 |  |  |  | 70.0833 | 1
| LCA | Outside LA Basin | 6 | Monthly System Peak Day | SCE | 1-in-2 | 2023 | 8 |  |  |  | 71.6933 | 1
| LCA | Outside LA Basin | 6 | Monthly System Peak Day | SCE | 1-in-2 | 2023 | 9 |  |  |  | 75.2333 | 1
| LCA | Outside LA Basin | 6 | Monthly System Peak Day | SCE | 1-in-2 | 2023 | 10 |  |  |  | 81.1 | 1
| LCA | Outside LA Basin | 6 | Monthly System Peak Day | SCE | 1-in-2 | 2023 | 11 |  |  |  | 84.2667 | 1
| LCA | Outside LA Basin | 6 | Monthly System Peak Day | SCE | 1-in-2 | 2023 | 12 |  |  |  | 86.2667 | 1
| LCA | Outside LA Basin | 6 | Monthly System Peak Day | SCE | 1-in-2 | 2023 | 13 |  |  |  | 87.7 | 1
| LCA | Outside LA Basin | 6 | Monthly System Peak Day | SCE | 1-in-2 | 2023 | 14 |  |  |  | 89.6 | 1
| LCA | Outside LA Basin | 6 | Monthly System Peak Day | SCE | 1-in-2 | 2023 | 15 |  |  |  | 89.9667 | 1
| LCA | Outside LA Basin | 6 | Monthly System Peak Day | SCE | 1-in-2 | 2023 | 16 |  |  |  | 89.7 | 1
| LCA | Outside LA Basin | 6 | Monthly System Peak Day | SCE | 1-in-2 | 2023 | 17 |  |  |  | 89.5333 | 1
| LCA | Outside LA Basin | 6 | Monthly System Peak Day | SCE | 1-in-2 | 2023 | 18 |  |  |  | 89.3667 | 1
| LCA | Outside LA Basin | 6 | Monthly System Peak Day | SCE | 1-in-2 | 2023 | 19 |  |  |  | 87.7333 | 1
| LCA | Outside LA Basin | 6 | Monthly System Peak Day | SCE | 1-in-2 | 2023 | 20 |  |  |  | 85.9333 | 1
| LCA | Outside LA Basin | 6 | Monthly System Peak Day | SCE | 1-in-2 | 2023 | 21 |  |  |  | 84.1 | 1
| LCA | Outside LA Basin | 6 | Monthly System Peak Day | SCE | 1-in-2 | 2023 | 22 |  |  |  | 82.1333 | 1
| LCA | Outside LA Basin | 6 | Monthly System Peak Day | SCE | 1-in-2 | 2023 | 23 |  |  |  | 79.5 | 1
| LCA | Outside LA Basin | 6 | Monthly System Peak Day | SCE | 1-in-2 | 2023 | 24 |  |  |  | 76.3667 | 1
| LCA | Outside LA Basin | 7 | Average Weekday | SCE | 1-in-2 | 2023 | 1 |  |  |  | 76.1269 | 1
| LCA | Outside LA Basin | 7 | Average Weekday | SCE | 1-in-2 | 2023 | 2 |  |  |  | 74.7718 | 1
| LCA | Outside LA Basin | 7 | Average Weekday | SCE | 1-in-2 | 2023 | 3 |  |  |  | 73.6633 | 1
| LCA | Outside LA Basin | 7 | Average Weekday | SCE | 1-in-2 | 2023 | 4 |  |  |  | 72.7788 | 1
| LCA | Outside LA Basin | 7 | Average Weekday | SCE | 1-in-2 | 2023 | 5 |  |  |  | 71.9272 | 1
| LCA | Outside LA Basin | 7 | Average Weekday | SCE | 1-in-2 | 2023 | 6 |  |  |  | 71.0136 | 1
| LCA | Outside LA Basin | 7 | Average Weekday | SCE | 1-in-2 | 2023 | 7 |  |  |  | 70.1683 | 1
| LCA | Outside LA Basin | 7 | Average Weekday | SCE | 1-in-2 | 2023 | 8 |  |  |  | 70.9198 | 1
| LCA | Outside LA Basin | 7 | Average Weekday | SCE | 1-in-2 | 2023 | 9 |  |  |  | 73.749 | 1
| LCA | Outside LA Basin | 7 | Average Weekday | SCE | 1-in-2 | 2023 | 10 |  |  |  | 77.6918 | 1
| LCA | Outside LA Basin | 7 | Average Weekday | SCE | 1-in-2 | 2023 | 11 |  |  |  | 81.8348 | 1
| LCA | Outside LA Basin | 7 | Average Weekday | SCE | 1-in-2 | 2023 | 12 |  |  |  | 85.2925 | 1
| LCA | Outside LA Basin | 7 | Average Weekday | SCE | 1-in-2 | 2023 | 13 |  |  |  | 88.0809 | 1
| LCA | Outside LA Basin | 7 | Average Weekday | SCE | 1-in-2 | 2023 | 14 |  |  |  | 90.2105 | 1
| LCA | Outside LA Basin | 7 | Average Weekday | SCE | 1-in-2 | 2023 | 15 |  |  |  | 91.2661 | 1
| LCA | Outside LA Basin | 7 | Average Weekday | SCE | 1-in-2 | 2023 | 16 |  |  |  | 91.6621 | 1
| LCA | Outside LA Basin | 7 | Average Weekday | SCE | 1-in-2 | 2023 | 17 |  |  |  | 91.5378 | 1
| LCA | Outside LA Basin | 7 | Average Weekday | SCE | 1-in-2 | 2023 | 18 |  |  |  | 90.7038 | 1
| LCA | Outside LA Basin | 7 | Average Weekday | SCE | 1-in-2 | 2023 | 19 |  |  |  | 89.0329 | 1
| LCA | Outside LA Basin | 7 | Average Weekday | SCE | 1-in-2 | 2023 | 20 |  |  |  | 86.7904 | 1
| LCA | Outside LA Basin | 7 | Average Weekday | SCE | 1-in-2 | 2023 | 21 |  |  |  | 84.0876 | 1
| LCA | Outside LA Basin | 7 | Average Weekday | SCE | 1-in-2 | 2023 | 22 |  |  |  | 81.1442 | 1
| LCA | Outside LA Basin | 7 | Average Weekday | SCE | 1-in-2 | 2023 | 23 |  |  |  | 79.1546 | 1
| LCA | Outside LA Basin | 7 | Average Weekday | SCE | 1-in-2 | 2023 | 24 |  |  |  | 77.4913 | 1
| LCA | Outside LA Basin | 7 | Monthly System Peak Day | SCE | 1-in-2 | 2023 | 1 |  |  |  | 83.1 | 1
| LCA | Outside LA Basin | 7 | Monthly System Peak Day | SCE | 1-in-2 | 2023 | 2 |  |  |  | 81.8667 | 1
| LCA | Outside LA Basin | 7 | Monthly System Peak Day | SCE | 1-in-2 | 2023 | 3 |  |  |  | 80.3667 | 1
| LCA | Outside LA Basin | 7 | Monthly System Peak Day | SCE | 1-in-2 | 2023 | 4 |  |  |  | 78.5 | 1
| LCA | Outside LA Basin | 7 | Monthly System Peak Day | SCE | 1-in-2 | 2023 | 5 |  |  |  | 78.0333 | 1
| LCA | Outside LA Basin | 7 | Monthly System Peak Day | SCE | 1-in-2 | 2023 | 6 |  |  |  | 76.5833 | 1
| LCA | Outside LA Basin | 7 | Monthly System Peak Day | SCE | 1-in-2 | 2023 | 7 |  |  |  | 76.6933 | 1
| LCA | Outside LA Basin | 7 | Monthly System Peak Day | SCE | 1-in-2 | 2023 | 8 |  |  |  | 77.1933 | 1
| LCA | Outside LA Basin | 7 | Monthly System Peak Day | SCE | 1-in-2 | 2023 | 9 |  |  |  | 78.5 | 1
| LCA | Outside LA Basin | 7 | Monthly System Peak Day | SCE | 1-in-2 | 2023 | 10 |  |  |  | 84.4 | 1
| LCA | Outside LA Basin | 7 | Monthly System Peak Day | SCE | 1-in-2 | 2023 | 11 |  |  |  | 88.5333 | 1
| LCA | Outside LA Basin | 7 | Monthly System Peak Day | SCE | 1-in-2 | 2023 | 12 |  |  |  | 91.3333 | 1
| LCA | Outside LA Basin | 7 | Monthly System Peak Day | SCE | 1-in-2 | 2023 | 13 |  |  |  | 93.8667 | 1
| LCA | Outside LA Basin | 7 | Monthly System Peak Day | SCE | 1-in-2 | 2023 | 14 |  |  |  | 96.5667 | 1
| LCA | Outside LA Basin | 7 | Monthly System Peak Day | SCE | 1-in-2 | 2023 | 15 |  |  |  | 97.3667 | 1
| LCA | Outside LA Basin | 7 | Monthly System Peak Day | SCE | 1-in-2 | 2023 | 16 |  |  |  | 97.4667 | 1
| LCA | Outside LA Basin | 7 | Monthly System Peak Day | SCE | 1-in-2 | 2023 | 17 |  |  |  | 97.7 | 1
| LCA | Outside LA Basin | 7 | Monthly System Peak Day | SCE | 1-in-2 | 2023 | 18 |  |  |  | 96.6333 | 1
| LCA | Outside LA Basin | 7 | Monthly System Peak Day | SCE | 1-in-2 | 2023 | 19 |  |  |  | 95.6 | 1
| LCA | Outside LA Basin | 7 | Monthly System Peak Day | SCE | 1-in-2 | 2023 | 20 |  |  |  | 93.7 | 1
| LCA | Outside LA Basin | 7 | Monthly System Peak Day | SCE | 1-in-2 | 2023 | 21 |  |  |  | 91.2 | 1
| LCA | Outside LA Basin | 7 | Monthly System Peak Day | SCE | 1-in-2 | 2023 | 22 |  |  |  | 88.6667 | 1
| LCA | Outside LA Basin | 7 | Monthly System Peak Day | SCE | 1-in-2 | 2023 | 23 |  |  |  | 87.2333 | 1
| LCA | Outside LA Basin | 7 | Monthly System Peak Day | SCE | 1-in-2 | 2023 | 24 |  |  |  | 85.4333 | 1
| LCA | Outside LA Basin | 8 | Average Weekday | SCE | 1-in-2 | 2023 | 1 |  |  |  | 75.7472 | 1
| LCA | Outside LA Basin | 8 | Average Weekday | SCE | 1-in-2 | 2023 | 2 |  |  |  | 74.2555 | 1
| LCA | Outside LA Basin | 8 | Average Weekday | SCE | 1-in-2 | 2023 | 3 |  |  |  | 73.0105 | 1
| LCA | Outside LA Basin | 8 | Average Weekday | SCE | 1-in-2 | 2023 | 4 |  |  |  | 72.0766 | 1
| LCA | Outside LA Basin | 8 | Average Weekday | SCE | 1-in-2 | 2023 | 5 |  |  |  | 70.8588 | 1
| LCA | Outside LA Basin | 8 | Average Weekday | SCE | 1-in-2 | 2023 | 6 |  |  |  | 69.7494 | 1
| LCA | Outside LA Basin | 8 | Average Weekday | SCE | 1-in-2 | 2023 | 7 |  |  |  | 68.9219 | 1
| LCA | Outside LA Basin | 8 | Average Weekday | SCE | 1-in-2 | 2023 | 8 |  |  |  | 68.7296 | 1
| LCA | Outside LA Basin | 8 | Average Weekday | SCE | 1-in-2 | 2023 | 9 |  |  |  | 71.4096 | 1
| LCA | Outside LA Basin | 8 | Average Weekday | SCE | 1-in-2 | 2023 | 10 |  |  |  | 75.4677 | 1
| LCA | Outside LA Basin | 8 | Average Weekday | SCE | 1-in-2 | 2023 | 11 |  |  |  | 80.3291 | 1
| LCA | Outside LA Basin | 8 | Average Weekday | SCE | 1-in-2 | 2023 | 12 |  |  |  | 84.3566 | 1
| LCA | Outside LA Basin | 8 | Average Weekday | SCE | 1-in-2 | 2023 | 13 |  |  |  | 87.425 | 1
| LCA | Outside LA Basin | 8 | Average Weekday | SCE | 1-in-2 | 2023 | 14 |  |  |  | 89.5426 | 1
| LCA | Outside LA Basin | 8 | Average Weekday | SCE | 1-in-2 | 2023 | 15 |  |  |  | 90.8609 | 1
| LCA | Outside LA Basin | 8 | Average Weekday | SCE | 1-in-2 | 2023 | 16 |  |  |  | 91.4819 | 1
| LCA | Outside LA Basin | 8 | Average Weekday | SCE | 1-in-2 | 2023 | 17 |  |  |  | 91.2461 | 1
| LCA | Outside LA Basin | 8 | Average Weekday | SCE | 1-in-2 | 2023 | 18 |  |  |  | 90.6423 | 1
| LCA | Outside LA Basin | 8 | Average Weekday | SCE | 1-in-2 | 2023 | 19 |  |  |  | 89.2134 | 1
| LCA | Outside LA Basin | 8 | Average Weekday | SCE | 1-in-2 | 2023 | 20 |  |  |  | 86.9542 | 1
| LCA | Outside LA Basin | 8 | Average Weekday | SCE | 1-in-2 | 2023 | 21 |  |  |  | 83.7909 | 1
| LCA | Outside LA Basin | 8 | Average Weekday | SCE | 1-in-2 | 2023 | 22 |  |  |  | 81.008 | 1
| LCA | Outside LA Basin | 8 | Average Weekday | SCE | 1-in-2 | 2023 | 23 |  |  |  | 79.0446 | 1
| LCA | Outside LA Basin | 8 | Average Weekday | SCE | 1-in-2 | 2023 | 24 |  |  |  | 77.3034 | 1
| LCA | Outside LA Basin | 8 | Monthly System Peak Day | SCE | 1-in-2 | 2023 | 1 |  |  |  | 83.1333 | 1
| LCA | Outside LA Basin | 8 | Monthly System Peak Day | SCE | 1-in-2 | 2023 | 2 |  |  |  | 81.4 | 1
| LCA | Outside LA Basin | 8 | Monthly System Peak Day | SCE | 1-in-2 | 2023 | 3 |  |  |  | 79.9333 | 1
| LCA | Outside LA Basin | 8 | Monthly System Peak Day | SCE | 1-in-2 | 2023 | 4 |  |  |  | 79.5333 | 1
| LCA | Outside LA Basin | 8 | Monthly System Peak Day | SCE | 1-in-2 | 2023 | 5 |  |  |  | 78.1 | 1
| LCA | Outside LA Basin | 8 | Monthly System Peak Day | SCE | 1-in-2 | 2023 | 6 |  |  |  | 76.7333 | 1
| LCA | Outside LA Basin | 8 | Monthly System Peak Day | SCE | 1-in-2 | 2023 | 7 |  |  |  | 76.2 | 1
| LCA | Outside LA Basin | 8 | Monthly System Peak Day | SCE | 1-in-2 | 2023 | 8 |  |  |  | 75.7 | 1
| LCA | Outside LA Basin | 8 | Monthly System Peak Day | SCE | 1-in-2 | 2023 | 9 |  |  |  | 77.5667 | 1
| LCA | Outside LA Basin | 8 | Monthly System Peak Day | SCE | 1-in-2 | 2023 | 10 |  |  |  | 81.4 | 1
| LCA | Outside LA Basin | 8 | Monthly System Peak Day | SCE | 1-in-2 | 2023 | 11 |  |  |  | 87.1 | 1
| LCA | Outside LA Basin | 8 | Monthly System Peak Day | SCE | 1-in-2 | 2023 | 12 |  |  |  | 90.1667 | 1
| LCA | Outside LA Basin | 8 | Monthly System Peak Day | SCE | 1-in-2 | 2023 | 13 |  |  |  | 92.1667 | 1
| LCA | Outside LA Basin | 8 | Monthly System Peak Day | SCE | 1-in-2 | 2023 | 14 |  |  |  | 94 | 1
| LCA | Outside LA Basin | 8 | Monthly System Peak Day | SCE | 1-in-2 | 2023 | 15 |  |  |  | 93.7 | 1
| LCA | Outside LA Basin | 8 | Monthly System Peak Day | SCE | 1-in-2 | 2023 | 16 |  |  |  | 92.6667 | 1
| LCA | Outside LA Basin | 8 | Monthly System Peak Day | SCE | 1-in-2 | 2023 | 17 |  |  |  | 90.6667 | 1
| LCA | Outside LA Basin | 8 | Monthly System Peak Day | SCE | 1-in-2 | 2023 | 18 |  |  |  | 92.6 | 1
| LCA | Outside LA Basin | 8 | Monthly System Peak Day | SCE | 1-in-2 | 2023 | 19 |  |  |  | 91.9 | 1
| LCA | Outside LA Basin | 8 | Monthly System Peak Day | SCE | 1-in-2 | 2023 | 20 |  |  |  | 89.5333 | 1
| LCA | Outside LA Basin | 8 | Monthly System Peak Day | SCE | 1-in-2 | 2023 | 21 |  |  |  | 87.2 | 1
| LCA | Outside LA Basin | 8 | Monthly System Peak Day | SCE | 1-in-2 | 2023 | 22 |  |  |  | 84.9667 | 1
| LCA | Outside LA Basin | 8 | Monthly System Peak Day | SCE | 1-in-2 | 2023 | 23 |  |  |  | 82.8333 | 1
| LCA | Outside LA Basin | 8 | Monthly System Peak Day | SCE | 1-in-2 | 2023 | 24 |  |  |  | 81.4667 | 1
| LCA | Outside LA Basin | 8 | Typical Event Day | SCE | 1-in-2 | 2023 | 1 |  |  |  | 80.3083 | 1
| LCA | Outside LA Basin | 8 | Typical Event Day | SCE | 1-in-2 | 2023 | 2 |  |  |  | 78.9 | 1
| LCA | Outside LA Basin | 8 | Typical Event Day | SCE | 1-in-2 | 2023 | 3 |  |  |  | 77.2833 | 1
| LCA | Outside LA Basin | 8 | Typical Event Day | SCE | 1-in-2 | 2023 | 4 |  |  |  | 75.9275 | 1
| LCA | Outside LA Basin | 8 | Typical Event Day | SCE | 1-in-2 | 2023 | 5 |  |  |  | 74.89 | 1
| LCA | Outside LA Basin | 8 | Typical Event Day | SCE | 1-in-2 | 2023 | 6 |  |  |  | 73.7808 | 1
| LCA | Outside LA Basin | 8 | Typical Event Day | SCE | 1-in-2 | 2023 | 7 |  |  |  | 73.0825 | 1
| LCA | Outside LA Basin | 8 | Typical Event Day | SCE | 1-in-2 | 2023 | 8 |  |  |  | 73.47 | 1
| LCA | Outside LA Basin | 8 | Typical Event Day | SCE | 1-in-2 | 2023 | 9 |  |  |  | 75.835 | 1
| LCA | Outside LA Basin | 8 | Typical Event Day | SCE | 1-in-2 | 2023 | 10 |  |  |  | 80.3833 | 1
| LCA | Outside LA Basin | 8 | Typical Event Day | SCE | 1-in-2 | 2023 | 11 |  |  |  | 84.875 | 1
| LCA | Outside LA Basin | 8 | Typical Event Day | SCE | 1-in-2 | 2023 | 12 |  |  |  | 88.05 | 1
| LCA | Outside LA Basin | 8 | Typical Event Day | SCE | 1-in-2 | 2023 | 13 |  |  |  | 90.55 | 1
| LCA | Outside LA Basin | 8 | Typical Event Day | SCE | 1-in-2 | 2023 | 14 |  |  |  | 92.8417 | 1
| LCA | Outside LA Basin | 8 | Typical Event Day | SCE | 1-in-2 | 2023 | 15 |  |  |  | 93.3917 | 1
| LCA | Outside LA Basin | 8 | Typical Event Day | SCE | 1-in-2 | 2023 | 16 |  |  |  | 93.25 | 1
| LCA | Outside LA Basin | 8 | Typical Event Day | SCE | 1-in-2 | 2023 | 17 |  |  |  | 92.6167 | 1
| LCA | Outside LA Basin | 8 | Typical Event Day | SCE | 1-in-2 | 2023 | 18 |  |  |  | 92.8833 | 1
| LCA | Outside LA Basin | 8 | Typical Event Day | SCE | 1-in-2 | 2023 | 19 |  |  |  | 91.9083 | 1
| LCA | Outside LA Basin | 8 | Typical Event Day | SCE | 1-in-2 | 2023 | 20 |  |  |  | 89.925 | 1
| LCA | Outside LA Basin | 8 | Typical Event Day | SCE | 1-in-2 | 2023 | 21 |  |  |  | 87.475 | 1
| LCA | Outside LA Basin | 8 | Typical Event Day | SCE | 1-in-2 | 2023 | 22 |  |  |  | 85.2083 | 1
| LCA | Outside LA Basin | 8 | Typical Event Day | SCE | 1-in-2 | 2023 | 23 |  |  |  | 83.3 | 1
| LCA | Outside LA Basin | 8 | Typical Event Day | SCE | 1-in-2 | 2023 | 24 |  |  |  | 81.2667 | 1
| LCA | Outside LA Basin | 9 | Average Weekday | SCE | 1-in-2 | 2023 | 1 |  |  |  | 70.0932 | 1
| LCA | Outside LA Basin | 9 | Average Weekday | SCE | 1-in-2 | 2023 | 2 |  |  |  | 68.5513 | 1
| LCA | Outside LA Basin | 9 | Average Weekday | SCE | 1-in-2 | 2023 | 3 |  |  |  | 67.3304 | 1
| LCA | Outside LA Basin | 9 | Average Weekday | SCE | 1-in-2 | 2023 | 4 |  |  |  | 66.2761 | 1
| LCA | Outside LA Basin | 9 | Average Weekday | SCE | 1-in-2 | 2023 | 5 |  |  |  | 65.0104 | 1
| LCA | Outside LA Basin | 9 | Average Weekday | SCE | 1-in-2 | 2023 | 6 |  |  |  | 63.9356 | 1
| LCA | Outside LA Basin | 9 | Average Weekday | SCE | 1-in-2 | 2023 | 7 |  |  |  | 63.0654 | 1
| LCA | Outside LA Basin | 9 | Average Weekday | SCE | 1-in-2 | 2023 | 8 |  |  |  | 62.6267 | 1
| LCA | Outside LA Basin | 9 | Average Weekday | SCE | 1-in-2 | 2023 | 9 |  |  |  | 64.3898 | 1
| LCA | Outside LA Basin | 9 | Average Weekday | SCE | 1-in-2 | 2023 | 10 |  |  |  | 68.3428 | 1
| LCA | Outside LA Basin | 9 | Average Weekday | SCE | 1-in-2 | 2023 | 11 |  |  |  | 72.951 | 1
| LCA | Outside LA Basin | 9 | Average Weekday | SCE | 1-in-2 | 2023 | 12 |  |  |  | 77.2645 | 1
| LCA | Outside LA Basin | 9 | Average Weekday | SCE | 1-in-2 | 2023 | 13 |  |  |  | 80.5357 | 1
| LCA | Outside LA Basin | 9 | Average Weekday | SCE | 1-in-2 | 2023 | 14 |  |  |  | 82.8833 | 1
| LCA | Outside LA Basin | 9 | Average Weekday | SCE | 1-in-2 | 2023 | 15 |  |  |  | 84.2578 | 1
| LCA | Outside LA Basin | 9 | Average Weekday | SCE | 1-in-2 | 2023 | 16 |  |  |  | 85.0622 | 1
| LCA | Outside LA Basin | 9 | Average Weekday | SCE | 1-in-2 | 2023 | 17 |  |  |  | 85.1449 | 1
| LCA | Outside LA Basin | 9 | Average Weekday | SCE | 1-in-2 | 2023 | 18 |  |  |  | 84.6285 | 1
| LCA | Outside LA Basin | 9 | Average Weekday | SCE | 1-in-2 | 2023 | 19 |  |  |  | 83.1673 | 1
| LCA | Outside LA Basin | 9 | Average Weekday | SCE | 1-in-2 | 2023 | 20 |  |  |  | 80.199 | 1
| LCA | Outside LA Basin | 9 | Average Weekday | SCE | 1-in-2 | 2023 | 21 |  |  |  | 76.7219 | 1
| LCA | Outside LA Basin | 9 | Average Weekday | SCE | 1-in-2 | 2023 | 22 |  |  |  | 74.6149 | 1
| LCA | Outside LA Basin | 9 | Average Weekday | SCE | 1-in-2 | 2023 | 23 |  |  |  | 72.8209 | 1
| LCA | Outside LA Basin | 9 | Average Weekday | SCE | 1-in-2 | 2023 | 24 |  |  |  | 71.2657 | 1
| LCA | Outside LA Basin | 9 | Monthly System Peak Day | SCE | 1-in-2 | 2023 | 1 |  |  |  | 78.2333 | 1
| LCA | Outside LA Basin | 9 | Monthly System Peak Day | SCE | 1-in-2 | 2023 | 2 |  |  |  | 77.3667 | 1
| LCA | Outside LA Basin | 9 | Monthly System Peak Day | SCE | 1-in-2 | 2023 | 3 |  |  |  | 74.9667 | 1
| LCA | Outside LA Basin | 9 | Monthly System Peak Day | SCE | 1-in-2 | 2023 | 4 |  |  |  | 73.2333 | 1
| LCA | Outside LA Basin | 9 | Monthly System Peak Day | SCE | 1-in-2 | 2023 | 5 |  |  |  | 71.9867 | 1
| LCA | Outside LA Basin | 9 | Monthly System Peak Day | SCE | 1-in-2 | 2023 | 6 |  |  |  | 71.1167 | 1
| LCA | Outside LA Basin | 9 | Monthly System Peak Day | SCE | 1-in-2 | 2023 | 7 |  |  |  | 69.3533 | 1
| LCA | Outside LA Basin | 9 | Monthly System Peak Day | SCE | 1-in-2 | 2023 | 8 |  |  |  | 69.2933 | 1
| LCA | Outside LA Basin | 9 | Monthly System Peak Day | SCE | 1-in-2 | 2023 | 9 |  |  |  | 72.04 | 1
| LCA | Outside LA Basin | 9 | Monthly System Peak Day | SCE | 1-in-2 | 2023 | 10 |  |  |  | 74.6333 | 1
| LCA | Outside LA Basin | 9 | Monthly System Peak Day | SCE | 1-in-2 | 2023 | 11 |  |  |  | 79.6 | 1
| LCA | Outside LA Basin | 9 | Monthly System Peak Day | SCE | 1-in-2 | 2023 | 12 |  |  |  | 84.4333 | 1
| LCA | Outside LA Basin | 9 | Monthly System Peak Day | SCE | 1-in-2 | 2023 | 13 |  |  |  | 88.4667 | 1
| LCA | Outside LA Basin | 9 | Monthly System Peak Day | SCE | 1-in-2 | 2023 | 14 |  |  |  | 91.2 | 1
| LCA | Outside LA Basin | 9 | Monthly System Peak Day | SCE | 1-in-2 | 2023 | 15 |  |  |  | 92.5333 | 1
| LCA | Outside LA Basin | 9 | Monthly System Peak Day | SCE | 1-in-2 | 2023 | 16 |  |  |  | 93.1667 | 1
| LCA | Outside LA Basin | 9 | Monthly System Peak Day | SCE | 1-in-2 | 2023 | 17 |  |  |  | 92.5667 | 1
| LCA | Outside LA Basin | 9 | Monthly System Peak Day | SCE | 1-in-2 | 2023 | 18 |  |  |  | 92.9333 | 1
| LCA | Outside LA Basin | 9 | Monthly System Peak Day | SCE | 1-in-2 | 2023 | 19 |  |  |  | 92.4 | 1
| LCA | Outside LA Basin | 9 | Monthly System Peak Day | SCE | 1-in-2 | 2023 | 20 |  |  |  | 90.5333 | 1
| LCA | Outside LA Basin | 9 | Monthly System Peak Day | SCE | 1-in-2 | 2023 | 21 |  |  |  | 87.4 | 1
| LCA | Outside LA Basin | 9 | Monthly System Peak Day | SCE | 1-in-2 | 2023 | 22 |  |  |  | 85.0667 | 1
| LCA | Outside LA Basin | 9 | Monthly System Peak Day | SCE | 1-in-2 | 2023 | 23 |  |  |  | 83.6333 | 1
| LCA | Outside LA Basin | 9 | Monthly System Peak Day | SCE | 1-in-2 | 2023 | 24 |  |  |  | 81.8 | 1
| LCA | Outside LA Basin | 10 | Average Weekday | SCE | 1-in-2 | 2023 | 1 |  |  |  | 60.4336 | 1
| LCA | Outside LA Basin | 10 | Average Weekday | SCE | 1-in-2 | 2023 | 2 |  |  |  | 59.286 | 1
| LCA | Outside LA Basin | 10 | Average Weekday | SCE | 1-in-2 | 2023 | 3 |  |  |  | 58.1458 | 1
| LCA | Outside LA Basin | 10 | Average Weekday | SCE | 1-in-2 | 2023 | 4 |  |  |  | 57.1754 | 1
| LCA | Outside LA Basin | 10 | Average Weekday | SCE | 1-in-2 | 2023 | 5 |  |  |  | 56.215 | 1
| LCA | Outside LA Basin | 10 | Average Weekday | SCE | 1-in-2 | 2023 | 6 |  |  |  | 55.1583 | 1
| LCA | Outside LA Basin | 10 | Average Weekday | SCE | 1-in-2 | 2023 | 7 |  |  |  | 54.49 | 1
| LCA | Outside LA Basin | 10 | Average Weekday | SCE | 1-in-2 | 2023 | 8 |  |  |  | 53.6358 | 1
| LCA | Outside LA Basin | 10 | Average Weekday | SCE | 1-in-2 | 2023 | 9 |  |  |  | 54.4171 | 1
| LCA | Outside LA Basin | 10 | Average Weekday | SCE | 1-in-2 | 2023 | 10 |  |  |  | 57.9545 | 1
| LCA | Outside LA Basin | 10 | Average Weekday | SCE | 1-in-2 | 2023 | 11 |  |  |  | 61.7414 | 1
| LCA | Outside LA Basin | 10 | Average Weekday | SCE | 1-in-2 | 2023 | 12 |  |  |  | 65.9167 | 1
| LCA | Outside LA Basin | 10 | Average Weekday | SCE | 1-in-2 | 2023 | 13 |  |  |  | 68.9416 | 1
| LCA | Outside LA Basin | 10 | Average Weekday | SCE | 1-in-2 | 2023 | 14 |  |  |  | 71.197 | 1
| LCA | Outside LA Basin | 10 | Average Weekday | SCE | 1-in-2 | 2023 | 15 |  |  |  | 72.6184 | 1
| LCA | Outside LA Basin | 10 | Average Weekday | SCE | 1-in-2 | 2023 | 16 |  |  |  | 73.7341 | 1
| LCA | Outside LA Basin | 10 | Average Weekday | SCE | 1-in-2 | 2023 | 17 |  |  |  | 74.2117 | 1
| LCA | Outside LA Basin | 10 | Average Weekday | SCE | 1-in-2 | 2023 | 18 |  |  |  | 73.7775 | 1
| LCA | Outside LA Basin | 10 | Average Weekday | SCE | 1-in-2 | 2023 | 19 |  |  |  | 72.1593 | 1
| LCA | Outside LA Basin | 10 | Average Weekday | SCE | 1-in-2 | 2023 | 20 |  |  |  | 69.4478 | 1
| LCA | Outside LA Basin | 10 | Average Weekday | SCE | 1-in-2 | 2023 | 21 |  |  |  | 66.7659 | 1
| LCA | Outside LA Basin | 10 | Average Weekday | SCE | 1-in-2 | 2023 | 22 |  |  |  | 64.546 | 1
| LCA | Outside LA Basin | 10 | Average Weekday | SCE | 1-in-2 | 2023 | 23 |  |  |  | 62.7739 | 1
| LCA | Outside LA Basin | 10 | Average Weekday | SCE | 1-in-2 | 2023 | 24 |  |  |  | 61.2232 | 1
| LCA | Outside LA Basin | 10 | Monthly System Peak Day | SCE | 1-in-2 | 2023 | 1 |  |  |  | 63.64 | 1
| LCA | Outside LA Basin | 10 | Monthly System Peak Day | SCE | 1-in-2 | 2023 | 2 |  |  |  | 62 | 1
| LCA | Outside LA Basin | 10 | Monthly System Peak Day | SCE | 1-in-2 | 2023 | 3 |  |  |  | 60.68 | 1
| LCA | Outside LA Basin | 10 | Monthly System Peak Day | SCE | 1-in-2 | 2023 | 4 |  |  |  | 59.6367 | 1
| LCA | Outside LA Basin | 10 | Monthly System Peak Day | SCE | 1-in-2 | 2023 | 5 |  |  |  | 58.04 | 1
| LCA | Outside LA Basin | 10 | Monthly System Peak Day | SCE | 1-in-2 | 2023 | 6 |  |  |  | 57.4667 | 1
| LCA | Outside LA Basin | 10 | Monthly System Peak Day | SCE | 1-in-2 | 2023 | 7 |  |  |  | 55.4333 | 1
| LCA | Outside LA Basin | 10 | Monthly System Peak Day | SCE | 1-in-2 | 2023 | 8 |  |  |  | 55.1433 | 1
| LCA | Outside LA Basin | 10 | Monthly System Peak Day | SCE | 1-in-2 | 2023 | 9 |  |  |  | 56.5233 | 1
| LCA | Outside LA Basin | 10 | Monthly System Peak Day | SCE | 1-in-2 | 2023 | 10 |  |  |  | 60.3667 | 1
| LCA | Outside LA Basin | 10 | Monthly System Peak Day | SCE | 1-in-2 | 2023 | 11 |  |  |  | 65.6933 | 1
| LCA | Outside LA Basin | 10 | Monthly System Peak Day | SCE | 1-in-2 | 2023 | 12 |  |  |  | 71.3633 | 1
| LCA | Outside LA Basin | 10 | Monthly System Peak Day | SCE | 1-in-2 | 2023 | 13 |  |  |  | 75.4 | 1
| LCA | Outside LA Basin | 10 | Monthly System Peak Day | SCE | 1-in-2 | 2023 | 14 |  |  |  | 77.8667 | 1
| LCA | Outside LA Basin | 10 | Monthly System Peak Day | SCE | 1-in-2 | 2023 | 15 |  |  |  | 80.0667 | 1
| LCA | Outside LA Basin | 10 | Monthly System Peak Day | SCE | 1-in-2 | 2023 | 16 |  |  |  | 81.4333 | 1
| LCA | Outside LA Basin | 10 | Monthly System Peak Day | SCE | 1-in-2 | 2023 | 17 |  |  |  | 82.6 | 1
| LCA | Outside LA Basin | 10 | Monthly System Peak Day | SCE | 1-in-2 | 2023 | 18 |  |  |  | 82.6 | 1
| LCA | Outside LA Basin | 10 | Monthly System Peak Day | SCE | 1-in-2 | 2023 | 19 |  |  |  | 81.5 | 1
| LCA | Outside LA Basin | 10 | Monthly System Peak Day | SCE | 1-in-2 | 2023 | 20 |  |  |  | 79.6667 | 1
| LCA | Outside LA Basin | 10 | Monthly System Peak Day | SCE | 1-in-2 | 2023 | 21 |  |  |  | 76.4 | 1
| LCA | Outside LA Basin | 10 | Monthly System Peak Day | SCE | 1-in-2 | 2023 | 22 |  |  |  | 73.4567 | 1
| LCA | Outside LA Basin | 10 | Monthly System Peak Day | SCE | 1-in-2 | 2023 | 23 |  |  |  | 70.2367 | 1
| LCA | Outside LA Basin | 10 | Monthly System Peak Day | SCE | 1-in-2 | 2023 | 24 |  |  |  | 68.1933 | 1
| LCA | Outside LA Basin | 11 | Average Weekday | SCE | 1-in-2 | 2023 | 1 |  |  |  | 50.3167 | 1
| LCA | Outside LA Basin | 11 | Average Weekday | SCE | 1-in-2 | 2023 | 2 |  |  |  | 49.3569 | 1
| LCA | Outside LA Basin | 11 | Average Weekday | SCE | 1-in-2 | 2023 | 3 |  |  |  | 48.4878 | 1
| LCA | Outside LA Basin | 11 | Average Weekday | SCE | 1-in-2 | 2023 | 4 |  |  |  | 47.5462 | 1
| LCA | Outside LA Basin | 11 | Average Weekday | SCE | 1-in-2 | 2023 | 5 |  |  |  | 46.7327 | 1
| LCA | Outside LA Basin | 11 | Average Weekday | SCE | 1-in-2 | 2023 | 6 |  |  |  | 46.0488 | 1
| LCA | Outside LA Basin | 11 | Average Weekday | SCE | 1-in-2 | 2023 | 7 |  |  |  | 45.52 | 1
| LCA | Outside LA Basin | 11 | Average Weekday | SCE | 1-in-2 | 2023 | 8 |  |  |  | 45.3154 | 1
| LCA | Outside LA Basin | 11 | Average Weekday | SCE | 1-in-2 | 2023 | 9 |  |  |  | 47.3197 | 1
| LCA | Outside LA Basin | 11 | Average Weekday | SCE | 1-in-2 | 2023 | 10 |  |  |  | 50.8691 | 1
| LCA | Outside LA Basin | 11 | Average Weekday | SCE | 1-in-2 | 2023 | 11 |  |  |  | 54.8616 | 1
| LCA | Outside LA Basin | 11 | Average Weekday | SCE | 1-in-2 | 2023 | 12 |  |  |  | 58.2734 | 1
| LCA | Outside LA Basin | 11 | Average Weekday | SCE | 1-in-2 | 2023 | 13 |  |  |  | 60.7605 | 1
| LCA | Outside LA Basin | 11 | Average Weekday | SCE | 1-in-2 | 2023 | 14 |  |  |  | 62.569 | 1
| LCA | Outside LA Basin | 11 | Average Weekday | SCE | 1-in-2 | 2023 | 15 |  |  |  | 63.734 | 1
| LCA | Outside LA Basin | 11 | Average Weekday | SCE | 1-in-2 | 2023 | 16 |  |  |  | 64.2435 | 1
| LCA | Outside LA Basin | 11 | Average Weekday | SCE | 1-in-2 | 2023 | 17 |  |  |  | 63.9308 | 1
| LCA | Outside LA Basin | 11 | Average Weekday | SCE | 1-in-2 | 2023 | 18 |  |  |  | 62.2643 | 1
| LCA | Outside LA Basin | 11 | Average Weekday | SCE | 1-in-2 | 2023 | 19 |  |  |  | 59.8024 | 1
| LCA | Outside LA Basin | 11 | Average Weekday | SCE | 1-in-2 | 2023 | 20 |  |  |  | 57.6427 | 1
| LCA | Outside LA Basin | 11 | Average Weekday | SCE | 1-in-2 | 2023 | 21 |  |  |  | 55.6085 | 1
| LCA | Outside LA Basin | 11 | Average Weekday | SCE | 1-in-2 | 2023 | 22 |  |  |  | 54.1119 | 1
| LCA | Outside LA Basin | 11 | Average Weekday | SCE | 1-in-2 | 2023 | 23 |  |  |  | 52.8488 | 1
| LCA | Outside LA Basin | 11 | Average Weekday | SCE | 1-in-2 | 2023 | 24 |  |  |  | 51.6978 | 1
| LCA | Outside LA Basin | 11 | Monthly System Peak Day | SCE | 1-in-2 | 2023 | 1 |  |  |  | 55.42 | 1
| LCA | Outside LA Basin | 11 | Monthly System Peak Day | SCE | 1-in-2 | 2023 | 2 |  |  |  | 53.26 | 1
| LCA | Outside LA Basin | 11 | Monthly System Peak Day | SCE | 1-in-2 | 2023 | 3 |  |  |  | 52.3233 | 1
| LCA | Outside LA Basin | 11 | Monthly System Peak Day | SCE | 1-in-2 | 2023 | 4 |  |  |  | 50.53 | 1
| LCA | Outside LA Basin | 11 | Monthly System Peak Day | SCE | 1-in-2 | 2023 | 5 |  |  |  | 49.4333 | 1
| LCA | Outside LA Basin | 11 | Monthly System Peak Day | SCE | 1-in-2 | 2023 | 6 |  |  |  | 48.84 | 1
| LCA | Outside LA Basin | 11 | Monthly System Peak Day | SCE | 1-in-2 | 2023 | 7 |  |  |  | 48.4367 | 1
| LCA | Outside LA Basin | 11 | Monthly System Peak Day | SCE | 1-in-2 | 2023 | 8 |  |  |  | 48.8867 | 1
| LCA | Outside LA Basin | 11 | Monthly System Peak Day | SCE | 1-in-2 | 2023 | 9 |  |  |  | 50.3233 | 1
| LCA | Outside LA Basin | 11 | Monthly System Peak Day | SCE | 1-in-2 | 2023 | 10 |  |  |  | 54.6 | 1
| LCA | Outside LA Basin | 11 | Monthly System Peak Day | SCE | 1-in-2 | 2023 | 11 |  |  |  | 60.1 | 1
| LCA | Outside LA Basin | 11 | Monthly System Peak Day | SCE | 1-in-2 | 2023 | 12 |  |  |  | 65.17 | 1
| LCA | Outside LA Basin | 11 | Monthly System Peak Day | SCE | 1-in-2 | 2023 | 13 |  |  |  | 69.0433 | 1
| LCA | Outside LA Basin | 11 | Monthly System Peak Day | SCE | 1-in-2 | 2023 | 14 |  |  |  | 71.8667 | 1
| LCA | Outside LA Basin | 11 | Monthly System Peak Day | SCE | 1-in-2 | 2023 | 15 |  |  |  | 73.5 | 1
| LCA | Outside LA Basin | 11 | Monthly System Peak Day | SCE | 1-in-2 | 2023 | 16 |  |  |  | 74.9333 | 1
| LCA | Outside LA Basin | 11 | Monthly System Peak Day | SCE | 1-in-2 | 2023 | 17 |  |  |  | 75.4 | 1
| LCA | Outside LA Basin | 11 | Monthly System Peak Day | SCE | 1-in-2 | 2023 | 18 |  |  |  | 74.4667 | 1
| LCA | Outside LA Basin | 11 | Monthly System Peak Day | SCE | 1-in-2 | 2023 | 19 |  |  |  | 72.0267 | 1
| LCA | Outside LA Basin | 11 | Monthly System Peak Day | SCE | 1-in-2 | 2023 | 20 |  |  |  | 69.2733 | 1
| LCA | Outside LA Basin | 11 | Monthly System Peak Day | SCE | 1-in-2 | 2023 | 21 |  |  |  | 66.08 | 1
| LCA | Outside LA Basin | 11 | Monthly System Peak Day | SCE | 1-in-2 | 2023 | 22 |  |  |  | 62.71 | 1
| LCA | Outside LA Basin | 11 | Monthly System Peak Day | SCE | 1-in-2 | 2023 | 23 |  |  |  | 60.74 | 1
| LCA | Outside LA Basin | 11 | Monthly System Peak Day | SCE | 1-in-2 | 2023 | 24 |  |  |  | 58.7433 | 1
| LCA | Outside LA Basin | 12 | Average Weekday | SCE | 1-in-2 | 2023 | 1 |  |  |  | 45.0921 | 1
| LCA | Outside LA Basin | 12 | Average Weekday | SCE | 1-in-2 | 2023 | 2 |  |  |  | 44.3702 | 1
| LCA | Outside LA Basin | 12 | Average Weekday | SCE | 1-in-2 | 2023 | 3 |  |  |  | 43.7639 | 1
| LCA | Outside LA Basin | 12 | Average Weekday | SCE | 1-in-2 | 2023 | 4 |  |  |  | 42.9765 | 1
| LCA | Outside LA Basin | 12 | Average Weekday | SCE | 1-in-2 | 2023 | 5 |  |  |  | 42.3767 | 1
| LCA | Outside LA Basin | 12 | Average Weekday | SCE | 1-in-2 | 2023 | 6 |  |  |  | 41.9821 | 1
| LCA | Outside LA Basin | 12 | Average Weekday | SCE | 1-in-2 | 2023 | 7 |  |  |  | 41.6482 | 1
| LCA | Outside LA Basin | 12 | Average Weekday | SCE | 1-in-2 | 2023 | 8 |  |  |  | 41.6843 | 1
| LCA | Outside LA Basin | 12 | Average Weekday | SCE | 1-in-2 | 2023 | 9 |  |  |  | 42.0668 | 1
| LCA | Outside LA Basin | 12 | Average Weekday | SCE | 1-in-2 | 2023 | 10 |  |  |  | 44.0885 | 1
| LCA | Outside LA Basin | 12 | Average Weekday | SCE | 1-in-2 | 2023 | 11 |  |  |  | 46.8469 | 1
| LCA | Outside LA Basin | 12 | Average Weekday | SCE | 1-in-2 | 2023 | 12 |  |  |  | 49.5349 | 1
| LCA | Outside LA Basin | 12 | Average Weekday | SCE | 1-in-2 | 2023 | 13 |  |  |  | 51.4815 | 1
| LCA | Outside LA Basin | 12 | Average Weekday | SCE | 1-in-2 | 2023 | 14 |  |  |  | 52.9409 | 1
| LCA | Outside LA Basin | 12 | Average Weekday | SCE | 1-in-2 | 2023 | 15 |  |  |  | 54.0926 | 1
| LCA | Outside LA Basin | 12 | Average Weekday | SCE | 1-in-2 | 2023 | 16 |  |  |  | 54.4437 | 1
| LCA | Outside LA Basin | 12 | Average Weekday | SCE | 1-in-2 | 2023 | 17 |  |  |  | 54.2707 | 1
| LCA | Outside LA Basin | 12 | Average Weekday | SCE | 1-in-2 | 2023 | 18 |  |  |  | 52.7977 | 1
| LCA | Outside LA Basin | 12 | Average Weekday | SCE | 1-in-2 | 2023 | 19 |  |  |  | 50.9346 | 1
| LCA | Outside LA Basin | 12 | Average Weekday | SCE | 1-in-2 | 2023 | 20 |  |  |  | 49.4582 | 1
| LCA | Outside LA Basin | 12 | Average Weekday | SCE | 1-in-2 | 2023 | 21 |  |  |  | 48.0147 | 1
| LCA | Outside LA Basin | 12 | Average Weekday | SCE | 1-in-2 | 2023 | 22 |  |  |  | 46.8687 | 1
| LCA | Outside LA Basin | 12 | Average Weekday | SCE | 1-in-2 | 2023 | 23 |  |  |  | 45.9316 | 1
| LCA | Outside LA Basin | 12 | Average Weekday | SCE | 1-in-2 | 2023 | 24 |  |  |  | 45.0562 | 1
| LCA | Outside LA Basin | 12 | Monthly System Peak Day | SCE | 1-in-2 | 2023 | 1 |  |  |  | 32.01 | 1
| LCA | Outside LA Basin | 12 | Monthly System Peak Day | SCE | 1-in-2 | 2023 | 2 |  |  |  | 31.58 | 1
| LCA | Outside LA Basin | 12 | Monthly System Peak Day | SCE | 1-in-2 | 2023 | 3 |  |  |  | 30.7 | 1
| LCA | Outside LA Basin | 12 | Monthly System Peak Day | SCE | 1-in-2 | 2023 | 4 |  |  |  | 29.6667 | 1
| LCA | Outside LA Basin | 12 | Monthly System Peak Day | SCE | 1-in-2 | 2023 | 5 |  |  |  | 28.1867 | 1
| LCA | Outside LA Basin | 12 | Monthly System Peak Day | SCE | 1-in-2 | 2023 | 6 |  |  |  | 27.6067 | 1
| LCA | Outside LA Basin | 12 | Monthly System Peak Day | SCE | 1-in-2 | 2023 | 7 |  |  |  | 27.9167 | 1
| LCA | Outside LA Basin | 12 | Monthly System Peak Day | SCE | 1-in-2 | 2023 | 8 |  |  |  | 26.9333 | 1
| LCA | Outside LA Basin | 12 | Monthly System Peak Day | SCE | 1-in-2 | 2023 | 9 |  |  |  | 28.0667 | 1
| LCA | Outside LA Basin | 12 | Monthly System Peak Day | SCE | 1-in-2 | 2023 | 10 |  |  |  | 32.0067 | 1
| LCA | Outside LA Basin | 12 | Monthly System Peak Day | SCE | 1-in-2 | 2023 | 11 |  |  |  | 35.99 | 1
| LCA | Outside LA Basin | 12 | Monthly System Peak Day | SCE | 1-in-2 | 2023 | 12 |  |  |  | 39.0633 | 1
| LCA | Outside LA Basin | 12 | Monthly System Peak Day | SCE | 1-in-2 | 2023 | 13 |  |  |  | 40.5267 | 1
| LCA | Outside LA Basin | 12 | Monthly System Peak Day | SCE | 1-in-2 | 2023 | 14 |  |  |  | 41.93 | 1
| LCA | Outside LA Basin | 12 | Monthly System Peak Day | SCE | 1-in-2 | 2023 | 15 |  |  |  | 43.4467 | 1
| LCA | Outside LA Basin | 12 | Monthly System Peak Day | SCE | 1-in-2 | 2023 | 16 |  |  |  | 44.38 | 1
| LCA | Outside LA Basin | 12 | Monthly System Peak Day | SCE | 1-in-2 | 2023 | 17 |  |  |  | 44.5667 | 1
| LCA | Outside LA Basin | 12 | Monthly System Peak Day | SCE | 1-in-2 | 2023 | 18 |  |  |  | 43.1667 | 1
| LCA | Outside LA Basin | 12 | Monthly System Peak Day | SCE | 1-in-2 | 2023 | 19 |  |  |  | 40.54 | 1
| LCA | Outside LA Basin | 12 | Monthly System Peak Day | SCE | 1-in-2 | 2023 | 20 |  |  |  | 37.9467 | 1
| LCA | Outside LA Basin | 12 | Monthly System Peak Day | SCE | 1-in-2 | 2023 | 21 |  |  |  | 35.7167 | 1
| LCA | Outside LA Basin | 12 | Monthly System Peak Day | SCE | 1-in-2 | 2023 | 22 |  |  |  | 34.31 | 1
| LCA | Outside LA Basin | 12 | Monthly System Peak Day | SCE | 1-in-2 | 2023 | 23 |  |  |  | 33.5767 | 1
| LCA | Outside LA Basin | 12 | Monthly System Peak Day | SCE | 1-in-2 | 2023 | 24 |  |  |  | 31.0067 | 1
| LCA | Outside LA Basin | 1 | Average Weekday | SCE | 1-in-2 | 2024 | 1 |  |  |  | 42.7993 | 1
| LCA | Outside LA Basin | 1 | Average Weekday | SCE | 1-in-2 | 2024 | 2 |  |  |  | 41.7604 | 1
| LCA | Outside LA Basin | 1 | Average Weekday | SCE | 1-in-2 | 2024 | 3 |  |  |  | 40.7429 | 1
| LCA | Outside LA Basin | 1 | Average Weekday | SCE | 1-in-2 | 2024 | 4 |  |  |  | 39.9359 | 1
| LCA | Outside LA Basin | 1 | Average Weekday | SCE | 1-in-2 | 2024 | 5 |  |  |  | 39.1415 | 1
| LCA | Outside LA Basin | 1 | Average Weekday | SCE | 1-in-2 | 2024 | 6 |  |  |  | 38.8219 | 1
| LCA | Outside LA Basin | 1 | Average Weekday | SCE | 1-in-2 | 2024 | 7 |  |  |  | 38.0672 | 1
| LCA | Outside LA Basin | 1 | Average Weekday | SCE | 1-in-2 | 2024 | 8 |  |  |  | 37.6109 | 1
| LCA | Outside LA Basin | 1 | Average Weekday | SCE | 1-in-2 | 2024 | 9 |  |  |  | 38.4194 | 1
| LCA | Outside LA Basin | 1 | Average Weekday | SCE | 1-in-2 | 2024 | 10 |  |  |  | 41.5477 | 1
| LCA | Outside LA Basin | 1 | Average Weekday | SCE | 1-in-2 | 2024 | 11 |  |  |  | 45.908 | 1
| LCA | Outside LA Basin | 1 | Average Weekday | SCE | 1-in-2 | 2024 | 12 |  |  |  | 50.9033 | 1
| LCA | Outside LA Basin | 1 | Average Weekday | SCE | 1-in-2 | 2024 | 13 |  |  |  | 54.1978 | 1
| LCA | Outside LA Basin | 1 | Average Weekday | SCE | 1-in-2 | 2024 | 14 |  |  |  | 56.4792 | 1
| LCA | Outside LA Basin | 1 | Average Weekday | SCE | 1-in-2 | 2024 | 15 |  |  |  | 58.1691 | 1
| LCA | Outside LA Basin | 1 | Average Weekday | SCE | 1-in-2 | 2024 | 16 |  |  |  | 59.1143 | 1
| LCA | Outside LA Basin | 1 | Average Weekday | SCE | 1-in-2 | 2024 | 17 |  |  |  | 59.0482 | 1
| LCA | Outside LA Basin | 1 | Average Weekday | SCE | 1-in-2 | 2024 | 18 |  |  |  | 57.7988 | 1
| LCA | Outside LA Basin | 1 | Average Weekday | SCE | 1-in-2 | 2024 | 19 |  |  |  | 55.1406 | 1
| LCA | Outside LA Basin | 1 | Average Weekday | SCE | 1-in-2 | 2024 | 20 |  |  |  | 52.232 | 1
| LCA | Outside LA Basin | 1 | Average Weekday | SCE | 1-in-2 | 2024 | 21 |  |  |  | 49.7834 | 1
| LCA | Outside LA Basin | 1 | Average Weekday | SCE | 1-in-2 | 2024 | 22 |  |  |  | 48.125 | 1
| LCA | Outside LA Basin | 1 | Average Weekday | SCE | 1-in-2 | 2024 | 23 |  |  |  | 46.5186 | 1
| LCA | Outside LA Basin | 1 | Average Weekday | SCE | 1-in-2 | 2024 | 24 |  |  |  | 45.2073 | 1
| LCA | Outside LA Basin | 1 | Monthly System Peak Day | SCE | 1-in-2 | 2024 | 1 |  |  |  | 35.7933 | 1
| LCA | Outside LA Basin | 1 | Monthly System Peak Day | SCE | 1-in-2 | 2024 | 2 |  |  |  | 34.8567 | 1
| LCA | Outside LA Basin | 1 | Monthly System Peak Day | SCE | 1-in-2 | 2024 | 3 |  |  |  | 33.8267 | 1
| LCA | Outside LA Basin | 1 | Monthly System Peak Day | SCE | 1-in-2 | 2024 | 4 |  |  |  | 34.54 | 1
| LCA | Outside LA Basin | 1 | Monthly System Peak Day | SCE | 1-in-2 | 2024 | 5 |  |  |  | 33.1433 | 1
| LCA | Outside LA Basin | 1 | Monthly System Peak Day | SCE | 1-in-2 | 2024 | 6 |  |  |  | 32.78 | 1
| LCA | Outside LA Basin | 1 | Monthly System Peak Day | SCE | 1-in-2 | 2024 | 7 |  |  |  | 32.9633 | 1
| LCA | Outside LA Basin | 1 | Monthly System Peak Day | SCE | 1-in-2 | 2024 | 8 |  |  |  | 32.38 | 1
| LCA | Outside LA Basin | 1 | Monthly System Peak Day | SCE | 1-in-2 | 2024 | 9 |  |  |  | 33.07 | 1
| LCA | Outside LA Basin | 1 | Monthly System Peak Day | SCE | 1-in-2 | 2024 | 10 |  |  |  | 35.4767 | 1
| LCA | Outside LA Basin | 1 | Monthly System Peak Day | SCE | 1-in-2 | 2024 | 11 |  |  |  | 38.8733 | 1
| LCA | Outside LA Basin | 1 | Monthly System Peak Day | SCE | 1-in-2 | 2024 | 12 |  |  |  | 42.2133 | 1
| LCA | Outside LA Basin | 1 | Monthly System Peak Day | SCE | 1-in-2 | 2024 | 13 |  |  |  | 45.2233 | 1
| LCA | Outside LA Basin | 1 | Monthly System Peak Day | SCE | 1-in-2 | 2024 | 14 |  |  |  | 48.8767 | 1
| LCA | Outside LA Basin | 1 | Monthly System Peak Day | SCE | 1-in-2 | 2024 | 15 |  |  |  | 47.8033 | 1
| LCA | Outside LA Basin | 1 | Monthly System Peak Day | SCE | 1-in-2 | 2024 | 16 |  |  |  | 47.0367 | 1
| LCA | Outside LA Basin | 1 | Monthly System Peak Day | SCE | 1-in-2 | 2024 | 17 |  |  |  | 47.32 | 1
| LCA | Outside LA Basin | 1 | Monthly System Peak Day | SCE | 1-in-2 | 2024 | 18 |  |  |  | 46.11 | 1
| LCA | Outside LA Basin | 1 | Monthly System Peak Day | SCE | 1-in-2 | 2024 | 19 |  |  |  | 44.34 | 1
| LCA | Outside LA Basin | 1 | Monthly System Peak Day | SCE | 1-in-2 | 2024 | 20 |  |  |  | 42.3967 | 1
| LCA | Outside LA Basin | 1 | Monthly System Peak Day | SCE | 1-in-2 | 2024 | 21 |  |  |  | 41.58 | 1
| LCA | Outside LA Basin | 1 | Monthly System Peak Day | SCE | 1-in-2 | 2024 | 22 |  |  |  | 41.57 | 1
| LCA | Outside LA Basin | 1 | Monthly System Peak Day | SCE | 1-in-2 | 2024 | 23 |  |  |  | 40.4967 | 1
| LCA | Outside LA Basin | 1 | Monthly System Peak Day | SCE | 1-in-2 | 2024 | 24 |  |  |  | 39.53 | 1
| LCA | Outside LA Basin | 2 | Average Weekday | SCE | 1-in-2 | 2024 | 1 |  |  |  | 45.8051 | 1
| LCA | Outside LA Basin | 2 | Average Weekday | SCE | 1-in-2 | 2024 | 2 |  |  |  | 44.7657 | 1
| LCA | Outside LA Basin | 2 | Average Weekday | SCE | 1-in-2 | 2024 | 3 |  |  |  | 43.8638 | 1
| LCA | Outside LA Basin | 2 | Average Weekday | SCE | 1-in-2 | 2024 | 4 |  |  |  | 43.1001 | 1
| LCA | Outside LA Basin | 2 | Average Weekday | SCE | 1-in-2 | 2024 | 5 |  |  |  | 42.0324 | 1
| LCA | Outside LA Basin | 2 | Average Weekday | SCE | 1-in-2 | 2024 | 6 |  |  |  | 41.2169 | 1
| LCA | Outside LA Basin | 2 | Average Weekday | SCE | 1-in-2 | 2024 | 7 |  |  |  | 40.7883 | 1
| LCA | Outside LA Basin | 2 | Average Weekday | SCE | 1-in-2 | 2024 | 8 |  |  |  | 40.4625 | 1
| LCA | Outside LA Basin | 2 | Average Weekday | SCE | 1-in-2 | 2024 | 9 |  |  |  | 41.828 | 1
| LCA | Outside LA Basin | 2 | Average Weekday | SCE | 1-in-2 | 2024 | 10 |  |  |  | 45.273 | 1
| LCA | Outside LA Basin | 2 | Average Weekday | SCE | 1-in-2 | 2024 | 11 |  |  |  | 49.4713 | 1
| LCA | Outside LA Basin | 2 | Average Weekday | SCE | 1-in-2 | 2024 | 12 |  |  |  | 52.8686 | 1
| LCA | Outside LA Basin | 2 | Average Weekday | SCE | 1-in-2 | 2024 | 13 |  |  |  | 55.5261 | 1
| LCA | Outside LA Basin | 2 | Average Weekday | SCE | 1-in-2 | 2024 | 14 |  |  |  | 57.4444 | 1
| LCA | Outside LA Basin | 2 | Average Weekday | SCE | 1-in-2 | 2024 | 15 |  |  |  | 58.6077 | 1
| LCA | Outside LA Basin | 2 | Average Weekday | SCE | 1-in-2 | 2024 | 16 |  |  |  | 59.1948 | 1
| LCA | Outside LA Basin | 2 | Average Weekday | SCE | 1-in-2 | 2024 | 17 |  |  |  | 59.302 | 1
| LCA | Outside LA Basin | 2 | Average Weekday | SCE | 1-in-2 | 2024 | 18 |  |  |  | 58.4631 | 1
| LCA | Outside LA Basin | 2 | Average Weekday | SCE | 1-in-2 | 2024 | 19 |  |  |  | 56.3507 | 1
| LCA | Outside LA Basin | 2 | Average Weekday | SCE | 1-in-2 | 2024 | 20 |  |  |  | 53.8282 | 1
| LCA | Outside LA Basin | 2 | Average Weekday | SCE | 1-in-2 | 2024 | 21 |  |  |  | 51.7142 | 1
| LCA | Outside LA Basin | 2 | Average Weekday | SCE | 1-in-2 | 2024 | 22 |  |  |  | 50.1008 | 1
| LCA | Outside LA Basin | 2 | Average Weekday | SCE | 1-in-2 | 2024 | 23 |  |  |  | 48.6919 | 1
| LCA | Outside LA Basin | 2 | Average Weekday | SCE | 1-in-2 | 2024 | 24 |  |  |  | 47.1528 | 1
| LCA | Outside LA Basin | 2 | Monthly System Peak Day | SCE | 1-in-2 | 2024 | 1 |  |  |  | 35.05 | 1
| LCA | Outside LA Basin | 2 | Monthly System Peak Day | SCE | 1-in-2 | 2024 | 2 |  |  |  | 34.3867 | 1
| LCA | Outside LA Basin | 2 | Monthly System Peak Day | SCE | 1-in-2 | 2024 | 3 |  |  |  | 34.5567 | 1
| LCA | Outside LA Basin | 2 | Monthly System Peak Day | SCE | 1-in-2 | 2024 | 4 |  |  |  | 34.5033 | 1
| LCA | Outside LA Basin | 2 | Monthly System Peak Day | SCE | 1-in-2 | 2024 | 5 |  |  |  | 34.02 | 1
| LCA | Outside LA Basin | 2 | Monthly System Peak Day | SCE | 1-in-2 | 2024 | 6 |  |  |  | 33.9433 | 1
| LCA | Outside LA Basin | 2 | Monthly System Peak Day | SCE | 1-in-2 | 2024 | 7 |  |  |  | 33.7267 | 1
| LCA | Outside LA Basin | 2 | Monthly System Peak Day | SCE | 1-in-2 | 2024 | 8 |  |  |  | 33.9167 | 1
| LCA | Outside LA Basin | 2 | Monthly System Peak Day | SCE | 1-in-2 | 2024 | 9 |  |  |  | 34.3967 | 1
| LCA | Outside LA Basin | 2 | Monthly System Peak Day | SCE | 1-in-2 | 2024 | 10 |  |  |  | 35.7233 | 1
| LCA | Outside LA Basin | 2 | Monthly System Peak Day | SCE | 1-in-2 | 2024 | 11 |  |  |  | 37.9567 | 1
| LCA | Outside LA Basin | 2 | Monthly System Peak Day | SCE | 1-in-2 | 2024 | 12 |  |  |  | 39.9933 | 1
| LCA | Outside LA Basin | 2 | Monthly System Peak Day | SCE | 1-in-2 | 2024 | 13 |  |  |  | 42.1833 | 1
| LCA | Outside LA Basin | 2 | Monthly System Peak Day | SCE | 1-in-2 | 2024 | 14 |  |  |  | 44.06 | 1
| LCA | Outside LA Basin | 2 | Monthly System Peak Day | SCE | 1-in-2 | 2024 | 15 |  |  |  | 45.9333 | 1
| LCA | Outside LA Basin | 2 | Monthly System Peak Day | SCE | 1-in-2 | 2024 | 16 |  |  |  | 47.18 | 1
| LCA | Outside LA Basin | 2 | Monthly System Peak Day | SCE | 1-in-2 | 2024 | 17 |  |  |  | 47.52 | 1
| LCA | Outside LA Basin | 2 | Monthly System Peak Day | SCE | 1-in-2 | 2024 | 18 |  |  |  | 47.1067 | 1
| LCA | Outside LA Basin | 2 | Monthly System Peak Day | SCE | 1-in-2 | 2024 | 19 |  |  |  | 45.2067 | 1
| LCA | Outside LA Basin | 2 | Monthly System Peak Day | SCE | 1-in-2 | 2024 | 20 |  |  |  | 43.6533 | 1
| LCA | Outside LA Basin | 2 | Monthly System Peak Day | SCE | 1-in-2 | 2024 | 21 |  |  |  | 42.0133 | 1
| LCA | Outside LA Basin | 2 | Monthly System Peak Day | SCE | 1-in-2 | 2024 | 22 |  |  |  | 40.6967 | 1
| LCA | Outside LA Basin | 2 | Monthly System Peak Day | SCE | 1-in-2 | 2024 | 23 |  |  |  | 40.0133 | 1
| LCA | Outside LA Basin | 2 | Monthly System Peak Day | SCE | 1-in-2 | 2024 | 24 |  |  |  | 39.2733 | 1
| LCA | Outside LA Basin | 3 | Average Weekday | SCE | 1-in-2 | 2024 | 1 |  |  |  | 50.5648 | 1
| LCA | Outside LA Basin | 3 | Average Weekday | SCE | 1-in-2 | 2024 | 2 |  |  |  | 49.5662 | 1
| LCA | Outside LA Basin | 3 | Average Weekday | SCE | 1-in-2 | 2024 | 3 |  |  |  | 48.4714 | 1
| LCA | Outside LA Basin | 3 | Average Weekday | SCE | 1-in-2 | 2024 | 4 |  |  |  | 47.8283 | 1
| LCA | Outside LA Basin | 3 | Average Weekday | SCE | 1-in-2 | 2024 | 5 |  |  |  | 46.9052 | 1
| LCA | Outside LA Basin | 3 | Average Weekday | SCE | 1-in-2 | 2024 | 6 |  |  |  | 46.17 | 1
| LCA | Outside LA Basin | 3 | Average Weekday | SCE | 1-in-2 | 2024 | 7 |  |  |  | 45.5217 | 1
| LCA | Outside LA Basin | 3 | Average Weekday | SCE | 1-in-2 | 2024 | 8 |  |  |  | 45.1175 | 1
| LCA | Outside LA Basin | 3 | Average Weekday | SCE | 1-in-2 | 2024 | 9 |  |  |  | 46.1368 | 1
| LCA | Outside LA Basin | 3 | Average Weekday | SCE | 1-in-2 | 2024 | 10 |  |  |  | 49.4075 | 1
| LCA | Outside LA Basin | 3 | Average Weekday | SCE | 1-in-2 | 2024 | 11 |  |  |  | 53.1608 | 1
| LCA | Outside LA Basin | 3 | Average Weekday | SCE | 1-in-2 | 2024 | 12 |  |  |  | 56.4497 | 1
| LCA | Outside LA Basin | 3 | Average Weekday | SCE | 1-in-2 | 2024 | 13 |  |  |  | 59.1687 | 1
| LCA | Outside LA Basin | 3 | Average Weekday | SCE | 1-in-2 | 2024 | 14 |  |  |  | 61.0428 | 1
| LCA | Outside LA Basin | 3 | Average Weekday | SCE | 1-in-2 | 2024 | 15 |  |  |  | 62.3557 | 1
| LCA | Outside LA Basin | 3 | Average Weekday | SCE | 1-in-2 | 2024 | 16 |  |  |  | 63.2505 | 1
| LCA | Outside LA Basin | 3 | Average Weekday | SCE | 1-in-2 | 2024 | 17 |  |  |  | 63.5652 | 1
| LCA | Outside LA Basin | 3 | Average Weekday | SCE | 1-in-2 | 2024 | 18 |  |  |  | 63.0934 | 1
| LCA | Outside LA Basin | 3 | Average Weekday | SCE | 1-in-2 | 2024 | 19 |  |  |  | 61.8806 | 1
| LCA | Outside LA Basin | 3 | Average Weekday | SCE | 1-in-2 | 2024 | 20 |  |  |  | 59.9275 | 1
| LCA | Outside LA Basin | 3 | Average Weekday | SCE | 1-in-2 | 2024 | 21 |  |  |  | 57.5472 | 1
| LCA | Outside LA Basin | 3 | Average Weekday | SCE | 1-in-2 | 2024 | 22 |  |  |  | 55.3093 | 1
| LCA | Outside LA Basin | 3 | Average Weekday | SCE | 1-in-2 | 2024 | 23 |  |  |  | 53.6298 | 1
| LCA | Outside LA Basin | 3 | Average Weekday | SCE | 1-in-2 | 2024 | 24 |  |  |  | 52.2265 | 1
| LCA | Outside LA Basin | 3 | Monthly System Peak Day | SCE | 1-in-2 | 2024 | 1 |  |  |  | 50.1467 | 1
| LCA | Outside LA Basin | 3 | Monthly System Peak Day | SCE | 1-in-2 | 2024 | 2 |  |  |  | 48.9233 | 1
| LCA | Outside LA Basin | 3 | Monthly System Peak Day | SCE | 1-in-2 | 2024 | 3 |  |  |  | 47.02 | 1
| LCA | Outside LA Basin | 3 | Monthly System Peak Day | SCE | 1-in-2 | 2024 | 4 |  |  |  | 46.39 | 1
| LCA | Outside LA Basin | 3 | Monthly System Peak Day | SCE | 1-in-2 | 2024 | 5 |  |  |  | 45.5167 | 1
| LCA | Outside LA Basin | 3 | Monthly System Peak Day | SCE | 1-in-2 | 2024 | 6 |  |  |  | 44.15 | 1
| LCA | Outside LA Basin | 3 | Monthly System Peak Day | SCE | 1-in-2 | 2024 | 7 |  |  |  | 42.9533 | 1
| LCA | Outside LA Basin | 3 | Monthly System Peak Day | SCE | 1-in-2 | 2024 | 8 |  |  |  | 42.4867 | 1
| LCA | Outside LA Basin | 3 | Monthly System Peak Day | SCE | 1-in-2 | 2024 | 9 |  |  |  | 43.23 | 1
| LCA | Outside LA Basin | 3 | Monthly System Peak Day | SCE | 1-in-2 | 2024 | 10 |  |  |  | 44.9167 | 1
| LCA | Outside LA Basin | 3 | Monthly System Peak Day | SCE | 1-in-2 | 2024 | 11 |  |  |  | 49.4633 | 1
| LCA | Outside LA Basin | 3 | Monthly System Peak Day | SCE | 1-in-2 | 2024 | 12 |  |  |  | 53.3167 | 1
| LCA | Outside LA Basin | 3 | Monthly System Peak Day | SCE | 1-in-2 | 2024 | 13 |  |  |  | 56.54 | 1
| LCA | Outside LA Basin | 3 | Monthly System Peak Day | SCE | 1-in-2 | 2024 | 14 |  |  |  | 59.1767 | 1
| LCA | Outside LA Basin | 3 | Monthly System Peak Day | SCE | 1-in-2 | 2024 | 15 |  |  |  | 61.4167 | 1
| LCA | Outside LA Basin | 3 | Monthly System Peak Day | SCE | 1-in-2 | 2024 | 16 |  |  |  | 63.2333 | 1
| LCA | Outside LA Basin | 3 | Monthly System Peak Day | SCE | 1-in-2 | 2024 | 17 |  |  |  | 64.2933 | 1
| LCA | Outside LA Basin | 3 | Monthly System Peak Day | SCE | 1-in-2 | 2024 | 18 |  |  |  | 64.4733 | 1
| LCA | Outside LA Basin | 3 | Monthly System Peak Day | SCE | 1-in-2 | 2024 | 19 |  |  |  | 63.6233 | 1
| LCA | Outside LA Basin | 3 | Monthly System Peak Day | SCE | 1-in-2 | 2024 | 20 |  |  |  | 61.6733 | 1
| LCA | Outside LA Basin | 3 | Monthly System Peak Day | SCE | 1-in-2 | 2024 | 21 |  |  |  | 58.8133 | 1
| LCA | Outside LA Basin | 3 | Monthly System Peak Day | SCE | 1-in-2 | 2024 | 22 |  |  |  | 57.0467 | 1
| LCA | Outside LA Basin | 3 | Monthly System Peak Day | SCE | 1-in-2 | 2024 | 23 |  |  |  | 54.9467 | 1
| LCA | Outside LA Basin | 3 | Monthly System Peak Day | SCE | 1-in-2 | 2024 | 24 |  |  |  | 52.9967 | 1
| LCA | Outside LA Basin | 4 | Average Weekday | SCE | 1-in-2 | 2024 | 1 |  |  |  | 55.4314 | 1
| LCA | Outside LA Basin | 4 | Average Weekday | SCE | 1-in-2 | 2024 | 2 |  |  |  | 54.0393 | 1
| LCA | Outside LA Basin | 4 | Average Weekday | SCE | 1-in-2 | 2024 | 3 |  |  |  | 53.0091 | 1
| LCA | Outside LA Basin | 4 | Average Weekday | SCE | 1-in-2 | 2024 | 4 |  |  |  | 51.8922 | 1
| LCA | Outside LA Basin | 4 | Average Weekday | SCE | 1-in-2 | 2024 | 5 |  |  |  | 50.9195 | 1
| LCA | Outside LA Basin | 4 | Average Weekday | SCE | 1-in-2 | 2024 | 6 |  |  |  | 49.939 | 1
| LCA | Outside LA Basin | 4 | Average Weekday | SCE | 1-in-2 | 2024 | 7 |  |  |  | 49.0993 | 1
| LCA | Outside LA Basin | 4 | Average Weekday | SCE | 1-in-2 | 2024 | 8 |  |  |  | 48.9968 | 1
| LCA | Outside LA Basin | 4 | Average Weekday | SCE | 1-in-2 | 2024 | 9 |  |  |  | 51.1425 | 1
| LCA | Outside LA Basin | 4 | Average Weekday | SCE | 1-in-2 | 2024 | 10 |  |  |  | 54.716 | 1
| LCA | Outside LA Basin | 4 | Average Weekday | SCE | 1-in-2 | 2024 | 11 |  |  |  | 58.5012 | 1
| LCA | Outside LA Basin | 4 | Average Weekday | SCE | 1-in-2 | 2024 | 12 |  |  |  | 61.5829 | 1
| LCA | Outside LA Basin | 4 | Average Weekday | SCE | 1-in-2 | 2024 | 13 |  |  |  | 64.4076 | 1
| LCA | Outside LA Basin | 4 | Average Weekday | SCE | 1-in-2 | 2024 | 14 |  |  |  | 66.5797 | 1
| LCA | Outside LA Basin | 4 | Average Weekday | SCE | 1-in-2 | 2024 | 15 |  |  |  | 67.984 | 1
| LCA | Outside LA Basin | 4 | Average Weekday | SCE | 1-in-2 | 2024 | 16 |  |  |  | 68.8393 | 1
| LCA | Outside LA Basin | 4 | Average Weekday | SCE | 1-in-2 | 2024 | 17 |  |  |  | 69.0253 | 1
| LCA | Outside LA Basin | 4 | Average Weekday | SCE | 1-in-2 | 2024 | 18 |  |  |  | 68.4056 | 1
| LCA | Outside LA Basin | 4 | Average Weekday | SCE | 1-in-2 | 2024 | 19 |  |  |  | 67.0783 | 1
| LCA | Outside LA Basin | 4 | Average Weekday | SCE | 1-in-2 | 2024 | 20 |  |  |  | 64.7131 | 1
| LCA | Outside LA Basin | 4 | Average Weekday | SCE | 1-in-2 | 2024 | 21 |  |  |  | 61.7427 | 1
| LCA | Outside LA Basin | 4 | Average Weekday | SCE | 1-in-2 | 2024 | 22 |  |  |  | 59.3168 | 1
| LCA | Outside LA Basin | 4 | Average Weekday | SCE | 1-in-2 | 2024 | 23 |  |  |  | 57.5233 | 1
| LCA | Outside LA Basin | 4 | Average Weekday | SCE | 1-in-2 | 2024 | 24 |  |  |  | 56.0273 | 1
| LCA | Outside LA Basin | 4 | Monthly System Peak Day | SCE | 1-in-2 | 2024 | 1 |  |  |  | 61.64 | 1
| LCA | Outside LA Basin | 4 | Monthly System Peak Day | SCE | 1-in-2 | 2024 | 2 |  |  |  | 59.72 | 1
| LCA | Outside LA Basin | 4 | Monthly System Peak Day | SCE | 1-in-2 | 2024 | 3 |  |  |  | 57.7433 | 1
| LCA | Outside LA Basin | 4 | Monthly System Peak Day | SCE | 1-in-2 | 2024 | 4 |  |  |  | 57.3967 | 1
| LCA | Outside LA Basin | 4 | Monthly System Peak Day | SCE | 1-in-2 | 2024 | 5 |  |  |  | 55.9733 | 1
| LCA | Outside LA Basin | 4 | Monthly System Peak Day | SCE | 1-in-2 | 2024 | 6 |  |  |  | 54.13 | 1
| LCA | Outside LA Basin | 4 | Monthly System Peak Day | SCE | 1-in-2 | 2024 | 7 |  |  |  | 53.4 | 1
| LCA | Outside LA Basin | 4 | Monthly System Peak Day | SCE | 1-in-2 | 2024 | 8 |  |  |  | 53.7033 | 1
| LCA | Outside LA Basin | 4 | Monthly System Peak Day | SCE | 1-in-2 | 2024 | 9 |  |  |  | 55.19 | 1
| LCA | Outside LA Basin | 4 | Monthly System Peak Day | SCE | 1-in-2 | 2024 | 10 |  |  |  | 58.9167 | 1
| LCA | Outside LA Basin | 4 | Monthly System Peak Day | SCE | 1-in-2 | 2024 | 11 |  |  |  | 64.7733 | 1
| LCA | Outside LA Basin | 4 | Monthly System Peak Day | SCE | 1-in-2 | 2024 | 12 |  |  |  | 70.5833 | 1
| LCA | Outside LA Basin | 4 | Monthly System Peak Day | SCE | 1-in-2 | 2024 | 13 |  |  |  | 75.6933 | 1
| LCA | Outside LA Basin | 4 | Monthly System Peak Day | SCE | 1-in-2 | 2024 | 14 |  |  |  | 79.3667 | 1
| LCA | Outside LA Basin | 4 | Monthly System Peak Day | SCE | 1-in-2 | 2024 | 15 |  |  |  | 80.9 | 1
| LCA | Outside LA Basin | 4 | Monthly System Peak Day | SCE | 1-in-2 | 2024 | 16 |  |  |  | 82.1667 | 1
| LCA | Outside LA Basin | 4 | Monthly System Peak Day | SCE | 1-in-2 | 2024 | 17 |  |  |  | 82.2333 | 1
| LCA | Outside LA Basin | 4 | Monthly System Peak Day | SCE | 1-in-2 | 2024 | 18 |  |  |  | 81.6 | 1
| LCA | Outside LA Basin | 4 | Monthly System Peak Day | SCE | 1-in-2 | 2024 | 19 |  |  |  | 80.5667 | 1
| LCA | Outside LA Basin | 4 | Monthly System Peak Day | SCE | 1-in-2 | 2024 | 20 |  |  |  | 78.5333 | 1
| LCA | Outside LA Basin | 4 | Monthly System Peak Day | SCE | 1-in-2 | 2024 | 21 |  |  |  | 75.2 | 1
| LCA | Outside LA Basin | 4 | Monthly System Peak Day | SCE | 1-in-2 | 2024 | 22 |  |  |  | 72.4667 | 1
| LCA | Outside LA Basin | 4 | Monthly System Peak Day | SCE | 1-in-2 | 2024 | 23 |  |  |  | 71.2 | 1
| LCA | Outside LA Basin | 4 | Monthly System Peak Day | SCE | 1-in-2 | 2024 | 24 |  |  |  | 69.2467 | 1
| LCA | Outside LA Basin | 5 | Average Weekday | SCE | 1-in-2 | 2024 | 1 |  |  |  | 62.137 | 1
| LCA | Outside LA Basin | 5 | Average Weekday | SCE | 1-in-2 | 2024 | 2 |  |  |  | 60.8508 | 1
| LCA | Outside LA Basin | 5 | Average Weekday | SCE | 1-in-2 | 2024 | 3 |  |  |  | 59.6166 | 1
| LCA | Outside LA Basin | 5 | Average Weekday | SCE | 1-in-2 | 2024 | 4 |  |  |  | 58.5375 | 1
| LCA | Outside LA Basin | 5 | Average Weekday | SCE | 1-in-2 | 2024 | 5 |  |  |  | 57.4615 | 1
| LCA | Outside LA Basin | 5 | Average Weekday | SCE | 1-in-2 | 2024 | 6 |  |  |  | 56.6158 | 1
| LCA | Outside LA Basin | 5 | Average Weekday | SCE | 1-in-2 | 2024 | 7 |  |  |  | 55.73 | 1
| LCA | Outside LA Basin | 5 | Average Weekday | SCE | 1-in-2 | 2024 | 8 |  |  |  | 56.6615 | 1
| LCA | Outside LA Basin | 5 | Average Weekday | SCE | 1-in-2 | 2024 | 9 |  |  |  | 59.8644 | 1
| LCA | Outside LA Basin | 5 | Average Weekday | SCE | 1-in-2 | 2024 | 10 |  |  |  | 63.6587 | 1
| LCA | Outside LA Basin | 5 | Average Weekday | SCE | 1-in-2 | 2024 | 11 |  |  |  | 67.2326 | 1
| LCA | Outside LA Basin | 5 | Average Weekday | SCE | 1-in-2 | 2024 | 12 |  |  |  | 70.5618 | 1
| LCA | Outside LA Basin | 5 | Average Weekday | SCE | 1-in-2 | 2024 | 13 |  |  |  | 73.2877 | 1
| LCA | Outside LA Basin | 5 | Average Weekday | SCE | 1-in-2 | 2024 | 14 |  |  |  | 75.0811 | 1
| LCA | Outside LA Basin | 5 | Average Weekday | SCE | 1-in-2 | 2024 | 15 |  |  |  | 76.3295 | 1
| LCA | Outside LA Basin | 5 | Average Weekday | SCE | 1-in-2 | 2024 | 16 |  |  |  | 77.0623 | 1
| LCA | Outside LA Basin | 5 | Average Weekday | SCE | 1-in-2 | 2024 | 17 |  |  |  | 77.2838 | 1
| LCA | Outside LA Basin | 5 | Average Weekday | SCE | 1-in-2 | 2024 | 18 |  |  |  | 76.6675 | 1
| LCA | Outside LA Basin | 5 | Average Weekday | SCE | 1-in-2 | 2024 | 19 |  |  |  | 75.2703 | 1
| LCA | Outside LA Basin | 5 | Average Weekday | SCE | 1-in-2 | 2024 | 20 |  |  |  | 72.9802 | 1
| LCA | Outside LA Basin | 5 | Average Weekday | SCE | 1-in-2 | 2024 | 21 |  |  |  | 69.5905 | 1
| LCA | Outside LA Basin | 5 | Average Weekday | SCE | 1-in-2 | 2024 | 22 |  |  |  | 66.5993 | 1
| LCA | Outside LA Basin | 5 | Average Weekday | SCE | 1-in-2 | 2024 | 23 |  |  |  | 64.7036 | 1
| LCA | Outside LA Basin | 5 | Average Weekday | SCE | 1-in-2 | 2024 | 24 |  |  |  | 63.0014 | 1
| LCA | Outside LA Basin | 5 | Monthly System Peak Day | SCE | 1-in-2 | 2024 | 1 |  |  |  | 67.2867 | 1
| LCA | Outside LA Basin | 5 | Monthly System Peak Day | SCE | 1-in-2 | 2024 | 2 |  |  |  | 65.1267 | 1
| LCA | Outside LA Basin | 5 | Monthly System Peak Day | SCE | 1-in-2 | 2024 | 3 |  |  |  | 64.1067 | 1
| LCA | Outside LA Basin | 5 | Monthly System Peak Day | SCE | 1-in-2 | 2024 | 4 |  |  |  | 62.5933 | 1
| LCA | Outside LA Basin | 5 | Monthly System Peak Day | SCE | 1-in-2 | 2024 | 5 |  |  |  | 60.6067 | 1
| LCA | Outside LA Basin | 5 | Monthly System Peak Day | SCE | 1-in-2 | 2024 | 6 |  |  |  | 60.18 | 1
| LCA | Outside LA Basin | 5 | Monthly System Peak Day | SCE | 1-in-2 | 2024 | 7 |  |  |  | 59.8233 | 1
| LCA | Outside LA Basin | 5 | Monthly System Peak Day | SCE | 1-in-2 | 2024 | 8 |  |  |  | 59.8433 | 1
| LCA | Outside LA Basin | 5 | Monthly System Peak Day | SCE | 1-in-2 | 2024 | 9 |  |  |  | 60.9633 | 1
| LCA | Outside LA Basin | 5 | Monthly System Peak Day | SCE | 1-in-2 | 2024 | 10 |  |  |  | 66.41 | 1
| LCA | Outside LA Basin | 5 | Monthly System Peak Day | SCE | 1-in-2 | 2024 | 11 |  |  |  | 71.1333 | 1
| LCA | Outside LA Basin | 5 | Monthly System Peak Day | SCE | 1-in-2 | 2024 | 12 |  |  |  | 75.33 | 1
| LCA | Outside LA Basin | 5 | Monthly System Peak Day | SCE | 1-in-2 | 2024 | 13 |  |  |  | 79.1 | 1
| LCA | Outside LA Basin | 5 | Monthly System Peak Day | SCE | 1-in-2 | 2024 | 14 |  |  |  | 81.1667 | 1
| LCA | Outside LA Basin | 5 | Monthly System Peak Day | SCE | 1-in-2 | 2024 | 15 |  |  |  | 83.1333 | 1
| LCA | Outside LA Basin | 5 | Monthly System Peak Day | SCE | 1-in-2 | 2024 | 16 |  |  |  | 85.4 | 1
| LCA | Outside LA Basin | 5 | Monthly System Peak Day | SCE | 1-in-2 | 2024 | 17 |  |  |  | 86.3667 | 1
| LCA | Outside LA Basin | 5 | Monthly System Peak Day | SCE | 1-in-2 | 2024 | 18 |  |  |  | 86.4 | 1
| LCA | Outside LA Basin | 5 | Monthly System Peak Day | SCE | 1-in-2 | 2024 | 19 |  |  |  | 85.9667 | 1
| LCA | Outside LA Basin | 5 | Monthly System Peak Day | SCE | 1-in-2 | 2024 | 20 |  |  |  | 83.2333 | 1
| LCA | Outside LA Basin | 5 | Monthly System Peak Day | SCE | 1-in-2 | 2024 | 21 |  |  |  | 78.9 | 1
| LCA | Outside LA Basin | 5 | Monthly System Peak Day | SCE | 1-in-2 | 2024 | 22 |  |  |  | 75.6667 | 1
| LCA | Outside LA Basin | 5 | Monthly System Peak Day | SCE | 1-in-2 | 2024 | 23 |  |  |  | 72.9667 | 1
| LCA | Outside LA Basin | 5 | Monthly System Peak Day | SCE | 1-in-2 | 2024 | 24 |  |  |  | 70.35 | 1
| LCA | Outside LA Basin | 6 | Average Weekday | SCE | 1-in-2 | 2024 | 1 |  |  |  | 70.2183 | 1
| LCA | Outside LA Basin | 6 | Average Weekday | SCE | 1-in-2 | 2024 | 2 |  |  |  | 68.7472 | 1
| LCA | Outside LA Basin | 6 | Average Weekday | SCE | 1-in-2 | 2024 | 3 |  |  |  | 67.542 | 1
| LCA | Outside LA Basin | 6 | Average Weekday | SCE | 1-in-2 | 2024 | 4 |  |  |  | 66.3818 | 1
| LCA | Outside LA Basin | 6 | Average Weekday | SCE | 1-in-2 | 2024 | 5 |  |  |  | 65.3338 | 1
| LCA | Outside LA Basin | 6 | Average Weekday | SCE | 1-in-2 | 2024 | 6 |  |  |  | 64.0672 | 1
| LCA | Outside LA Basin | 6 | Average Weekday | SCE | 1-in-2 | 2024 | 7 |  |  |  | 63.101 | 1
| LCA | Outside LA Basin | 6 | Average Weekday | SCE | 1-in-2 | 2024 | 8 |  |  |  | 64.2057 | 1
| LCA | Outside LA Basin | 6 | Average Weekday | SCE | 1-in-2 | 2024 | 9 |  |  |  | 67.7967 | 1
| LCA | Outside LA Basin | 6 | Average Weekday | SCE | 1-in-2 | 2024 | 10 |  |  |  | 72.0773 | 1
| LCA | Outside LA Basin | 6 | Average Weekday | SCE | 1-in-2 | 2024 | 11 |  |  |  | 76.7247 | 1
| LCA | Outside LA Basin | 6 | Average Weekday | SCE | 1-in-2 | 2024 | 12 |  |  |  | 80.4514 | 1
| LCA | Outside LA Basin | 6 | Average Weekday | SCE | 1-in-2 | 2024 | 13 |  |  |  | 83.3777 | 1
| LCA | Outside LA Basin | 6 | Average Weekday | SCE | 1-in-2 | 2024 | 14 |  |  |  | 85.5483 | 1
| LCA | Outside LA Basin | 6 | Average Weekday | SCE | 1-in-2 | 2024 | 15 |  |  |  | 86.8952 | 1
| LCA | Outside LA Basin | 6 | Average Weekday | SCE | 1-in-2 | 2024 | 16 |  |  |  | 87.5875 | 1
| LCA | Outside LA Basin | 6 | Average Weekday | SCE | 1-in-2 | 2024 | 17 |  |  |  | 87.5021 | 1
| LCA | Outside LA Basin | 6 | Average Weekday | SCE | 1-in-2 | 2024 | 18 |  |  |  | 86.6587 | 1
| LCA | Outside LA Basin | 6 | Average Weekday | SCE | 1-in-2 | 2024 | 19 |  |  |  | 85.162 | 1
| LCA | Outside LA Basin | 6 | Average Weekday | SCE | 1-in-2 | 2024 | 20 |  |  |  | 82.9063 | 1
| LCA | Outside LA Basin | 6 | Average Weekday | SCE | 1-in-2 | 2024 | 21 |  |  |  | 79.8354 | 1
| LCA | Outside LA Basin | 6 | Average Weekday | SCE | 1-in-2 | 2024 | 22 |  |  |  | 76.4285 | 1
| LCA | Outside LA Basin | 6 | Average Weekday | SCE | 1-in-2 | 2024 | 23 |  |  |  | 73.9694 | 1
| LCA | Outside LA Basin | 6 | Average Weekday | SCE | 1-in-2 | 2024 | 24 |  |  |  | 72.0462 | 1
| LCA | Outside LA Basin | 6 | Monthly System Peak Day | SCE | 1-in-2 | 2024 | 1 |  |  |  | 76.7667 | 1
| LCA | Outside LA Basin | 6 | Monthly System Peak Day | SCE | 1-in-2 | 2024 | 2 |  |  |  | 74.9667 | 1
| LCA | Outside LA Basin | 6 | Monthly System Peak Day | SCE | 1-in-2 | 2024 | 3 |  |  |  | 73.8667 | 1
| LCA | Outside LA Basin | 6 | Monthly System Peak Day | SCE | 1-in-2 | 2024 | 4 |  |  |  | 72.4433 | 1
| LCA | Outside LA Basin | 6 | Monthly System Peak Day | SCE | 1-in-2 | 2024 | 5 |  |  |  | 71.44 | 1
| LCA | Outside LA Basin | 6 | Monthly System Peak Day | SCE | 1-in-2 | 2024 | 6 |  |  |  | 70.69 | 1
| LCA | Outside LA Basin | 6 | Monthly System Peak Day | SCE | 1-in-2 | 2024 | 7 |  |  |  | 70.0833 | 1
| LCA | Outside LA Basin | 6 | Monthly System Peak Day | SCE | 1-in-2 | 2024 | 8 |  |  |  | 71.6933 | 1
| LCA | Outside LA Basin | 6 | Monthly System Peak Day | SCE | 1-in-2 | 2024 | 9 |  |  |  | 75.2333 | 1
| LCA | Outside LA Basin | 6 | Monthly System Peak Day | SCE | 1-in-2 | 2024 | 10 |  |  |  | 81.1 | 1
| LCA | Outside LA Basin | 6 | Monthly System Peak Day | SCE | 1-in-2 | 2024 | 11 |  |  |  | 84.2667 | 1
| LCA | Outside LA Basin | 6 | Monthly System Peak Day | SCE | 1-in-2 | 2024 | 12 |  |  |  | 86.2667 | 1
| LCA | Outside LA Basin | 6 | Monthly System Peak Day | SCE | 1-in-2 | 2024 | 13 |  |  |  | 87.7 | 1
| LCA | Outside LA Basin | 6 | Monthly System Peak Day | SCE | 1-in-2 | 2024 | 14 |  |  |  | 89.6 | 1
| LCA | Outside LA Basin | 6 | Monthly System Peak Day | SCE | 1-in-2 | 2024 | 15 |  |  |  | 89.9667 | 1
| LCA | Outside LA Basin | 6 | Monthly System Peak Day | SCE | 1-in-2 | 2024 | 16 |  |  |  | 89.7 | 1
| LCA | Outside LA Basin | 6 | Monthly System Peak Day | SCE | 1-in-2 | 2024 | 17 |  |  |  | 89.5333 | 1
| LCA | Outside LA Basin | 6 | Monthly System Peak Day | SCE | 1-in-2 | 2024 | 18 |  |  |  | 89.3667 | 1
| LCA | Outside LA Basin | 6 | Monthly System Peak Day | SCE | 1-in-2 | 2024 | 19 |  |  |  | 87.7333 | 1
| LCA | Outside LA Basin | 6 | Monthly System Peak Day | SCE | 1-in-2 | 2024 | 20 |  |  |  | 85.9333 | 1
| LCA | Outside LA Basin | 6 | Monthly System Peak Day | SCE | 1-in-2 | 2024 | 21 |  |  |  | 84.1 | 1
| LCA | Outside LA Basin | 6 | Monthly System Peak Day | SCE | 1-in-2 | 2024 | 22 |  |  |  | 82.1333 | 1
| LCA | Outside LA Basin | 6 | Monthly System Peak Day | SCE | 1-in-2 | 2024 | 23 |  |  |  | 79.5 | 1
| LCA | Outside LA Basin | 6 | Monthly System Peak Day | SCE | 1-in-2 | 2024 | 24 |  |  |  | 76.3667 | 1
| LCA | Outside LA Basin | 7 | Average Weekday | SCE | 1-in-2 | 2024 | 1 |  |  |  | 76.1269 | 1
| LCA | Outside LA Basin | 7 | Average Weekday | SCE | 1-in-2 | 2024 | 2 |  |  |  | 74.7718 | 1
| LCA | Outside LA Basin | 7 | Average Weekday | SCE | 1-in-2 | 2024 | 3 |  |  |  | 73.6633 | 1
| LCA | Outside LA Basin | 7 | Average Weekday | SCE | 1-in-2 | 2024 | 4 |  |  |  | 72.7788 | 1
| LCA | Outside LA Basin | 7 | Average Weekday | SCE | 1-in-2 | 2024 | 5 |  |  |  | 71.9272 | 1
| LCA | Outside LA Basin | 7 | Average Weekday | SCE | 1-in-2 | 2024 | 6 |  |  |  | 71.0136 | 1
| LCA | Outside LA Basin | 7 | Average Weekday | SCE | 1-in-2 | 2024 | 7 |  |  |  | 70.1683 | 1
| LCA | Outside LA Basin | 7 | Average Weekday | SCE | 1-in-2 | 2024 | 8 |  |  |  | 70.9198 | 1
| LCA | Outside LA Basin | 7 | Average Weekday | SCE | 1-in-2 | 2024 | 9 |  |  |  | 73.749 | 1
| LCA | Outside LA Basin | 7 | Average Weekday | SCE | 1-in-2 | 2024 | 10 |  |  |  | 77.6918 | 1
| LCA | Outside LA Basin | 7 | Average Weekday | SCE | 1-in-2 | 2024 | 11 |  |  |  | 81.8348 | 1
| LCA | Outside LA Basin | 7 | Average Weekday | SCE | 1-in-2 | 2024 | 12 |  |  |  | 85.2925 | 1
| LCA | Outside LA Basin | 7 | Average Weekday | SCE | 1-in-2 | 2024 | 13 |  |  |  | 88.0809 | 1
| LCA | Outside LA Basin | 7 | Average Weekday | SCE | 1-in-2 | 2024 | 14 |  |  |  | 90.2105 | 1
| LCA | Outside LA Basin | 7 | Average Weekday | SCE | 1-in-2 | 2024 | 15 |  |  |  | 91.2661 | 1
| LCA | Outside LA Basin | 7 | Average Weekday | SCE | 1-in-2 | 2024 | 16 |  |  |  | 91.6621 | 1
| LCA | Outside LA Basin | 7 | Average Weekday | SCE | 1-in-2 | 2024 | 17 |  |  |  | 91.5378 | 1
| LCA | Outside LA Basin | 7 | Average Weekday | SCE | 1-in-2 | 2024 | 18 |  |  |  | 90.7038 | 1
| LCA | Outside LA Basin | 7 | Average Weekday | SCE | 1-in-2 | 2024 | 19 |  |  |  | 89.0329 | 1
| LCA | Outside LA Basin | 7 | Average Weekday | SCE | 1-in-2 | 2024 | 20 |  |  |  | 86.7904 | 1
| LCA | Outside LA Basin | 7 | Average Weekday | SCE | 1-in-2 | 2024 | 21 |  |  |  | 84.0876 | 1
| LCA | Outside LA Basin | 7 | Average Weekday | SCE | 1-in-2 | 2024 | 22 |  |  |  | 81.1442 | 1
| LCA | Outside LA Basin | 7 | Average Weekday | SCE | 1-in-2 | 2024 | 23 |  |  |  | 79.1546 | 1
| LCA | Outside LA Basin | 7 | Average Weekday | SCE | 1-in-2 | 2024 | 24 |  |  |  | 77.4913 | 1
| LCA | Outside LA Basin | 7 | Monthly System Peak Day | SCE | 1-in-2 | 2024 | 1 |  |  |  | 83.1 | 1
| LCA | Outside LA Basin | 7 | Monthly System Peak Day | SCE | 1-in-2 | 2024 | 2 |  |  |  | 81.8667 | 1
| LCA | Outside LA Basin | 7 | Monthly System Peak Day | SCE | 1-in-2 | 2024 | 3 |  |  |  | 80.3667 | 1
| LCA | Outside LA Basin | 7 | Monthly System Peak Day | SCE | 1-in-2 | 2024 | 4 |  |  |  | 78.5 | 1
| LCA | Outside LA Basin | 7 | Monthly System Peak Day | SCE | 1-in-2 | 2024 | 5 |  |  |  | 78.0333 | 1
| LCA | Outside LA Basin | 7 | Monthly System Peak Day | SCE | 1-in-2 | 2024 | 6 |  |  |  | 76.5833 | 1
| LCA | Outside LA Basin | 7 | Monthly System Peak Day | SCE | 1-in-2 | 2024 | 7 |  |  |  | 76.6933 | 1
| LCA | Outside LA Basin | 7 | Monthly System Peak Day | SCE | 1-in-2 | 2024 | 8 |  |  |  | 77.1933 | 1
| LCA | Outside LA Basin | 7 | Monthly System Peak Day | SCE | 1-in-2 | 2024 | 9 |  |  |  | 78.5 | 1
| LCA | Outside LA Basin | 7 | Monthly System Peak Day | SCE | 1-in-2 | 2024 | 10 |  |  |  | 84.4 | 1
| LCA | Outside LA Basin | 7 | Monthly System Peak Day | SCE | 1-in-2 | 2024 | 11 |  |  |  | 88.5333 | 1
| LCA | Outside LA Basin | 7 | Monthly System Peak Day | SCE | 1-in-2 | 2024 | 12 |  |  |  | 91.3333 | 1
| LCA | Outside LA Basin | 7 | Monthly System Peak Day | SCE | 1-in-2 | 2024 | 13 |  |  |  | 93.8667 | 1
| LCA | Outside LA Basin | 7 | Monthly System Peak Day | SCE | 1-in-2 | 2024 | 14 |  |  |  | 96.5667 | 1
| LCA | Outside LA Basin | 7 | Monthly System Peak Day | SCE | 1-in-2 | 2024 | 15 |  |  |  | 97.3667 | 1
| LCA | Outside LA Basin | 7 | Monthly System Peak Day | SCE | 1-in-2 | 2024 | 16 |  |  |  | 97.4667 | 1
| LCA | Outside LA Basin | 7 | Monthly System Peak Day | SCE | 1-in-2 | 2024 | 17 |  |  |  | 97.7 | 1
| LCA | Outside LA Basin | 7 | Monthly System Peak Day | SCE | 1-in-2 | 2024 | 18 |  |  |  | 96.6333 | 1
| LCA | Outside LA Basin | 7 | Monthly System Peak Day | SCE | 1-in-2 | 2024 | 19 |  |  |  | 95.6 | 1
| LCA | Outside LA Basin | 7 | Monthly System Peak Day | SCE | 1-in-2 | 2024 | 20 |  |  |  | 93.7 | 1
| LCA | Outside LA Basin | 7 | Monthly System Peak Day | SCE | 1-in-2 | 2024 | 21 |  |  |  | 91.2 | 1
| LCA | Outside LA Basin | 7 | Monthly System Peak Day | SCE | 1-in-2 | 2024 | 22 |  |  |  | 88.6667 | 1
| LCA | Outside LA Basin | 7 | Monthly System Peak Day | SCE | 1-in-2 | 2024 | 23 |  |  |  | 87.2333 | 1
| LCA | Outside LA Basin | 7 | Monthly System Peak Day | SCE | 1-in-2 | 2024 | 24 |  |  |  | 85.4333 | 1
| LCA | Outside LA Basin | 8 | Average Weekday | SCE | 1-in-2 | 2024 | 1 |  |  |  | 75.7472 | 1
| LCA | Outside LA Basin | 8 | Average Weekday | SCE | 1-in-2 | 2024 | 2 |  |  |  | 74.2555 | 1
| LCA | Outside LA Basin | 8 | Average Weekday | SCE | 1-in-2 | 2024 | 3 |  |  |  | 73.0105 | 1
| LCA | Outside LA Basin | 8 | Average Weekday | SCE | 1-in-2 | 2024 | 4 |  |  |  | 72.0766 | 1
| LCA | Outside LA Basin | 8 | Average Weekday | SCE | 1-in-2 | 2024 | 5 |  |  |  | 70.8588 | 1
| LCA | Outside LA Basin | 8 | Average Weekday | SCE | 1-in-2 | 2024 | 6 |  |  |  | 69.7494 | 1
| LCA | Outside LA Basin | 8 | Average Weekday | SCE | 1-in-2 | 2024 | 7 |  |  |  | 68.9219 | 1
| LCA | Outside LA Basin | 8 | Average Weekday | SCE | 1-in-2 | 2024 | 8 |  |  |  | 68.7296 | 1
| LCA | Outside LA Basin | 8 | Average Weekday | SCE | 1-in-2 | 2024 | 9 |  |  |  | 71.4096 | 1
| LCA | Outside LA Basin | 8 | Average Weekday | SCE | 1-in-2 | 2024 | 10 |  |  |  | 75.4677 | 1
| LCA | Outside LA Basin | 8 | Average Weekday | SCE | 1-in-2 | 2024 | 11 |  |  |  | 80.3291 | 1
| LCA | Outside LA Basin | 8 | Average Weekday | SCE | 1-in-2 | 2024 | 12 |  |  |  | 84.3566 | 1
| LCA | Outside LA Basin | 8 | Average Weekday | SCE | 1-in-2 | 2024 | 13 |  |  |  | 87.425 | 1
| LCA | Outside LA Basin | 8 | Average Weekday | SCE | 1-in-2 | 2024 | 14 |  |  |  | 89.5426 | 1
| LCA | Outside LA Basin | 8 | Average Weekday | SCE | 1-in-2 | 2024 | 15 |  |  |  | 90.8609 | 1
| LCA | Outside LA Basin | 8 | Average Weekday | SCE | 1-in-2 | 2024 | 16 |  |  |  | 91.4819 | 1
| LCA | Outside LA Basin | 8 | Average Weekday | SCE | 1-in-2 | 2024 | 17 |  |  |  | 91.2461 | 1
| LCA | Outside LA Basin | 8 | Average Weekday | SCE | 1-in-2 | 2024 | 18 |  |  |  | 90.6423 | 1
| LCA | Outside LA Basin | 8 | Average Weekday | SCE | 1-in-2 | 2024 | 19 |  |  |  | 89.2134 | 1
| LCA | Outside LA Basin | 8 | Average Weekday | SCE | 1-in-2 | 2024 | 20 |  |  |  | 86.9542 | 1
| LCA | Outside LA Basin | 8 | Average Weekday | SCE | 1-in-2 | 2024 | 21 |  |  |  | 83.7909 | 1
| LCA | Outside LA Basin | 8 | Average Weekday | SCE | 1-in-2 | 2024 | 22 |  |  |  | 81.008 | 1
| LCA | Outside LA Basin | 8 | Average Weekday | SCE | 1-in-2 | 2024 | 23 |  |  |  | 79.0446 | 1
| LCA | Outside LA Basin | 8 | Average Weekday | SCE | 1-in-2 | 2024 | 24 |  |  |  | 77.3034 | 1
| LCA | Outside LA Basin | 8 | Monthly System Peak Day | SCE | 1-in-2 | 2024 | 1 |  |  |  | 83.1333 | 1
| LCA | Outside LA Basin | 8 | Monthly System Peak Day | SCE | 1-in-2 | 2024 | 2 |  |  |  | 81.4 | 1
| LCA | Outside LA Basin | 8 | Monthly System Peak Day | SCE | 1-in-2 | 2024 | 3 |  |  |  | 79.9333 | 1
| LCA | Outside LA Basin | 8 | Monthly System Peak Day | SCE | 1-in-2 | 2024 | 4 |  |  |  | 79.5333 | 1
| LCA | Outside LA Basin | 8 | Monthly System Peak Day | SCE | 1-in-2 | 2024 | 5 |  |  |  | 78.1 | 1
| LCA | Outside LA Basin | 8 | Monthly System Peak Day | SCE | 1-in-2 | 2024 | 6 |  |  |  | 76.7333 | 1
| LCA | Outside LA Basin | 8 | Monthly System Peak Day | SCE | 1-in-2 | 2024 | 7 |  |  |  | 76.2 | 1
| LCA | Outside LA Basin | 8 | Monthly System Peak Day | SCE | 1-in-2 | 2024 | 8 |  |  |  | 75.7 | 1
| LCA | Outside LA Basin | 8 | Monthly System Peak Day | SCE | 1-in-2 | 2024 | 9 |  |  |  | 77.5667 | 1
| LCA | Outside LA Basin | 8 | Monthly System Peak Day | SCE | 1-in-2 | 2024 | 10 |  |  |  | 81.4 | 1
| LCA | Outside LA Basin | 8 | Monthly System Peak Day | SCE | 1-in-2 | 2024 | 11 |  |  |  | 87.1 | 1
| LCA | Outside LA Basin | 8 | Monthly System Peak Day | SCE | 1-in-2 | 2024 | 12 |  |  |  | 90.1667 | 1
| LCA | Outside LA Basin | 8 | Monthly System Peak Day | SCE | 1-in-2 | 2024 | 13 |  |  |  | 92.1667 | 1
| LCA | Outside LA Basin | 8 | Monthly System Peak Day | SCE | 1-in-2 | 2024 | 14 |  |  |  | 94 | 1
| LCA | Outside LA Basin | 8 | Monthly System Peak Day | SCE | 1-in-2 | 2024 | 15 |  |  |  | 93.7 | 1
| LCA | Outside LA Basin | 8 | Monthly System Peak Day | SCE | 1-in-2 | 2024 | 16 |  |  |  | 92.6667 | 1
| LCA | Outside LA Basin | 8 | Monthly System Peak Day | SCE | 1-in-2 | 2024 | 17 |  |  |  | 90.6667 | 1
| LCA | Outside LA Basin | 8 | Monthly System Peak Day | SCE | 1-in-2 | 2024 | 18 |  |  |  | 92.6 | 1
| LCA | Outside LA Basin | 8 | Monthly System Peak Day | SCE | 1-in-2 | 2024 | 19 |  |  |  | 91.9 | 1
| LCA | Outside LA Basin | 8 | Monthly System Peak Day | SCE | 1-in-2 | 2024 | 20 |  |  |  | 89.5333 | 1
| LCA | Outside LA Basin | 8 | Monthly System Peak Day | SCE | 1-in-2 | 2024 | 21 |  |  |  | 87.2 | 1
| LCA | Outside LA Basin | 8 | Monthly System Peak Day | SCE | 1-in-2 | 2024 | 22 |  |  |  | 84.9667 | 1
| LCA | Outside LA Basin | 8 | Monthly System Peak Day | SCE | 1-in-2 | 2024 | 23 |  |  |  | 82.8333 | 1
| LCA | Outside LA Basin | 8 | Monthly System Peak Day | SCE | 1-in-2 | 2024 | 24 |  |  |  | 81.4667 | 1
| LCA | Outside LA Basin | 8 | Typical Event Day | SCE | 1-in-2 | 2024 | 1 |  |  |  | 80.3083 | 1
| LCA | Outside LA Basin | 8 | Typical Event Day | SCE | 1-in-2 | 2024 | 2 |  |  |  | 78.9 | 1
| LCA | Outside LA Basin | 8 | Typical Event Day | SCE | 1-in-2 | 2024 | 3 |  |  |  | 77.2833 | 1
| LCA | Outside LA Basin | 8 | Typical Event Day | SCE | 1-in-2 | 2024 | 4 |  |  |  | 75.9275 | 1
| LCA | Outside LA Basin | 8 | Typical Event Day | SCE | 1-in-2 | 2024 | 5 |  |  |  | 74.89 | 1
| LCA | Outside LA Basin | 8 | Typical Event Day | SCE | 1-in-2 | 2024 | 6 |  |  |  | 73.7808 | 1
| LCA | Outside LA Basin | 8 | Typical Event Day | SCE | 1-in-2 | 2024 | 7 |  |  |  | 73.0825 | 1
| LCA | Outside LA Basin | 8 | Typical Event Day | SCE | 1-in-2 | 2024 | 8 |  |  |  | 73.47 | 1
| LCA | Outside LA Basin | 8 | Typical Event Day | SCE | 1-in-2 | 2024 | 9 |  |  |  | 75.835 | 1
| LCA | Outside LA Basin | 8 | Typical Event Day | SCE | 1-in-2 | 2024 | 10 |  |  |  | 80.3833 | 1
| LCA | Outside LA Basin | 8 | Typical Event Day | SCE | 1-in-2 | 2024 | 11 |  |  |  | 84.875 | 1
| LCA | Outside LA Basin | 8 | Typical Event Day | SCE | 1-in-2 | 2024 | 12 |  |  |  | 88.05 | 1
| LCA | Outside LA Basin | 8 | Typical Event Day | SCE | 1-in-2 | 2024 | 13 |  |  |  | 90.55 | 1
| LCA | Outside LA Basin | 8 | Typical Event Day | SCE | 1-in-2 | 2024 | 14 |  |  |  | 92.8417 | 1
| LCA | Outside LA Basin | 8 | Typical Event Day | SCE | 1-in-2 | 2024 | 15 |  |  |  | 93.3917 | 1
| LCA | Outside LA Basin | 8 | Typical Event Day | SCE | 1-in-2 | 2024 | 16 |  |  |  | 93.25 | 1
| LCA | Outside LA Basin | 8 | Typical Event Day | SCE | 1-in-2 | 2024 | 17 |  |  |  | 92.6167 | 1
| LCA | Outside LA Basin | 8 | Typical Event Day | SCE | 1-in-2 | 2024 | 18 |  |  |  | 92.8833 | 1
| LCA | Outside LA Basin | 8 | Typical Event Day | SCE | 1-in-2 | 2024 | 19 |  |  |  | 91.9083 | 1
| LCA | Outside LA Basin | 8 | Typical Event Day | SCE | 1-in-2 | 2024 | 20 |  |  |  | 89.925 | 1
| LCA | Outside LA Basin | 8 | Typical Event Day | SCE | 1-in-2 | 2024 | 21 |  |  |  | 87.475 | 1
| LCA | Outside LA Basin | 8 | Typical Event Day | SCE | 1-in-2 | 2024 | 22 |  |  |  | 85.2083 | 1
| LCA | Outside LA Basin | 8 | Typical Event Day | SCE | 1-in-2 | 2024 | 23 |  |  |  | 83.3 | 1
| LCA | Outside LA Basin | 8 | Typical Event Day | SCE | 1-in-2 | 2024 | 24 |  |  |  | 81.2667 | 1
| LCA | Outside LA Basin | 9 | Average Weekday | SCE | 1-in-2 | 2024 | 1 |  |  |  | 70.0932 | 1
| LCA | Outside LA Basin | 9 | Average Weekday | SCE | 1-in-2 | 2024 | 2 |  |  |  | 68.5513 | 1
| LCA | Outside LA Basin | 9 | Average Weekday | SCE | 1-in-2 | 2024 | 3 |  |  |  | 67.3304 | 1
| LCA | Outside LA Basin | 9 | Average Weekday | SCE | 1-in-2 | 2024 | 4 |  |  |  | 66.2761 | 1
| LCA | Outside LA Basin | 9 | Average Weekday | SCE | 1-in-2 | 2024 | 5 |  |  |  | 65.0104 | 1
| LCA | Outside LA Basin | 9 | Average Weekday | SCE | 1-in-2 | 2024 | 6 |  |  |  | 63.9356 | 1
| LCA | Outside LA Basin | 9 | Average Weekday | SCE | 1-in-2 | 2024 | 7 |  |  |  | 63.0654 | 1
| LCA | Outside LA Basin | 9 | Average Weekday | SCE | 1-in-2 | 2024 | 8 |  |  |  | 62.6267 | 1
| LCA | Outside LA Basin | 9 | Average Weekday | SCE | 1-in-2 | 2024 | 9 |  |  |  | 64.3898 | 1
| LCA | Outside LA Basin | 9 | Average Weekday | SCE | 1-in-2 | 2024 | 10 |  |  |  | 68.3428 | 1
| LCA | Outside LA Basin | 9 | Average Weekday | SCE | 1-in-2 | 2024 | 11 |  |  |  | 72.951 | 1
| LCA | Outside LA Basin | 9 | Average Weekday | SCE | 1-in-2 | 2024 | 12 |  |  |  | 77.2645 | 1
| LCA | Outside LA Basin | 9 | Average Weekday | SCE | 1-in-2 | 2024 | 13 |  |  |  | 80.5357 | 1
| LCA | Outside LA Basin | 9 | Average Weekday | SCE | 1-in-2 | 2024 | 14 |  |  |  | 82.8833 | 1
| LCA | Outside LA Basin | 9 | Average Weekday | SCE | 1-in-2 | 2024 | 15 |  |  |  | 84.2578 | 1
| LCA | Outside LA Basin | 9 | Average Weekday | SCE | 1-in-2 | 2024 | 16 |  |  |  | 85.0622 | 1
| LCA | Outside LA Basin | 9 | Average Weekday | SCE | 1-in-2 | 2024 | 17 |  |  |  | 85.1449 | 1
| LCA | Outside LA Basin | 9 | Average Weekday | SCE | 1-in-2 | 2024 | 18 |  |  |  | 84.6285 | 1
| LCA | Outside LA Basin | 9 | Average Weekday | SCE | 1-in-2 | 2024 | 19 |  |  |  | 83.1673 | 1
| LCA | Outside LA Basin | 9 | Average Weekday | SCE | 1-in-2 | 2024 | 20 |  |  |  | 80.199 | 1
| LCA | Outside LA Basin | 9 | Average Weekday | SCE | 1-in-2 | 2024 | 21 |  |  |  | 76.7219 | 1
| LCA | Outside LA Basin | 9 | Average Weekday | SCE | 1-in-2 | 2024 | 22 |  |  |  | 74.6149 | 1
| LCA | Outside LA Basin | 9 | Average Weekday | SCE | 1-in-2 | 2024 | 23 |  |  |  | 72.8209 | 1
| LCA | Outside LA Basin | 9 | Average Weekday | SCE | 1-in-2 | 2024 | 24 |  |  |  | 71.2657 | 1
| LCA | Outside LA Basin | 9 | Monthly System Peak Day | SCE | 1-in-2 | 2024 | 1 |  |  |  | 78.2333 | 1
| LCA | Outside LA Basin | 9 | Monthly System Peak Day | SCE | 1-in-2 | 2024 | 2 |  |  |  | 77.3667 | 1
| LCA | Outside LA Basin | 9 | Monthly System Peak Day | SCE | 1-in-2 | 2024 | 3 |  |  |  | 74.9667 | 1
| LCA | Outside LA Basin | 9 | Monthly System Peak Day | SCE | 1-in-2 | 2024 | 4 |  |  |  | 73.2333 | 1
| LCA | Outside LA Basin | 9 | Monthly System Peak Day | SCE | 1-in-2 | 2024 | 5 |  |  |  | 71.9867 | 1
| LCA | Outside LA Basin | 9 | Monthly System Peak Day | SCE | 1-in-2 | 2024 | 6 |  |  |  | 71.1167 | 1
| LCA | Outside LA Basin | 9 | Monthly System Peak Day | SCE | 1-in-2 | 2024 | 7 |  |  |  | 69.3533 | 1
| LCA | Outside LA Basin | 9 | Monthly System Peak Day | SCE | 1-in-2 | 2024 | 8 |  |  |  | 69.2933 | 1
| LCA | Outside LA Basin | 9 | Monthly System Peak Day | SCE | 1-in-2 | 2024 | 9 |  |  |  | 72.04 | 1
| LCA | Outside LA Basin | 9 | Monthly System Peak Day | SCE | 1-in-2 | 2024 | 10 |  |  |  | 74.6333 | 1
| LCA | Outside LA Basin | 9 | Monthly System Peak Day | SCE | 1-in-2 | 2024 | 11 |  |  |  | 79.6 | 1
| LCA | Outside LA Basin | 9 | Monthly System Peak Day | SCE | 1-in-2 | 2024 | 12 |  |  |  | 84.4333 | 1
| LCA | Outside LA Basin | 9 | Monthly System Peak Day | SCE | 1-in-2 | 2024 | 13 |  |  |  | 88.4667 | 1
| LCA | Outside LA Basin | 9 | Monthly System Peak Day | SCE | 1-in-2 | 2024 | 14 |  |  |  | 91.2 | 1
| LCA | Outside LA Basin | 9 | Monthly System Peak Day | SCE | 1-in-2 | 2024 | 15 |  |  |  | 92.5333 | 1
| LCA | Outside LA Basin | 9 | Monthly System Peak Day | SCE | 1-in-2 | 2024 | 16 |  |  |  | 93.1667 | 1
| LCA | Outside LA Basin | 9 | Monthly System Peak Day | SCE | 1-in-2 | 2024 | 17 |  |  |  | 92.5667 | 1
| LCA | Outside LA Basin | 9 | Monthly System Peak Day | SCE | 1-in-2 | 2024 | 18 |  |  |  | 92.9333 | 1
| LCA | Outside LA Basin | 9 | Monthly System Peak Day | SCE | 1-in-2 | 2024 | 19 |  |  |  | 92.4 | 1
| LCA | Outside LA Basin | 9 | Monthly System Peak Day | SCE | 1-in-2 | 2024 | 20 |  |  |  | 90.5333 | 1
| LCA | Outside LA Basin | 9 | Monthly System Peak Day | SCE | 1-in-2 | 2024 | 21 |  |  |  | 87.4 | 1
| LCA | Outside LA Basin | 9 | Monthly System Peak Day | SCE | 1-in-2 | 2024 | 22 |  |  |  | 85.0667 | 1
| LCA | Outside LA Basin | 9 | Monthly System Peak Day | SCE | 1-in-2 | 2024 | 23 |  |  |  | 83.6333 | 1
| LCA | Outside LA Basin | 9 | Monthly System Peak Day | SCE | 1-in-2 | 2024 | 24 |  |  |  | 81.8 | 1
| LCA | Outside LA Basin | 10 | Average Weekday | SCE | 1-in-2 | 2024 | 1 |  |  |  | 60.4336 | 1
| LCA | Outside LA Basin | 10 | Average Weekday | SCE | 1-in-2 | 2024 | 2 |  |  |  | 59.286 | 1
| LCA | Outside LA Basin | 10 | Average Weekday | SCE | 1-in-2 | 2024 | 3 |  |  |  | 58.1458 | 1
| LCA | Outside LA Basin | 10 | Average Weekday | SCE | 1-in-2 | 2024 | 4 |  |  |  | 57.1754 | 1
| LCA | Outside LA Basin | 10 | Average Weekday | SCE | 1-in-2 | 2024 | 5 |  |  |  | 56.215 | 1
| LCA | Outside LA Basin | 10 | Average Weekday | SCE | 1-in-2 | 2024 | 6 |  |  |  | 55.1583 | 1
| LCA | Outside LA Basin | 10 | Average Weekday | SCE | 1-in-2 | 2024 | 7 |  |  |  | 54.49 | 1
| LCA | Outside LA Basin | 10 | Average Weekday | SCE | 1-in-2 | 2024 | 8 |  |  |  | 53.6358 | 1
| LCA | Outside LA Basin | 10 | Average Weekday | SCE | 1-in-2 | 2024 | 9 |  |  |  | 54.4171 | 1
| LCA | Outside LA Basin | 10 | Average Weekday | SCE | 1-in-2 | 2024 | 10 |  |  |  | 57.9545 | 1
| LCA | Outside LA Basin | 10 | Average Weekday | SCE | 1-in-2 | 2024 | 11 |  |  |  | 61.7414 | 1
| LCA | Outside LA Basin | 10 | Average Weekday | SCE | 1-in-2 | 2024 | 12 |  |  |  | 65.9167 | 1
| LCA | Outside LA Basin | 10 | Average Weekday | SCE | 1-in-2 | 2024 | 13 |  |  |  | 68.9416 | 1
| LCA | Outside LA Basin | 10 | Average Weekday | SCE | 1-in-2 | 2024 | 14 |  |  |  | 71.197 | 1
| LCA | Outside LA Basin | 10 | Average Weekday | SCE | 1-in-2 | 2024 | 15 |  |  |  | 72.6184 | 1
| LCA | Outside LA Basin | 10 | Average Weekday | SCE | 1-in-2 | 2024 | 16 |  |  |  | 73.7341 | 1
| LCA | Outside LA Basin | 10 | Average Weekday | SCE | 1-in-2 | 2024 | 17 |  |  |  | 74.2117 | 1
| LCA | Outside LA Basin | 10 | Average Weekday | SCE | 1-in-2 | 2024 | 18 |  |  |  | 73.7775 | 1
| LCA | Outside LA Basin | 10 | Average Weekday | SCE | 1-in-2 | 2024 | 19 |  |  |  | 72.1593 | 1
| LCA | Outside LA Basin | 10 | Average Weekday | SCE | 1-in-2 | 2024 | 20 |  |  |  | 69.4478 | 1
| LCA | Outside LA Basin | 10 | Average Weekday | SCE | 1-in-2 | 2024 | 21 |  |  |  | 66.7659 | 1
| LCA | Outside LA Basin | 10 | Average Weekday | SCE | 1-in-2 | 2024 | 22 |  |  |  | 64.546 | 1
| LCA | Outside LA Basin | 10 | Average Weekday | SCE | 1-in-2 | 2024 | 23 |  |  |  | 62.7739 | 1
| LCA | Outside LA Basin | 10 | Average Weekday | SCE | 1-in-2 | 2024 | 24 |  |  |  | 61.2232 | 1
| LCA | Outside LA Basin | 10 | Monthly System Peak Day | SCE | 1-in-2 | 2024 | 1 |  |  |  | 63.64 | 1
| LCA | Outside LA Basin | 10 | Monthly System Peak Day | SCE | 1-in-2 | 2024 | 2 |  |  |  | 62 | 1
| LCA | Outside LA Basin | 10 | Monthly System Peak Day | SCE | 1-in-2 | 2024 | 3 |  |  |  | 60.68 | 1
| LCA | Outside LA Basin | 10 | Monthly System Peak Day | SCE | 1-in-2 | 2024 | 4 |  |  |  | 59.6367 | 1
| LCA | Outside LA Basin | 10 | Monthly System Peak Day | SCE | 1-in-2 | 2024 | 5 |  |  |  | 58.04 | 1
| LCA | Outside LA Basin | 10 | Monthly System Peak Day | SCE | 1-in-2 | 2024 | 6 |  |  |  | 57.4667 | 1
| LCA | Outside LA Basin | 10 | Monthly System Peak Day | SCE | 1-in-2 | 2024 | 7 |  |  |  | 55.4333 | 1
| LCA | Outside LA Basin | 10 | Monthly System Peak Day | SCE | 1-in-2 | 2024 | 8 |  |  |  | 55.1433 | 1
| LCA | Outside LA Basin | 10 | Monthly System Peak Day | SCE | 1-in-2 | 2024 | 9 |  |  |  | 56.5233 | 1
| LCA | Outside LA Basin | 10 | Monthly System Peak Day | SCE | 1-in-2 | 2024 | 10 |  |  |  | 60.3667 | 1
| LCA | Outside LA Basin | 10 | Monthly System Peak Day | SCE | 1-in-2 | 2024 | 11 |  |  |  | 65.6933 | 1
| LCA | Outside LA Basin | 10 | Monthly System Peak Day | SCE | 1-in-2 | 2024 | 12 |  |  |  | 71.3633 | 1
| LCA | Outside LA Basin | 10 | Monthly System Peak Day | SCE | 1-in-2 | 2024 | 13 |  |  |  | 75.4 | 1
| LCA | Outside LA Basin | 10 | Monthly System Peak Day | SCE | 1-in-2 | 2024 | 14 |  |  |  | 77.8667 | 1
| LCA | Outside LA Basin | 10 | Monthly System Peak Day | SCE | 1-in-2 | 2024 | 15 |  |  |  | 80.0667 | 1
| LCA | Outside LA Basin | 10 | Monthly System Peak Day | SCE | 1-in-2 | 2024 | 16 |  |  |  | 81.4333 | 1
| LCA | Outside LA Basin | 10 | Monthly System Peak Day | SCE | 1-in-2 | 2024 | 17 |  |  |  | 82.6 | 1
| LCA | Outside LA Basin | 10 | Monthly System Peak Day | SCE | 1-in-2 | 2024 | 18 |  |  |  | 82.6 | 1
| LCA | Outside LA Basin | 10 | Monthly System Peak Day | SCE | 1-in-2 | 2024 | 19 |  |  |  | 81.5 | 1
| LCA | Outside LA Basin | 10 | Monthly System Peak Day | SCE | 1-in-2 | 2024 | 20 |  |  |  | 79.6667 | 1
| LCA | Outside LA Basin | 10 | Monthly System Peak Day | SCE | 1-in-2 | 2024 | 21 |  |  |  | 76.4 | 1
| LCA | Outside LA Basin | 10 | Monthly System Peak Day | SCE | 1-in-2 | 2024 | 22 |  |  |  | 73.4567 | 1
| LCA | Outside LA Basin | 10 | Monthly System Peak Day | SCE | 1-in-2 | 2024 | 23 |  |  |  | 70.2367 | 1
| LCA | Outside LA Basin | 10 | Monthly System Peak Day | SCE | 1-in-2 | 2024 | 24 |  |  |  | 68.1933 | 1
| LCA | Outside LA Basin | 11 | Average Weekday | SCE | 1-in-2 | 2024 | 1 |  |  |  | 50.3167 | 1
| LCA | Outside LA Basin | 11 | Average Weekday | SCE | 1-in-2 | 2024 | 2 |  |  |  | 49.3569 | 1
| LCA | Outside LA Basin | 11 | Average Weekday | SCE | 1-in-2 | 2024 | 3 |  |  |  | 48.4878 | 1
| LCA | Outside LA Basin | 11 | Average Weekday | SCE | 1-in-2 | 2024 | 4 |  |  |  | 47.5462 | 1
| LCA | Outside LA Basin | 11 | Average Weekday | SCE | 1-in-2 | 2024 | 5 |  |  |  | 46.7327 | 1
| LCA | Outside LA Basin | 11 | Average Weekday | SCE | 1-in-2 | 2024 | 6 |  |  |  | 46.0488 | 1
| LCA | Outside LA Basin | 11 | Average Weekday | SCE | 1-in-2 | 2024 | 7 |  |  |  | 45.52 | 1
| LCA | Outside LA Basin | 11 | Average Weekday | SCE | 1-in-2 | 2024 | 8 |  |  |  | 45.3154 | 1
| LCA | Outside LA Basin | 11 | Average Weekday | SCE | 1-in-2 | 2024 | 9 |  |  |  | 47.3197 | 1
| LCA | Outside LA Basin | 11 | Average Weekday | SCE | 1-in-2 | 2024 | 10 |  |  |  | 50.8691 | 1
| LCA | Outside LA Basin | 11 | Average Weekday | SCE | 1-in-2 | 2024 | 11 |  |  |  | 54.8616 | 1
| LCA | Outside LA Basin | 11 | Average Weekday | SCE | 1-in-2 | 2024 | 12 |  |  |  | 58.2734 | 1
| LCA | Outside LA Basin | 11 | Average Weekday | SCE | 1-in-2 | 2024 | 13 |  |  |  | 60.7605 | 1
| LCA | Outside LA Basin | 11 | Average Weekday | SCE | 1-in-2 | 2024 | 14 |  |  |  | 62.569 | 1
| LCA | Outside LA Basin | 11 | Average Weekday | SCE | 1-in-2 | 2024 | 15 |  |  |  | 63.734 | 1
| LCA | Outside LA Basin | 11 | Average Weekday | SCE | 1-in-2 | 2024 | 16 |  |  |  | 64.2435 | 1
| LCA | Outside LA Basin | 11 | Average Weekday | SCE | 1-in-2 | 2024 | 17 |  |  |  | 63.9308 | 1
| LCA | Outside LA Basin | 11 | Average Weekday | SCE | 1-in-2 | 2024 | 18 |  |  |  | 62.2643 | 1
| LCA | Outside LA Basin | 11 | Average Weekday | SCE | 1-in-2 | 2024 | 19 |  |  |  | 59.8024 | 1
| LCA | Outside LA Basin | 11 | Average Weekday | SCE | 1-in-2 | 2024 | 20 |  |  |  | 57.6427 | 1
| LCA | Outside LA Basin | 11 | Average Weekday | SCE | 1-in-2 | 2024 | 21 |  |  |  | 55.6085 | 1
| LCA | Outside LA Basin | 11 | Average Weekday | SCE | 1-in-2 | 2024 | 22 |  |  |  | 54.1119 | 1
| LCA | Outside LA Basin | 11 | Average Weekday | SCE | 1-in-2 | 2024 | 23 |  |  |  | 52.8488 | 1
| LCA | Outside LA Basin | 11 | Average Weekday | SCE | 1-in-2 | 2024 | 24 |  |  |  | 51.6978 | 1
| LCA | Outside LA Basin | 11 | Monthly System Peak Day | SCE | 1-in-2 | 2024 | 1 |  |  |  | 55.42 | 1
| LCA | Outside LA Basin | 11 | Monthly System Peak Day | SCE | 1-in-2 | 2024 | 2 |  |  |  | 53.26 | 1
| LCA | Outside LA Basin | 11 | Monthly System Peak Day | SCE | 1-in-2 | 2024 | 3 |  |  |  | 52.3233 | 1
| LCA | Outside LA Basin | 11 | Monthly System Peak Day | SCE | 1-in-2 | 2024 | 4 |  |  |  | 50.53 | 1
| LCA | Outside LA Basin | 11 | Monthly System Peak Day | SCE | 1-in-2 | 2024 | 5 |  |  |  | 49.4333 | 1
| LCA | Outside LA Basin | 11 | Monthly System Peak Day | SCE | 1-in-2 | 2024 | 6 |  |  |  | 48.84 | 1
| LCA | Outside LA Basin | 11 | Monthly System Peak Day | SCE | 1-in-2 | 2024 | 7 |  |  |  | 48.4367 | 1
| LCA | Outside LA Basin | 11 | Monthly System Peak Day | SCE | 1-in-2 | 2024 | 8 |  |  |  | 48.8867 | 1
| LCA | Outside LA Basin | 11 | Monthly System Peak Day | SCE | 1-in-2 | 2024 | 9 |  |  |  | 50.3233 | 1
| LCA | Outside LA Basin | 11 | Monthly System Peak Day | SCE | 1-in-2 | 2024 | 10 |  |  |  | 54.6 | 1
| LCA | Outside LA Basin | 11 | Monthly System Peak Day | SCE | 1-in-2 | 2024 | 11 |  |  |  | 60.1 | 1
| LCA | Outside LA Basin | 11 | Monthly System Peak Day | SCE | 1-in-2 | 2024 | 12 |  |  |  | 65.17 | 1
| LCA | Outside LA Basin | 11 | Monthly System Peak Day | SCE | 1-in-2 | 2024 | 13 |  |  |  | 69.0433 | 1
| LCA | Outside LA Basin | 11 | Monthly System Peak Day | SCE | 1-in-2 | 2024 | 14 |  |  |  | 71.8667 | 1
| LCA | Outside LA Basin | 11 | Monthly System Peak Day | SCE | 1-in-2 | 2024 | 15 |  |  |  | 73.5 | 1
| LCA | Outside LA Basin | 11 | Monthly System Peak Day | SCE | 1-in-2 | 2024 | 16 |  |  |  | 74.9333 | 1
| LCA | Outside LA Basin | 11 | Monthly System Peak Day | SCE | 1-in-2 | 2024 | 17 |  |  |  | 75.4 | 1
| LCA | Outside LA Basin | 11 | Monthly System Peak Day | SCE | 1-in-2 | 2024 | 18 |  |  |  | 74.4667 | 1
| LCA | Outside LA Basin | 11 | Monthly System Peak Day | SCE | 1-in-2 | 2024 | 19 |  |  |  | 72.0267 | 1
| LCA | Outside LA Basin | 11 | Monthly System Peak Day | SCE | 1-in-2 | 2024 | 20 |  |  |  | 69.2733 | 1
| LCA | Outside LA Basin | 11 | Monthly System Peak Day | SCE | 1-in-2 | 2024 | 21 |  |  |  | 66.08 | 1
| LCA | Outside LA Basin | 11 | Monthly System Peak Day | SCE | 1-in-2 | 2024 | 22 |  |  |  | 62.71 | 1
| LCA | Outside LA Basin | 11 | Monthly System Peak Day | SCE | 1-in-2 | 2024 | 23 |  |  |  | 60.74 | 1
| LCA | Outside LA Basin | 11 | Monthly System Peak Day | SCE | 1-in-2 | 2024 | 24 |  |  |  | 58.7433 | 1
| LCA | Outside LA Basin | 12 | Average Weekday | SCE | 1-in-2 | 2024 | 1 |  |  |  | 45.0921 | 1
| LCA | Outside LA Basin | 12 | Average Weekday | SCE | 1-in-2 | 2024 | 2 |  |  |  | 44.3702 | 1
| LCA | Outside LA Basin | 12 | Average Weekday | SCE | 1-in-2 | 2024 | 3 |  |  |  | 43.7639 | 1
| LCA | Outside LA Basin | 12 | Average Weekday | SCE | 1-in-2 | 2024 | 4 |  |  |  | 42.9765 | 1
| LCA | Outside LA Basin | 12 | Average Weekday | SCE | 1-in-2 | 2024 | 5 |  |  |  | 42.3767 | 1
| LCA | Outside LA Basin | 12 | Average Weekday | SCE | 1-in-2 | 2024 | 6 |  |  |  | 41.9821 | 1
| LCA | Outside LA Basin | 12 | Average Weekday | SCE | 1-in-2 | 2024 | 7 |  |  |  | 41.6482 | 1
| LCA | Outside LA Basin | 12 | Average Weekday | SCE | 1-in-2 | 2024 | 8 |  |  |  | 41.6843 | 1
| LCA | Outside LA Basin | 12 | Average Weekday | SCE | 1-in-2 | 2024 | 9 |  |  |  | 42.0668 | 1
| LCA | Outside LA Basin | 12 | Average Weekday | SCE | 1-in-2 | 2024 | 10 |  |  |  | 44.0885 | 1
| LCA | Outside LA Basin | 12 | Average Weekday | SCE | 1-in-2 | 2024 | 11 |  |  |  | 46.8469 | 1
| LCA | Outside LA Basin | 12 | Average Weekday | SCE | 1-in-2 | 2024 | 12 |  |  |  | 49.5349 | 1
| LCA | Outside LA Basin | 12 | Average Weekday | SCE | 1-in-2 | 2024 | 13 |  |  |  | 51.4815 | 1
| LCA | Outside LA Basin | 12 | Average Weekday | SCE | 1-in-2 | 2024 | 14 |  |  |  | 52.9409 | 1
| LCA | Outside LA Basin | 12 | Average Weekday | SCE | 1-in-2 | 2024 | 15 |  |  |  | 54.0926 | 1
| LCA | Outside LA Basin | 12 | Average Weekday | SCE | 1-in-2 | 2024 | 16 |  |  |  | 54.4437 | 1
| LCA | Outside LA Basin | 12 | Average Weekday | SCE | 1-in-2 | 2024 | 17 |  |  |  | 54.2707 | 1
| LCA | Outside LA Basin | 12 | Average Weekday | SCE | 1-in-2 | 2024 | 18 |  |  |  | 52.7977 | 1
| LCA | Outside LA Basin | 12 | Average Weekday | SCE | 1-in-2 | 2024 | 19 |  |  |  | 50.9346 | 1
| LCA | Outside LA Basin | 12 | Average Weekday | SCE | 1-in-2 | 2024 | 20 |  |  |  | 49.4582 | 1
| LCA | Outside LA Basin | 12 | Average Weekday | SCE | 1-in-2 | 2024 | 21 |  |  |  | 48.0147 | 1
| LCA | Outside LA Basin | 12 | Average Weekday | SCE | 1-in-2 | 2024 | 22 |  |  |  | 46.8687 | 1
| LCA | Outside LA Basin | 12 | Average Weekday | SCE | 1-in-2 | 2024 | 23 |  |  |  | 45.9316 | 1
| LCA | Outside LA Basin | 12 | Average Weekday | SCE | 1-in-2 | 2024 | 24 |  |  |  | 45.0562 | 1
| LCA | Outside LA Basin | 12 | Monthly System Peak Day | SCE | 1-in-2 | 2024 | 1 |  |  |  | 32.01 | 1
| LCA | Outside LA Basin | 12 | Monthly System Peak Day | SCE | 1-in-2 | 2024 | 2 |  |  |  | 31.58 | 1
| LCA | Outside LA Basin | 12 | Monthly System Peak Day | SCE | 1-in-2 | 2024 | 3 |  |  |  | 30.7 | 1
| LCA | Outside LA Basin | 12 | Monthly System Peak Day | SCE | 1-in-2 | 2024 | 4 |  |  |  | 29.6667 | 1
| LCA | Outside LA Basin | 12 | Monthly System Peak Day | SCE | 1-in-2 | 2024 | 5 |  |  |  | 28.1867 | 1
| LCA | Outside LA Basin | 12 | Monthly System Peak Day | SCE | 1-in-2 | 2024 | 6 |  |  |  | 27.6067 | 1
| LCA | Outside LA Basin | 12 | Monthly System Peak Day | SCE | 1-in-2 | 2024 | 7 |  |  |  | 27.9167 | 1
| LCA | Outside LA Basin | 12 | Monthly System Peak Day | SCE | 1-in-2 | 2024 | 8 |  |  |  | 26.9333 | 1
| LCA | Outside LA Basin | 12 | Monthly System Peak Day | SCE | 1-in-2 | 2024 | 9 |  |  |  | 28.0667 | 1
| LCA | Outside LA Basin | 12 | Monthly System Peak Day | SCE | 1-in-2 | 2024 | 10 |  |  |  | 32.0067 | 1
| LCA | Outside LA Basin | 12 | Monthly System Peak Day | SCE | 1-in-2 | 2024 | 11 |  |  |  | 35.99 | 1
| LCA | Outside LA Basin | 12 | Monthly System Peak Day | SCE | 1-in-2 | 2024 | 12 |  |  |  | 39.0633 | 1
| LCA | Outside LA Basin | 12 | Monthly System Peak Day | SCE | 1-in-2 | 2024 | 13 |  |  |  | 40.5267 | 1
| LCA | Outside LA Basin | 12 | Monthly System Peak Day | SCE | 1-in-2 | 2024 | 14 |  |  |  | 41.93 | 1
| LCA | Outside LA Basin | 12 | Monthly System Peak Day | SCE | 1-in-2 | 2024 | 15 |  |  |  | 43.4467 | 1
| LCA | Outside LA Basin | 12 | Monthly System Peak Day | SCE | 1-in-2 | 2024 | 16 |  |  |  | 44.38 | 1
| LCA | Outside LA Basin | 12 | Monthly System Peak Day | SCE | 1-in-2 | 2024 | 17 |  |  |  | 44.5667 | 1
| LCA | Outside LA Basin | 12 | Monthly System Peak Day | SCE | 1-in-2 | 2024 | 18 |  |  |  | 43.1667 | 1
| LCA | Outside LA Basin | 12 | Monthly System Peak Day | SCE | 1-in-2 | 2024 | 19 |  |  |  | 40.54 | 1
| LCA | Outside LA Basin | 12 | Monthly System Peak Day | SCE | 1-in-2 | 2024 | 20 |  |  |  | 37.9467 | 1
| LCA | Outside LA Basin | 12 | Monthly System Peak Day | SCE | 1-in-2 | 2024 | 21 |  |  |  | 35.7167 | 1
| LCA | Outside LA Basin | 12 | Monthly System Peak Day | SCE | 1-in-2 | 2024 | 22 |  |  |  | 34.31 | 1
| LCA | Outside LA Basin | 12 | Monthly System Peak Day | SCE | 1-in-2 | 2024 | 23 |  |  |  | 33.5767 | 1
| LCA | Outside LA Basin | 12 | Monthly System Peak Day | SCE | 1-in-2 | 2024 | 24 |  |  |  | 31.0067 | 1
| LCA | Outside LA Basin | 1 | Average Weekday | SCE | 1-in-2 | 2025 | 1 |  |  |  | 42.7993 | 1
| LCA | Outside LA Basin | 1 | Average Weekday | SCE | 1-in-2 | 2025 | 2 |  |  |  | 41.7604 | 1
| LCA | Outside LA Basin | 1 | Average Weekday | SCE | 1-in-2 | 2025 | 3 |  |  |  | 40.7429 | 1
| LCA | Outside LA Basin | 1 | Average Weekday | SCE | 1-in-2 | 2025 | 4 |  |  |  | 39.9359 | 1
| LCA | Outside LA Basin | 1 | Average Weekday | SCE | 1-in-2 | 2025 | 5 |  |  |  | 39.1415 | 1
| LCA | Outside LA Basin | 1 | Average Weekday | SCE | 1-in-2 | 2025 | 6 |  |  |  | 38.8219 | 1
| LCA | Outside LA Basin | 1 | Average Weekday | SCE | 1-in-2 | 2025 | 7 |  |  |  | 38.0672 | 1
| LCA | Outside LA Basin | 1 | Average Weekday | SCE | 1-in-2 | 2025 | 8 |  |  |  | 37.6109 | 1
| LCA | Outside LA Basin | 1 | Average Weekday | SCE | 1-in-2 | 2025 | 9 |  |  |  | 38.4194 | 1
| LCA | Outside LA Basin | 1 | Average Weekday | SCE | 1-in-2 | 2025 | 10 |  |  |  | 41.5477 | 1
| LCA | Outside LA Basin | 1 | Average Weekday | SCE | 1-in-2 | 2025 | 11 |  |  |  | 45.908 | 1
| LCA | Outside LA Basin | 1 | Average Weekday | SCE | 1-in-2 | 2025 | 12 |  |  |  | 50.9033 | 1
| LCA | Outside LA Basin | 1 | Average Weekday | SCE | 1-in-2 | 2025 | 13 |  |  |  | 54.1978 | 1
| LCA | Outside LA Basin | 1 | Average Weekday | SCE | 1-in-2 | 2025 | 14 |  |  |  | 56.4792 | 1
| LCA | Outside LA Basin | 1 | Average Weekday | SCE | 1-in-2 | 2025 | 15 |  |  |  | 58.1691 | 1
| LCA | Outside LA Basin | 1 | Average Weekday | SCE | 1-in-2 | 2025 | 16 |  |  |  | 59.1143 | 1
| LCA | Outside LA Basin | 1 | Average Weekday | SCE | 1-in-2 | 2025 | 17 |  |  |  | 59.0482 | 1
| LCA | Outside LA Basin | 1 | Average Weekday | SCE | 1-in-2 | 2025 | 18 |  |  |  | 57.7988 | 1
| LCA | Outside LA Basin | 1 | Average Weekday | SCE | 1-in-2 | 2025 | 19 |  |  |  | 55.1406 | 1
| LCA | Outside LA Basin | 1 | Average Weekday | SCE | 1-in-2 | 2025 | 20 |  |  |  | 52.232 | 1
| LCA | Outside LA Basin | 1 | Average Weekday | SCE | 1-in-2 | 2025 | 21 |  |  |  | 49.7834 | 1
| LCA | Outside LA Basin | 1 | Average Weekday | SCE | 1-in-2 | 2025 | 22 |  |  |  | 48.125 | 1
| LCA | Outside LA Basin | 1 | Average Weekday | SCE | 1-in-2 | 2025 | 23 |  |  |  | 46.5186 | 1
| LCA | Outside LA Basin | 1 | Average Weekday | SCE | 1-in-2 | 2025 | 24 |  |  |  | 45.2073 | 1
| LCA | Outside LA Basin | 1 | Monthly System Peak Day | SCE | 1-in-2 | 2025 | 1 |  |  |  | 35.7933 | 1
| LCA | Outside LA Basin | 1 | Monthly System Peak Day | SCE | 1-in-2 | 2025 | 2 |  |  |  | 34.8567 | 1
| LCA | Outside LA Basin | 1 | Monthly System Peak Day | SCE | 1-in-2 | 2025 | 3 |  |  |  | 33.8267 | 1
| LCA | Outside LA Basin | 1 | Monthly System Peak Day | SCE | 1-in-2 | 2025 | 4 |  |  |  | 34.54 | 1
| LCA | Outside LA Basin | 1 | Monthly System Peak Day | SCE | 1-in-2 | 2025 | 5 |  |  |  | 33.1433 | 1
| LCA | Outside LA Basin | 1 | Monthly System Peak Day | SCE | 1-in-2 | 2025 | 6 |  |  |  | 32.78 | 1
| LCA | Outside LA Basin | 1 | Monthly System Peak Day | SCE | 1-in-2 | 2025 | 7 |  |  |  | 32.9633 | 1
| LCA | Outside LA Basin | 1 | Monthly System Peak Day | SCE | 1-in-2 | 2025 | 8 |  |  |  | 32.38 | 1
| LCA | Outside LA Basin | 1 | Monthly System Peak Day | SCE | 1-in-2 | 2025 | 9 |  |  |  | 33.07 | 1
| LCA | Outside LA Basin | 1 | Monthly System Peak Day | SCE | 1-in-2 | 2025 | 10 |  |  |  | 35.4767 | 1
| LCA | Outside LA Basin | 1 | Monthly System Peak Day | SCE | 1-in-2 | 2025 | 11 |  |  |  | 38.8733 | 1
| LCA | Outside LA Basin | 1 | Monthly System Peak Day | SCE | 1-in-2 | 2025 | 12 |  |  |  | 42.2133 | 1
| LCA | Outside LA Basin | 1 | Monthly System Peak Day | SCE | 1-in-2 | 2025 | 13 |  |  |  | 45.2233 | 1
| LCA | Outside LA Basin | 1 | Monthly System Peak Day | SCE | 1-in-2 | 2025 | 14 |  |  |  | 48.8767 | 1
| LCA | Outside LA Basin | 1 | Monthly System Peak Day | SCE | 1-in-2 | 2025 | 15 |  |  |  | 47.8033 | 1
| LCA | Outside LA Basin | 1 | Monthly System Peak Day | SCE | 1-in-2 | 2025 | 16 |  |  |  | 47.0367 | 1
| LCA | Outside LA Basin | 1 | Monthly System Peak Day | SCE | 1-in-2 | 2025 | 17 |  |  |  | 47.32 | 1
| LCA | Outside LA Basin | 1 | Monthly System Peak Day | SCE | 1-in-2 | 2025 | 18 |  |  |  | 46.11 | 1
| LCA | Outside LA Basin | 1 | Monthly System Peak Day | SCE | 1-in-2 | 2025 | 19 |  |  |  | 44.34 | 1
| LCA | Outside LA Basin | 1 | Monthly System Peak Day | SCE | 1-in-2 | 2025 | 20 |  |  |  | 42.3967 | 1
| LCA | Outside LA Basin | 1 | Monthly System Peak Day | SCE | 1-in-2 | 2025 | 21 |  |  |  | 41.58 | 1
| LCA | Outside LA Basin | 1 | Monthly System Peak Day | SCE | 1-in-2 | 2025 | 22 |  |  |  | 41.57 | 1
| LCA | Outside LA Basin | 1 | Monthly System Peak Day | SCE | 1-in-2 | 2025 | 23 |  |  |  | 40.4967 | 1
| LCA | Outside LA Basin | 1 | Monthly System Peak Day | SCE | 1-in-2 | 2025 | 24 |  |  |  | 39.53 | 1
| LCA | Outside LA Basin | 2 | Average Weekday | SCE | 1-in-2 | 2025 | 1 |  |  |  | 45.8051 | 1
| LCA | Outside LA Basin | 2 | Average Weekday | SCE | 1-in-2 | 2025 | 2 |  |  |  | 44.7657 | 1
| LCA | Outside LA Basin | 2 | Average Weekday | SCE | 1-in-2 | 2025 | 3 |  |  |  | 43.8638 | 1
| LCA | Outside LA Basin | 2 | Average Weekday | SCE | 1-in-2 | 2025 | 4 |  |  |  | 43.1001 | 1
| LCA | Outside LA Basin | 2 | Average Weekday | SCE | 1-in-2 | 2025 | 5 |  |  |  | 42.0324 | 1
| LCA | Outside LA Basin | 2 | Average Weekday | SCE | 1-in-2 | 2025 | 6 |  |  |  | 41.2169 | 1
| LCA | Outside LA Basin | 2 | Average Weekday | SCE | 1-in-2 | 2025 | 7 |  |  |  | 40.7883 | 1
| LCA | Outside LA Basin | 2 | Average Weekday | SCE | 1-in-2 | 2025 | 8 |  |  |  | 40.4625 | 1
| LCA | Outside LA Basin | 2 | Average Weekday | SCE | 1-in-2 | 2025 | 9 |  |  |  | 41.828 | 1
| LCA | Outside LA Basin | 2 | Average Weekday | SCE | 1-in-2 | 2025 | 10 |  |  |  | 45.273 | 1
| LCA | Outside LA Basin | 2 | Average Weekday | SCE | 1-in-2 | 2025 | 11 |  |  |  | 49.4713 | 1
| LCA | Outside LA Basin | 2 | Average Weekday | SCE | 1-in-2 | 2025 | 12 |  |  |  | 52.8686 | 1
| LCA | Outside LA Basin | 2 | Average Weekday | SCE | 1-in-2 | 2025 | 13 |  |  |  | 55.5261 | 1
| LCA | Outside LA Basin | 2 | Average Weekday | SCE | 1-in-2 | 2025 | 14 |  |  |  | 57.4444 | 1
| LCA | Outside LA Basin | 2 | Average Weekday | SCE | 1-in-2 | 2025 | 15 |  |  |  | 58.6077 | 1
| LCA | Outside LA Basin | 2 | Average Weekday | SCE | 1-in-2 | 2025 | 16 |  |  |  | 59.1948 | 1
| LCA | Outside LA Basin | 2 | Average Weekday | SCE | 1-in-2 | 2025 | 17 |  |  |  | 59.302 | 1
| LCA | Outside LA Basin | 2 | Average Weekday | SCE | 1-in-2 | 2025 | 18 |  |  |  | 58.4631 | 1
| LCA | Outside LA Basin | 2 | Average Weekday | SCE | 1-in-2 | 2025 | 19 |  |  |  | 56.3507 | 1
| LCA | Outside LA Basin | 2 | Average Weekday | SCE | 1-in-2 | 2025 | 20 |  |  |  | 53.8282 | 1
| LCA | Outside LA Basin | 2 | Average Weekday | SCE | 1-in-2 | 2025 | 21 |  |  |  | 51.7142 | 1
| LCA | Outside LA Basin | 2 | Average Weekday | SCE | 1-in-2 | 2025 | 22 |  |  |  | 50.1008 | 1
| LCA | Outside LA Basin | 2 | Average Weekday | SCE | 1-in-2 | 2025 | 23 |  |  |  | 48.6919 | 1
| LCA | Outside LA Basin | 2 | Average Weekday | SCE | 1-in-2 | 2025 | 24 |  |  |  | 47.1528 | 1
| LCA | Outside LA Basin | 2 | Monthly System Peak Day | SCE | 1-in-2 | 2025 | 1 |  |  |  | 35.05 | 1
| LCA | Outside LA Basin | 2 | Monthly System Peak Day | SCE | 1-in-2 | 2025 | 2 |  |  |  | 34.3867 | 1
| LCA | Outside LA Basin | 2 | Monthly System Peak Day | SCE | 1-in-2 | 2025 | 3 |  |  |  | 34.5567 | 1
| LCA | Outside LA Basin | 2 | Monthly System Peak Day | SCE | 1-in-2 | 2025 | 4 |  |  |  | 34.5033 | 1
| LCA | Outside LA Basin | 2 | Monthly System Peak Day | SCE | 1-in-2 | 2025 | 5 |  |  |  | 34.02 | 1
| LCA | Outside LA Basin | 2 | Monthly System Peak Day | SCE | 1-in-2 | 2025 | 6 |  |  |  | 33.9433 | 1
| LCA | Outside LA Basin | 2 | Monthly System Peak Day | SCE | 1-in-2 | 2025 | 7 |  |  |  | 33.7267 | 1
| LCA | Outside LA Basin | 2 | Monthly System Peak Day | SCE | 1-in-2 | 2025 | 8 |  |  |  | 33.9167 | 1
| LCA | Outside LA Basin | 2 | Monthly System Peak Day | SCE | 1-in-2 | 2025 | 9 |  |  |  | 34.3967 | 1
| LCA | Outside LA Basin | 2 | Monthly System Peak Day | SCE | 1-in-2 | 2025 | 10 |  |  |  | 35.7233 | 1
| LCA | Outside LA Basin | 2 | Monthly System Peak Day | SCE | 1-in-2 | 2025 | 11 |  |  |  | 37.9567 | 1
| LCA | Outside LA Basin | 2 | Monthly System Peak Day | SCE | 1-in-2 | 2025 | 12 |  |  |  | 39.9933 | 1
| LCA | Outside LA Basin | 2 | Monthly System Peak Day | SCE | 1-in-2 | 2025 | 13 |  |  |  | 42.1833 | 1
| LCA | Outside LA Basin | 2 | Monthly System Peak Day | SCE | 1-in-2 | 2025 | 14 |  |  |  | 44.06 | 1
| LCA | Outside LA Basin | 2 | Monthly System Peak Day | SCE | 1-in-2 | 2025 | 15 |  |  |  | 45.9333 | 1
| LCA | Outside LA Basin | 2 | Monthly System Peak Day | SCE | 1-in-2 | 2025 | 16 |  |  |  | 47.18 | 1
| LCA | Outside LA Basin | 2 | Monthly System Peak Day | SCE | 1-in-2 | 2025 | 17 |  |  |  | 47.52 | 1
| LCA | Outside LA Basin | 2 | Monthly System Peak Day | SCE | 1-in-2 | 2025 | 18 |  |  |  | 47.1067 | 1
| LCA | Outside LA Basin | 2 | Monthly System Peak Day | SCE | 1-in-2 | 2025 | 19 |  |  |  | 45.2067 | 1
| LCA | Outside LA Basin | 2 | Monthly System Peak Day | SCE | 1-in-2 | 2025 | 20 |  |  |  | 43.6533 | 1
| LCA | Outside LA Basin | 2 | Monthly System Peak Day | SCE | 1-in-2 | 2025 | 21 |  |  |  | 42.0133 | 1
| LCA | Outside LA Basin | 2 | Monthly System Peak Day | SCE | 1-in-2 | 2025 | 22 |  |  |  | 40.6967 | 1
| LCA | Outside LA Basin | 2 | Monthly System Peak Day | SCE | 1-in-2 | 2025 | 23 |  |  |  | 40.0133 | 1
| LCA | Outside LA Basin | 2 | Monthly System Peak Day | SCE | 1-in-2 | 2025 | 24 |  |  |  | 39.2733 | 1
| LCA | Outside LA Basin | 3 | Average Weekday | SCE | 1-in-2 | 2025 | 1 |  |  |  | 50.5648 | 1
| LCA | Outside LA Basin | 3 | Average Weekday | SCE | 1-in-2 | 2025 | 2 |  |  |  | 49.5662 | 1
| LCA | Outside LA Basin | 3 | Average Weekday | SCE | 1-in-2 | 2025 | 3 |  |  |  | 48.4714 | 1
| LCA | Outside LA Basin | 3 | Average Weekday | SCE | 1-in-2 | 2025 | 4 |  |  |  | 47.8283 | 1
| LCA | Outside LA Basin | 3 | Average Weekday | SCE | 1-in-2 | 2025 | 5 |  |  |  | 46.9052 | 1
| LCA | Outside LA Basin | 3 | Average Weekday | SCE | 1-in-2 | 2025 | 6 |  |  |  | 46.17 | 1
| LCA | Outside LA Basin | 3 | Average Weekday | SCE | 1-in-2 | 2025 | 7 |  |  |  | 45.5217 | 1
| LCA | Outside LA Basin | 3 | Average Weekday | SCE | 1-in-2 | 2025 | 8 |  |  |  | 45.1175 | 1
| LCA | Outside LA Basin | 3 | Average Weekday | SCE | 1-in-2 | 2025 | 9 |  |  |  | 46.1368 | 1
| LCA | Outside LA Basin | 3 | Average Weekday | SCE | 1-in-2 | 2025 | 10 |  |  |  | 49.4075 | 1
| LCA | Outside LA Basin | 3 | Average Weekday | SCE | 1-in-2 | 2025 | 11 |  |  |  | 53.1608 | 1
| LCA | Outside LA Basin | 3 | Average Weekday | SCE | 1-in-2 | 2025 | 12 |  |  |  | 56.4497 | 1
| LCA | Outside LA Basin | 3 | Average Weekday | SCE | 1-in-2 | 2025 | 13 |  |  |  | 59.1687 | 1
| LCA | Outside LA Basin | 3 | Average Weekday | SCE | 1-in-2 | 2025 | 14 |  |  |  | 61.0428 | 1
| LCA | Outside LA Basin | 3 | Average Weekday | SCE | 1-in-2 | 2025 | 15 |  |  |  | 62.3557 | 1
| LCA | Outside LA Basin | 3 | Average Weekday | SCE | 1-in-2 | 2025 | 16 |  |  |  | 63.2505 | 1
| LCA | Outside LA Basin | 3 | Average Weekday | SCE | 1-in-2 | 2025 | 17 |  |  |  | 63.5652 | 1
| LCA | Outside LA Basin | 3 | Average Weekday | SCE | 1-in-2 | 2025 | 18 |  |  |  | 63.0934 | 1
| LCA | Outside LA Basin | 3 | Average Weekday | SCE | 1-in-2 | 2025 | 19 |  |  |  | 61.8806 | 1
| LCA | Outside LA Basin | 3 | Average Weekday | SCE | 1-in-2 | 2025 | 20 |  |  |  | 59.9275 | 1
| LCA | Outside LA Basin | 3 | Average Weekday | SCE | 1-in-2 | 2025 | 21 |  |  |  | 57.5472 | 1
| LCA | Outside LA Basin | 3 | Average Weekday | SCE | 1-in-2 | 2025 | 22 |  |  |  | 55.3093 | 1
| LCA | Outside LA Basin | 3 | Average Weekday | SCE | 1-in-2 | 2025 | 23 |  |  |  | 53.6298 | 1
| LCA | Outside LA Basin | 3 | Average Weekday | SCE | 1-in-2 | 2025 | 24 |  |  |  | 52.2265 | 1
| LCA | Outside LA Basin | 3 | Monthly System Peak Day | SCE | 1-in-2 | 2025 | 1 |  |  |  | 50.1467 | 1
| LCA | Outside LA Basin | 3 | Monthly System Peak Day | SCE | 1-in-2 | 2025 | 2 |  |  |  | 48.9233 | 1
| LCA | Outside LA Basin | 3 | Monthly System Peak Day | SCE | 1-in-2 | 2025 | 3 |  |  |  | 47.02 | 1
| LCA | Outside LA Basin | 3 | Monthly System Peak Day | SCE | 1-in-2 | 2025 | 4 |  |  |  | 46.39 | 1
| LCA | Outside LA Basin | 3 | Monthly System Peak Day | SCE | 1-in-2 | 2025 | 5 |  |  |  | 45.5167 | 1
| LCA | Outside LA Basin | 3 | Monthly System Peak Day | SCE | 1-in-2 | 2025 | 6 |  |  |  | 44.15 | 1
| LCA | Outside LA Basin | 3 | Monthly System Peak Day | SCE | 1-in-2 | 2025 | 7 |  |  |  | 42.9533 | 1
| LCA | Outside LA Basin | 3 | Monthly System Peak Day | SCE | 1-in-2 | 2025 | 8 |  |  |  | 42.4867 | 1
| LCA | Outside LA Basin | 3 | Monthly System Peak Day | SCE | 1-in-2 | 2025 | 9 |  |  |  | 43.23 | 1
| LCA | Outside LA Basin | 3 | Monthly System Peak Day | SCE | 1-in-2 | 2025 | 10 |  |  |  | 44.9167 | 1
| LCA | Outside LA Basin | 3 | Monthly System Peak Day | SCE | 1-in-2 | 2025 | 11 |  |  |  | 49.4633 | 1
| LCA | Outside LA Basin | 3 | Monthly System Peak Day | SCE | 1-in-2 | 2025 | 12 |  |  |  | 53.3167 | 1
| LCA | Outside LA Basin | 3 | Monthly System Peak Day | SCE | 1-in-2 | 2025 | 13 |  |  |  | 56.54 | 1
| LCA | Outside LA Basin | 3 | Monthly System Peak Day | SCE | 1-in-2 | 2025 | 14 |  |  |  | 59.1767 | 1
| LCA | Outside LA Basin | 3 | Monthly System Peak Day | SCE | 1-in-2 | 2025 | 15 |  |  |  | 61.4167 | 1
| LCA | Outside LA Basin | 3 | Monthly System Peak Day | SCE | 1-in-2 | 2025 | 16 |  |  |  | 63.2333 | 1
| LCA | Outside LA Basin | 3 | Monthly System Peak Day | SCE | 1-in-2 | 2025 | 17 |  |  |  | 64.2933 | 1
| LCA | Outside LA Basin | 3 | Monthly System Peak Day | SCE | 1-in-2 | 2025 | 18 |  |  |  | 64.4733 | 1
| LCA | Outside LA Basin | 3 | Monthly System Peak Day | SCE | 1-in-2 | 2025 | 19 |  |  |  | 63.6233 | 1
| LCA | Outside LA Basin | 3 | Monthly System Peak Day | SCE | 1-in-2 | 2025 | 20 |  |  |  | 61.6733 | 1
| LCA | Outside LA Basin | 3 | Monthly System Peak Day | SCE | 1-in-2 | 2025 | 21 |  |  |  | 58.8133 | 1
| LCA | Outside LA Basin | 3 | Monthly System Peak Day | SCE | 1-in-2 | 2025 | 22 |  |  |  | 57.0467 | 1
| LCA | Outside LA Basin | 3 | Monthly System Peak Day | SCE | 1-in-2 | 2025 | 23 |  |  |  | 54.9467 | 1
| LCA | Outside LA Basin | 3 | Monthly System Peak Day | SCE | 1-in-2 | 2025 | 24 |  |  |  | 52.9967 | 1
| LCA | Outside LA Basin | 4 | Average Weekday | SCE | 1-in-2 | 2025 | 1 |  |  |  | 55.4314 | 1
| LCA | Outside LA Basin | 4 | Average Weekday | SCE | 1-in-2 | 2025 | 2 |  |  |  | 54.0393 | 1
| LCA | Outside LA Basin | 4 | Average Weekday | SCE | 1-in-2 | 2025 | 3 |  |  |  | 53.0091 | 1
| LCA | Outside LA Basin | 4 | Average Weekday | SCE | 1-in-2 | 2025 | 4 |  |  |  | 51.8922 | 1
| LCA | Outside LA Basin | 4 | Average Weekday | SCE | 1-in-2 | 2025 | 5 |  |  |  | 50.9195 | 1
| LCA | Outside LA Basin | 4 | Average Weekday | SCE | 1-in-2 | 2025 | 6 |  |  |  | 49.939 | 1
| LCA | Outside LA Basin | 4 | Average Weekday | SCE | 1-in-2 | 2025 | 7 |  |  |  | 49.0993 | 1
| LCA | Outside LA Basin | 4 | Average Weekday | SCE | 1-in-2 | 2025 | 8 |  |  |  | 48.9968 | 1
| LCA | Outside LA Basin | 4 | Average Weekday | SCE | 1-in-2 | 2025 | 9 |  |  |  | 51.1425 | 1
| LCA | Outside LA Basin | 4 | Average Weekday | SCE | 1-in-2 | 2025 | 10 |  |  |  | 54.716 | 1
| LCA | Outside LA Basin | 4 | Average Weekday | SCE | 1-in-2 | 2025 | 11 |  |  |  | 58.5012 | 1
| LCA | Outside LA Basin | 4 | Average Weekday | SCE | 1-in-2 | 2025 | 12 |  |  |  | 61.5829 | 1
| LCA | Outside LA Basin | 4 | Average Weekday | SCE | 1-in-2 | 2025 | 13 |  |  |  | 64.4076 | 1
| LCA | Outside LA Basin | 4 | Average Weekday | SCE | 1-in-2 | 2025 | 14 |  |  |  | 66.5797 | 1
| LCA | Outside LA Basin | 4 | Average Weekday | SCE | 1-in-2 | 2025 | 15 |  |  |  | 67.984 | 1
| LCA | Outside LA Basin | 4 | Average Weekday | SCE | 1-in-2 | 2025 | 16 |  |  |  | 68.8393 | 1
| LCA | Outside LA Basin | 4 | Average Weekday | SCE | 1-in-2 | 2025 | 17 |  |  |  | 69.0253 | 1
| LCA | Outside LA Basin | 4 | Average Weekday | SCE | 1-in-2 | 2025 | 18 |  |  |  | 68.4056 | 1
| LCA | Outside LA Basin | 4 | Average Weekday | SCE | 1-in-2 | 2025 | 19 |  |  |  | 67.0783 | 1
| LCA | Outside LA Basin | 4 | Average Weekday | SCE | 1-in-2 | 2025 | 20 |  |  |  | 64.7131 | 1
| LCA | Outside LA Basin | 4 | Average Weekday | SCE | 1-in-2 | 2025 | 21 |  |  |  | 61.7427 | 1
| LCA | Outside LA Basin | 4 | Average Weekday | SCE | 1-in-2 | 2025 | 22 |  |  |  | 59.3168 | 1
| LCA | Outside LA Basin | 4 | Average Weekday | SCE | 1-in-2 | 2025 | 23 |  |  |  | 57.5233 | 1
| LCA | Outside LA Basin | 4 | Average Weekday | SCE | 1-in-2 | 2025 | 24 |  |  |  | 56.0273 | 1
| LCA | Outside LA Basin | 4 | Monthly System Peak Day | SCE | 1-in-2 | 2025 | 1 |  |  |  | 61.64 | 1
| LCA | Outside LA Basin | 4 | Monthly System Peak Day | SCE | 1-in-2 | 2025 | 2 |  |  |  | 59.72 | 1
| LCA | Outside LA Basin | 4 | Monthly System Peak Day | SCE | 1-in-2 | 2025 | 3 |  |  |  | 57.7433 | 1
| LCA | Outside LA Basin | 4 | Monthly System Peak Day | SCE | 1-in-2 | 2025 | 4 |  |  |  | 57.3967 | 1
| LCA | Outside LA Basin | 4 | Monthly System Peak Day | SCE | 1-in-2 | 2025 | 5 |  |  |  | 55.9733 | 1
| LCA | Outside LA Basin | 4 | Monthly System Peak Day | SCE | 1-in-2 | 2025 | 6 |  |  |  | 54.13 | 1
| LCA | Outside LA Basin | 4 | Monthly System Peak Day | SCE | 1-in-2 | 2025 | 7 |  |  |  | 53.4 | 1
| LCA | Outside LA Basin | 4 | Monthly System Peak Day | SCE | 1-in-2 | 2025 | 8 |  |  |  | 53.7033 | 1
| LCA | Outside LA Basin | 4 | Monthly System Peak Day | SCE | 1-in-2 | 2025 | 9 |  |  |  | 55.19 | 1
| LCA | Outside LA Basin | 4 | Monthly System Peak Day | SCE | 1-in-2 | 2025 | 10 |  |  |  | 58.9167 | 1
| LCA | Outside LA Basin | 4 | Monthly System Peak Day | SCE | 1-in-2 | 2025 | 11 |  |  |  | 64.7733 | 1
| LCA | Outside LA Basin | 4 | Monthly System Peak Day | SCE | 1-in-2 | 2025 | 12 |  |  |  | 70.5833 | 1
| LCA | Outside LA Basin | 4 | Monthly System Peak Day | SCE | 1-in-2 | 2025 | 13 |  |  |  | 75.6933 | 1
| LCA | Outside LA Basin | 4 | Monthly System Peak Day | SCE | 1-in-2 | 2025 | 14 |  |  |  | 79.3667 | 1
| LCA | Outside LA Basin | 4 | Monthly System Peak Day | SCE | 1-in-2 | 2025 | 15 |  |  |  | 80.9 | 1
| LCA | Outside LA Basin | 4 | Monthly System Peak Day | SCE | 1-in-2 | 2025 | 16 |  |  |  | 82.1667 | 1
| LCA | Outside LA Basin | 4 | Monthly System Peak Day | SCE | 1-in-2 | 2025 | 17 |  |  |  | 82.2333 | 1
| LCA | Outside LA Basin | 4 | Monthly System Peak Day | SCE | 1-in-2 | 2025 | 18 |  |  |  | 81.6 | 1
| LCA | Outside LA Basin | 4 | Monthly System Peak Day | SCE | 1-in-2 | 2025 | 19 |  |  |  | 80.5667 | 1
| LCA | Outside LA Basin | 4 | Monthly System Peak Day | SCE | 1-in-2 | 2025 | 20 |  |  |  | 78.5333 | 1
| LCA | Outside LA Basin | 4 | Monthly System Peak Day | SCE | 1-in-2 | 2025 | 21 |  |  |  | 75.2 | 1
| LCA | Outside LA Basin | 4 | Monthly System Peak Day | SCE | 1-in-2 | 2025 | 22 |  |  |  | 72.4667 | 1
| LCA | Outside LA Basin | 4 | Monthly System Peak Day | SCE | 1-in-2 | 2025 | 23 |  |  |  | 71.2 | 1
| LCA | Outside LA Basin | 4 | Monthly System Peak Day | SCE | 1-in-2 | 2025 | 24 |  |  |  | 69.2467 | 1
| LCA | Outside LA Basin | 5 | Average Weekday | SCE | 1-in-2 | 2025 | 1 |  |  |  | 62.137 | 1
| LCA | Outside LA Basin | 5 | Average Weekday | SCE | 1-in-2 | 2025 | 2 |  |  |  | 60.8508 | 1
| LCA | Outside LA Basin | 5 | Average Weekday | SCE | 1-in-2 | 2025 | 3 |  |  |  | 59.6166 | 1
| LCA | Outside LA Basin | 5 | Average Weekday | SCE | 1-in-2 | 2025 | 4 |  |  |  | 58.5375 | 1
| LCA | Outside LA Basin | 5 | Average Weekday | SCE | 1-in-2 | 2025 | 5 |  |  |  | 57.4615 | 1
| LCA | Outside LA Basin | 5 | Average Weekday | SCE | 1-in-2 | 2025 | 6 |  |  |  | 56.6158 | 1
| LCA | Outside LA Basin | 5 | Average Weekday | SCE | 1-in-2 | 2025 | 7 |  |  |  | 55.73 | 1
| LCA | Outside LA Basin | 5 | Average Weekday | SCE | 1-in-2 | 2025 | 8 |  |  |  | 56.6615 | 1
| LCA | Outside LA Basin | 5 | Average Weekday | SCE | 1-in-2 | 2025 | 9 |  |  |  | 59.8644 | 1
| LCA | Outside LA Basin | 5 | Average Weekday | SCE | 1-in-2 | 2025 | 10 |  |  |  | 63.6587 | 1
| LCA | Outside LA Basin | 5 | Average Weekday | SCE | 1-in-2 | 2025 | 11 |  |  |  | 67.2326 | 1
| LCA | Outside LA Basin | 5 | Average Weekday | SCE | 1-in-2 | 2025 | 12 |  |  |  | 70.5618 | 1
| LCA | Outside LA Basin | 5 | Average Weekday | SCE | 1-in-2 | 2025 | 13 |  |  |  | 73.2877 | 1
| LCA | Outside LA Basin | 5 | Average Weekday | SCE | 1-in-2 | 2025 | 14 |  |  |  | 75.0811 | 1
| LCA | Outside LA Basin | 5 | Average Weekday | SCE | 1-in-2 | 2025 | 15 |  |  |  | 76.3295 | 1
| LCA | Outside LA Basin | 5 | Average Weekday | SCE | 1-in-2 | 2025 | 16 |  |  |  | 77.0623 | 1
| LCA | Outside LA Basin | 5 | Average Weekday | SCE | 1-in-2 | 2025 | 17 |  |  |  | 77.2838 | 1
| LCA | Outside LA Basin | 5 | Average Weekday | SCE | 1-in-2 | 2025 | 18 |  |  |  | 76.6675 | 1
| LCA | Outside LA Basin | 5 | Average Weekday | SCE | 1-in-2 | 2025 | 19 |  |  |  | 75.2703 | 1
| LCA | Outside LA Basin | 5 | Average Weekday | SCE | 1-in-2 | 2025 | 20 |  |  |  | 72.9802 | 1
| LCA | Outside LA Basin | 5 | Average Weekday | SCE | 1-in-2 | 2025 | 21 |  |  |  | 69.5905 | 1
| LCA | Outside LA Basin | 5 | Average Weekday | SCE | 1-in-2 | 2025 | 22 |  |  |  | 66.5993 | 1
| LCA | Outside LA Basin | 5 | Average Weekday | SCE | 1-in-2 | 2025 | 23 |  |  |  | 64.7036 | 1
| LCA | Outside LA Basin | 5 | Average Weekday | SCE | 1-in-2 | 2025 | 24 |  |  |  | 63.0014 | 1
| LCA | Outside LA Basin | 5 | Monthly System Peak Day | SCE | 1-in-2 | 2025 | 1 |  |  |  | 67.2867 | 1
| LCA | Outside LA Basin | 5 | Monthly System Peak Day | SCE | 1-in-2 | 2025 | 2 |  |  |  | 65.1267 | 1
| LCA | Outside LA Basin | 5 | Monthly System Peak Day | SCE | 1-in-2 | 2025 | 3 |  |  |  | 64.1067 | 1
| LCA | Outside LA Basin | 5 | Monthly System Peak Day | SCE | 1-in-2 | 2025 | 4 |  |  |  | 62.5933 | 1
| LCA | Outside LA Basin | 5 | Monthly System Peak Day | SCE | 1-in-2 | 2025 | 5 |  |  |  | 60.6067 | 1
| LCA | Outside LA Basin | 5 | Monthly System Peak Day | SCE | 1-in-2 | 2025 | 6 |  |  |  | 60.18 | 1
| LCA | Outside LA Basin | 5 | Monthly System Peak Day | SCE | 1-in-2 | 2025 | 7 |  |  |  | 59.8233 | 1
| LCA | Outside LA Basin | 5 | Monthly System Peak Day | SCE | 1-in-2 | 2025 | 8 |  |  |  | 59.8433 | 1
| LCA | Outside LA Basin | 5 | Monthly System Peak Day | SCE | 1-in-2 | 2025 | 9 |  |  |  | 60.9633 | 1
| LCA | Outside LA Basin | 5 | Monthly System Peak Day | SCE | 1-in-2 | 2025 | 10 |  |  |  | 66.41 | 1
| LCA | Outside LA Basin | 5 | Monthly System Peak Day | SCE | 1-in-2 | 2025 | 11 |  |  |  | 71.1333 | 1
| LCA | Outside LA Basin | 5 | Monthly System Peak Day | SCE | 1-in-2 | 2025 | 12 |  |  |  | 75.33 | 1
| LCA | Outside LA Basin | 5 | Monthly System Peak Day | SCE | 1-in-2 | 2025 | 13 |  |  |  | 79.1 | 1
| LCA | Outside LA Basin | 5 | Monthly System Peak Day | SCE | 1-in-2 | 2025 | 14 |  |  |  | 81.1667 | 1
| LCA | Outside LA Basin | 5 | Monthly System Peak Day | SCE | 1-in-2 | 2025 | 15 |  |  |  | 83.1333 | 1
| LCA | Outside LA Basin | 5 | Monthly System Peak Day | SCE | 1-in-2 | 2025 | 16 |  |  |  | 85.4 | 1
| LCA | Outside LA Basin | 5 | Monthly System Peak Day | SCE | 1-in-2 | 2025 | 17 |  |  |  | 86.3667 | 1
| LCA | Outside LA Basin | 5 | Monthly System Peak Day | SCE | 1-in-2 | 2025 | 18 |  |  |  | 86.4 | 1
| LCA | Outside LA Basin | 5 | Monthly System Peak Day | SCE | 1-in-2 | 2025 | 19 |  |  |  | 85.9667 | 1
| LCA | Outside LA Basin | 5 | Monthly System Peak Day | SCE | 1-in-2 | 2025 | 20 |  |  |  | 83.2333 | 1
| LCA | Outside LA Basin | 5 | Monthly System Peak Day | SCE | 1-in-2 | 2025 | 21 |  |  |  | 78.9 | 1
| LCA | Outside LA Basin | 5 | Monthly System Peak Day | SCE | 1-in-2 | 2025 | 22 |  |  |  | 75.6667 | 1
| LCA | Outside LA Basin | 5 | Monthly System Peak Day | SCE | 1-in-2 | 2025 | 23 |  |  |  | 72.9667 | 1
| LCA | Outside LA Basin | 5 | Monthly System Peak Day | SCE | 1-in-2 | 2025 | 24 |  |  |  | 70.35 | 1
| LCA | Outside LA Basin | 6 | Average Weekday | SCE | 1-in-2 | 2025 | 1 |  |  |  | 70.2183 | 1
| LCA | Outside LA Basin | 6 | Average Weekday | SCE | 1-in-2 | 2025 | 2 |  |  |  | 68.7472 | 1
| LCA | Outside LA Basin | 6 | Average Weekday | SCE | 1-in-2 | 2025 | 3 |  |  |  | 67.542 | 1
| LCA | Outside LA Basin | 6 | Average Weekday | SCE | 1-in-2 | 2025 | 4 |  |  |  | 66.3818 | 1
| LCA | Outside LA Basin | 6 | Average Weekday | SCE | 1-in-2 | 2025 | 5 |  |  |  | 65.3338 | 1
| LCA | Outside LA Basin | 6 | Average Weekday | SCE | 1-in-2 | 2025 | 6 |  |  |  | 64.0672 | 1
| LCA | Outside LA Basin | 6 | Average Weekday | SCE | 1-in-2 | 2025 | 7 |  |  |  | 63.101 | 1
| LCA | Outside LA Basin | 6 | Average Weekday | SCE | 1-in-2 | 2025 | 8 |  |  |  | 64.2057 | 1
| LCA | Outside LA Basin | 6 | Average Weekday | SCE | 1-in-2 | 2025 | 9 |  |  |  | 67.7967 | 1
| LCA | Outside LA Basin | 6 | Average Weekday | SCE | 1-in-2 | 2025 | 10 |  |  |  | 72.0773 | 1
| LCA | Outside LA Basin | 6 | Average Weekday | SCE | 1-in-2 | 2025 | 11 |  |  |  | 76.7247 | 1
| LCA | Outside LA Basin | 6 | Average Weekday | SCE | 1-in-2 | 2025 | 12 |  |  |  | 80.4514 | 1
| LCA | Outside LA Basin | 6 | Average Weekday | SCE | 1-in-2 | 2025 | 13 |  |  |  | 83.3777 | 1
| LCA | Outside LA Basin | 6 | Average Weekday | SCE | 1-in-2 | 2025 | 14 |  |  |  | 85.5483 | 1
| LCA | Outside LA Basin | 6 | Average Weekday | SCE | 1-in-2 | 2025 | 15 |  |  |  | 86.8952 | 1
| LCA | Outside LA Basin | 6 | Average Weekday | SCE | 1-in-2 | 2025 | 16 |  |  |  | 87.5875 | 1
| LCA | Outside LA Basin | 6 | Average Weekday | SCE | 1-in-2 | 2025 | 17 |  |  |  | 87.5021 | 1
| LCA | Outside LA Basin | 6 | Average Weekday | SCE | 1-in-2 | 2025 | 18 |  |  |  | 86.6587 | 1
| LCA | Outside LA Basin | 6 | Average Weekday | SCE | 1-in-2 | 2025 | 19 |  |  |  | 85.162 | 1
| LCA | Outside LA Basin | 6 | Average Weekday | SCE | 1-in-2 | 2025 | 20 |  |  |  | 82.9063 | 1
| LCA | Outside LA Basin | 6 | Average Weekday | SCE | 1-in-2 | 2025 | 21 |  |  |  | 79.8354 | 1
| LCA | Outside LA Basin | 6 | Average Weekday | SCE | 1-in-2 | 2025 | 22 |  |  |  | 76.4285 | 1
| LCA | Outside LA Basin | 6 | Average Weekday | SCE | 1-in-2 | 2025 | 23 |  |  |  | 73.9694 | 1
| LCA | Outside LA Basin | 6 | Average Weekday | SCE | 1-in-2 | 2025 | 24 |  |  |  | 72.0462 | 1
| LCA | Outside LA Basin | 6 | Monthly System Peak Day | SCE | 1-in-2 | 2025 | 1 |  |  |  | 76.7667 | 1
| LCA | Outside LA Basin | 6 | Monthly System Peak Day | SCE | 1-in-2 | 2025 | 2 |  |  |  | 74.9667 | 1
| LCA | Outside LA Basin | 6 | Monthly System Peak Day | SCE | 1-in-2 | 2025 | 3 |  |  |  | 73.8667 | 1
| LCA | Outside LA Basin | 6 | Monthly System Peak Day | SCE | 1-in-2 | 2025 | 4 |  |  |  | 72.4433 | 1
| LCA | Outside LA Basin | 6 | Monthly System Peak Day | SCE | 1-in-2 | 2025 | 5 |  |  |  | 71.44 | 1
| LCA | Outside LA Basin | 6 | Monthly System Peak Day | SCE | 1-in-2 | 2025 | 6 |  |  |  | 70.69 | 1
| LCA | Outside LA Basin | 6 | Monthly System Peak Day | SCE | 1-in-2 | 2025 | 7 |  |  |  | 70.0833 | 1
| LCA | Outside LA Basin | 6 | Monthly System Peak Day | SCE | 1-in-2 | 2025 | 8 |  |  |  | 71.6933 | 1
| LCA | Outside LA Basin | 6 | Monthly System Peak Day | SCE | 1-in-2 | 2025 | 9 |  |  |  | 75.2333 | 1
| LCA | Outside LA Basin | 6 | Monthly System Peak Day | SCE | 1-in-2 | 2025 | 10 |  |  |  | 81.1 | 1
| LCA | Outside LA Basin | 6 | Monthly System Peak Day | SCE | 1-in-2 | 2025 | 11 |  |  |  | 84.2667 | 1
| LCA | Outside LA Basin | 6 | Monthly System Peak Day | SCE | 1-in-2 | 2025 | 12 |  |  |  | 86.2667 | 1
| LCA | Outside LA Basin | 6 | Monthly System Peak Day | SCE | 1-in-2 | 2025 | 13 |  |  |  | 87.7 | 1
| LCA | Outside LA Basin | 6 | Monthly System Peak Day | SCE | 1-in-2 | 2025 | 14 |  |  |  | 89.6 | 1
| LCA | Outside LA Basin | 6 | Monthly System Peak Day | SCE | 1-in-2 | 2025 | 15 |  |  |  | 89.9667 | 1
| LCA | Outside LA Basin | 6 | Monthly System Peak Day | SCE | 1-in-2 | 2025 | 16 |  |  |  | 89.7 | 1
| LCA | Outside LA Basin | 6 | Monthly System Peak Day | SCE | 1-in-2 | 2025 | 17 |  |  |  | 89.5333 | 1
| LCA | Outside LA Basin | 6 | Monthly System Peak Day | SCE | 1-in-2 | 2025 | 18 |  |  |  | 89.3667 | 1
| LCA | Outside LA Basin | 6 | Monthly System Peak Day | SCE | 1-in-2 | 2025 | 19 |  |  |  | 87.7333 | 1
| LCA | Outside LA Basin | 6 | Monthly System Peak Day | SCE | 1-in-2 | 2025 | 20 |  |  |  | 85.9333 | 1
| LCA | Outside LA Basin | 6 | Monthly System Peak Day | SCE | 1-in-2 | 2025 | 21 |  |  |  | 84.1 | 1
| LCA | Outside LA Basin | 6 | Monthly System Peak Day | SCE | 1-in-2 | 2025 | 22 |  |  |  | 82.1333 | 1
| LCA | Outside LA Basin | 6 | Monthly System Peak Day | SCE | 1-in-2 | 2025 | 23 |  |  |  | 79.5 | 1
| LCA | Outside LA Basin | 6 | Monthly System Peak Day | SCE | 1-in-2 | 2025 | 24 |  |  |  | 76.3667 | 1
| LCA | Outside LA Basin | 7 | Average Weekday | SCE | 1-in-2 | 2025 | 1 |  |  |  | 76.1269 | 1
| LCA | Outside LA Basin | 7 | Average Weekday | SCE | 1-in-2 | 2025 | 2 |  |  |  | 74.7718 | 1
| LCA | Outside LA Basin | 7 | Average Weekday | SCE | 1-in-2 | 2025 | 3 |  |  |  | 73.6633 | 1
| LCA | Outside LA Basin | 7 | Average Weekday | SCE | 1-in-2 | 2025 | 4 |  |  |  | 72.7788 | 1
| LCA | Outside LA Basin | 7 | Average Weekday | SCE | 1-in-2 | 2025 | 5 |  |  |  | 71.9272 | 1
| LCA | Outside LA Basin | 7 | Average Weekday | SCE | 1-in-2 | 2025 | 6 |  |  |  | 71.0136 | 1
| LCA | Outside LA Basin | 7 | Average Weekday | SCE | 1-in-2 | 2025 | 7 |  |  |  | 70.1683 | 1
| LCA | Outside LA Basin | 7 | Average Weekday | SCE | 1-in-2 | 2025 | 8 |  |  |  | 70.9198 | 1
| LCA | Outside LA Basin | 7 | Average Weekday | SCE | 1-in-2 | 2025 | 9 |  |  |  | 73.749 | 1
| LCA | Outside LA Basin | 7 | Average Weekday | SCE | 1-in-2 | 2025 | 10 |  |  |  | 77.6918 | 1
| LCA | Outside LA Basin | 7 | Average Weekday | SCE | 1-in-2 | 2025 | 11 |  |  |  | 81.8348 | 1
| LCA | Outside LA Basin | 7 | Average Weekday | SCE | 1-in-2 | 2025 | 12 |  |  |  | 85.2925 | 1
| LCA | Outside LA Basin | 7 | Average Weekday | SCE | 1-in-2 | 2025 | 13 |  |  |  | 88.0809 | 1
| LCA | Outside LA Basin | 7 | Average Weekday | SCE | 1-in-2 | 2025 | 14 |  |  |  | 90.2105 | 1
| LCA | Outside LA Basin | 7 | Average Weekday | SCE | 1-in-2 | 2025 | 15 |  |  |  | 91.2661 | 1
| LCA | Outside LA Basin | 7 | Average Weekday | SCE | 1-in-2 | 2025 | 16 |  |  |  | 91.6621 | 1
| LCA | Outside LA Basin | 7 | Average Weekday | SCE | 1-in-2 | 2025 | 17 |  |  |  | 91.5378 | 1
| LCA | Outside LA Basin | 7 | Average Weekday | SCE | 1-in-2 | 2025 | 18 |  |  |  | 90.7038 | 1
| LCA | Outside LA Basin | 7 | Average Weekday | SCE | 1-in-2 | 2025 | 19 |  |  |  | 89.0329 | 1
| LCA | Outside LA Basin | 7 | Average Weekday | SCE | 1-in-2 | 2025 | 20 |  |  |  | 86.7904 | 1
| LCA | Outside LA Basin | 7 | Average Weekday | SCE | 1-in-2 | 2025 | 21 |  |  |  | 84.0876 | 1
| LCA | Outside LA Basin | 7 | Average Weekday | SCE | 1-in-2 | 2025 | 22 |  |  |  | 81.1442 | 1
| LCA | Outside LA Basin | 7 | Average Weekday | SCE | 1-in-2 | 2025 | 23 |  |  |  | 79.1546 | 1
| LCA | Outside LA Basin | 7 | Average Weekday | SCE | 1-in-2 | 2025 | 24 |  |  |  | 77.4913 | 1
| LCA | Outside LA Basin | 7 | Monthly System Peak Day | SCE | 1-in-2 | 2025 | 1 |  |  |  | 83.1 | 1
| LCA | Outside LA Basin | 7 | Monthly System Peak Day | SCE | 1-in-2 | 2025 | 2 |  |  |  | 81.8667 | 1
| LCA | Outside LA Basin | 7 | Monthly System Peak Day | SCE | 1-in-2 | 2025 | 3 |  |  |  | 80.3667 | 1
| LCA | Outside LA Basin | 7 | Monthly System Peak Day | SCE | 1-in-2 | 2025 | 4 |  |  |  | 78.5 | 1
| LCA | Outside LA Basin | 7 | Monthly System Peak Day | SCE | 1-in-2 | 2025 | 5 |  |  |  | 78.0333 | 1
| LCA | Outside LA Basin | 7 | Monthly System Peak Day | SCE | 1-in-2 | 2025 | 6 |  |  |  | 76.5833 | 1
| LCA | Outside LA Basin | 7 | Monthly System Peak Day | SCE | 1-in-2 | 2025 | 7 |  |  |  | 76.6933 | 1
| LCA | Outside LA Basin | 7 | Monthly System Peak Day | SCE | 1-in-2 | 2025 | 8 |  |  |  | 77.1933 | 1
| LCA | Outside LA Basin | 7 | Monthly System Peak Day | SCE | 1-in-2 | 2025 | 9 |  |  |  | 78.5 | 1
| LCA | Outside LA Basin | 7 | Monthly System Peak Day | SCE | 1-in-2 | 2025 | 10 |  |  |  | 84.4 | 1
| LCA | Outside LA Basin | 7 | Monthly System Peak Day | SCE | 1-in-2 | 2025 | 11 |  |  |  | 88.5333 | 1
| LCA | Outside LA Basin | 7 | Monthly System Peak Day | SCE | 1-in-2 | 2025 | 12 |  |  |  | 91.3333 | 1
| LCA | Outside LA Basin | 7 | Monthly System Peak Day | SCE | 1-in-2 | 2025 | 13 |  |  |  | 93.8667 | 1
| LCA | Outside LA Basin | 7 | Monthly System Peak Day | SCE | 1-in-2 | 2025 | 14 |  |  |  | 96.5667 | 1
| LCA | Outside LA Basin | 7 | Monthly System Peak Day | SCE | 1-in-2 | 2025 | 15 |  |  |  | 97.3667 | 1
| LCA | Outside LA Basin | 7 | Monthly System Peak Day | SCE | 1-in-2 | 2025 | 16 |  |  |  | 97.4667 | 1
| LCA | Outside LA Basin | 7 | Monthly System Peak Day | SCE | 1-in-2 | 2025 | 17 |  |  |  | 97.7 | 1
| LCA | Outside LA Basin | 7 | Monthly System Peak Day | SCE | 1-in-2 | 2025 | 18 |  |  |  | 96.6333 | 1
| LCA | Outside LA Basin | 7 | Monthly System Peak Day | SCE | 1-in-2 | 2025 | 19 |  |  |  | 95.6 | 1
| LCA | Outside LA Basin | 7 | Monthly System Peak Day | SCE | 1-in-2 | 2025 | 20 |  |  |  | 93.7 | 1
| LCA | Outside LA Basin | 7 | Monthly System Peak Day | SCE | 1-in-2 | 2025 | 21 |  |  |  | 91.2 | 1
| LCA | Outside LA Basin | 7 | Monthly System Peak Day | SCE | 1-in-2 | 2025 | 22 |  |  |  | 88.6667 | 1
| LCA | Outside LA Basin | 7 | Monthly System Peak Day | SCE | 1-in-2 | 2025 | 23 |  |  |  | 87.2333 | 1
| LCA | Outside LA Basin | 7 | Monthly System Peak Day | SCE | 1-in-2 | 2025 | 24 |  |  |  | 85.4333 | 1
| LCA | Outside LA Basin | 8 | Average Weekday | SCE | 1-in-2 | 2025 | 1 |  |  |  | 75.7472 | 1
| LCA | Outside LA Basin | 8 | Average Weekday | SCE | 1-in-2 | 2025 | 2 |  |  |  | 74.2555 | 1
| LCA | Outside LA Basin | 8 | Average Weekday | SCE | 1-in-2 | 2025 | 3 |  |  |  | 73.0105 | 1
| LCA | Outside LA Basin | 8 | Average Weekday | SCE | 1-in-2 | 2025 | 4 |  |  |  | 72.0766 | 1
| LCA | Outside LA Basin | 8 | Average Weekday | SCE | 1-in-2 | 2025 | 5 |  |  |  | 70.8588 | 1
| LCA | Outside LA Basin | 8 | Average Weekday | SCE | 1-in-2 | 2025 | 6 |  |  |  | 69.7494 | 1
| LCA | Outside LA Basin | 8 | Average Weekday | SCE | 1-in-2 | 2025 | 7 |  |  |  | 68.9219 | 1
| LCA | Outside LA Basin | 8 | Average Weekday | SCE | 1-in-2 | 2025 | 8 |  |  |  | 68.7296 | 1
| LCA | Outside LA Basin | 8 | Average Weekday | SCE | 1-in-2 | 2025 | 9 |  |  |  | 71.4096 | 1
| LCA | Outside LA Basin | 8 | Average Weekday | SCE | 1-in-2 | 2025 | 10 |  |  |  | 75.4677 | 1
| LCA | Outside LA Basin | 8 | Average Weekday | SCE | 1-in-2 | 2025 | 11 |  |  |  | 80.3291 | 1
| LCA | Outside LA Basin | 8 | Average Weekday | SCE | 1-in-2 | 2025 | 12 |  |  |  | 84.3566 | 1
| LCA | Outside LA Basin | 8 | Average Weekday | SCE | 1-in-2 | 2025 | 13 |  |  |  | 87.425 | 1
| LCA | Outside LA Basin | 8 | Average Weekday | SCE | 1-in-2 | 2025 | 14 |  |  |  | 89.5426 | 1
| LCA | Outside LA Basin | 8 | Average Weekday | SCE | 1-in-2 | 2025 | 15 |  |  |  | 90.8609 | 1
| LCA | Outside LA Basin | 8 | Average Weekday | SCE | 1-in-2 | 2025 | 16 |  |  |  | 91.4819 | 1
| LCA | Outside LA Basin | 8 | Average Weekday | SCE | 1-in-2 | 2025 | 17 |  |  |  | 91.2461 | 1
| LCA | Outside LA Basin | 8 | Average Weekday | SCE | 1-in-2 | 2025 | 18 |  |  |  | 90.6423 | 1
| LCA | Outside LA Basin | 8 | Average Weekday | SCE | 1-in-2 | 2025 | 19 |  |  |  | 89.2134 | 1
| LCA | Outside LA Basin | 8 | Average Weekday | SCE | 1-in-2 | 2025 | 20 |  |  |  | 86.9542 | 1
| LCA | Outside LA Basin | 8 | Average Weekday | SCE | 1-in-2 | 2025 | 21 |  |  |  | 83.7909 | 1
| LCA | Outside LA Basin | 8 | Average Weekday | SCE | 1-in-2 | 2025 | 22 |  |  |  | 81.008 | 1
| LCA | Outside LA Basin | 8 | Average Weekday | SCE | 1-in-2 | 2025 | 23 |  |  |  | 79.0446 | 1
| LCA | Outside LA Basin | 8 | Average Weekday | SCE | 1-in-2 | 2025 | 24 |  |  |  | 77.3034 | 1
| LCA | Outside LA Basin | 8 | Monthly System Peak Day | SCE | 1-in-2 | 2025 | 1 |  |  |  | 83.1333 | 1
| LCA | Outside LA Basin | 8 | Monthly System Peak Day | SCE | 1-in-2 | 2025 | 2 |  |  |  | 81.4 | 1
| LCA | Outside LA Basin | 8 | Monthly System Peak Day | SCE | 1-in-2 | 2025 | 3 |  |  |  | 79.9333 | 1
| LCA | Outside LA Basin | 8 | Monthly System Peak Day | SCE | 1-in-2 | 2025 | 4 |  |  |  | 79.5333 | 1
| LCA | Outside LA Basin | 8 | Monthly System Peak Day | SCE | 1-in-2 | 2025 | 5 |  |  |  | 78.1 | 1
| LCA | Outside LA Basin | 8 | Monthly System Peak Day | SCE | 1-in-2 | 2025 | 6 |  |  |  | 76.7333 | 1
| LCA | Outside LA Basin | 8 | Monthly System Peak Day | SCE | 1-in-2 | 2025 | 7 |  |  |  | 76.2 | 1
| LCA | Outside LA Basin | 8 | Monthly System Peak Day | SCE | 1-in-2 | 2025 | 8 |  |  |  | 75.7 | 1
| LCA | Outside LA Basin | 8 | Monthly System Peak Day | SCE | 1-in-2 | 2025 | 9 |  |  |  | 77.5667 | 1
| LCA | Outside LA Basin | 8 | Monthly System Peak Day | SCE | 1-in-2 | 2025 | 10 |  |  |  | 81.4 | 1
| LCA | Outside LA Basin | 8 | Monthly System Peak Day | SCE | 1-in-2 | 2025 | 11 |  |  |  | 87.1 | 1
| LCA | Outside LA Basin | 8 | Monthly System Peak Day | SCE | 1-in-2 | 2025 | 12 |  |  |  | 90.1667 | 1
| LCA | Outside LA Basin | 8 | Monthly System Peak Day | SCE | 1-in-2 | 2025 | 13 |  |  |  | 92.1667 | 1
| LCA | Outside LA Basin | 8 | Monthly System Peak Day | SCE | 1-in-2 | 2025 | 14 |  |  |  | 94 | 1
| LCA | Outside LA Basin | 8 | Monthly System Peak Day | SCE | 1-in-2 | 2025 | 15 |  |  |  | 93.7 | 1
| LCA | Outside LA Basin | 8 | Monthly System Peak Day | SCE | 1-in-2 | 2025 | 16 |  |  |  | 92.6667 | 1
| LCA | Outside LA Basin | 8 | Monthly System Peak Day | SCE | 1-in-2 | 2025 | 17 |  |  |  | 90.6667 | 1
| LCA | Outside LA Basin | 8 | Monthly System Peak Day | SCE | 1-in-2 | 2025 | 18 |  |  |  | 92.6 | 1
| LCA | Outside LA Basin | 8 | Monthly System Peak Day | SCE | 1-in-2 | 2025 | 19 |  |  |  | 91.9 | 1
| LCA | Outside LA Basin | 8 | Monthly System Peak Day | SCE | 1-in-2 | 2025 | 20 |  |  |  | 89.5333 | 1
| LCA | Outside LA Basin | 8 | Monthly System Peak Day | SCE | 1-in-2 | 2025 | 21 |  |  |  | 87.2 | 1
| LCA | Outside LA Basin | 8 | Monthly System Peak Day | SCE | 1-in-2 | 2025 | 22 |  |  |  | 84.9667 | 1
| LCA | Outside LA Basin | 8 | Monthly System Peak Day | SCE | 1-in-2 | 2025 | 23 |  |  |  | 82.8333 | 1
| LCA | Outside LA Basin | 8 | Monthly System Peak Day | SCE | 1-in-2 | 2025 | 24 |  |  |  | 81.4667 | 1
| LCA | Outside LA Basin | 8 | Typical Event Day | SCE | 1-in-2 | 2025 | 1 |  |  |  | 80.3083 | 1
| LCA | Outside LA Basin | 8 | Typical Event Day | SCE | 1-in-2 | 2025 | 2 |  |  |  | 78.9 | 1
| LCA | Outside LA Basin | 8 | Typical Event Day | SCE | 1-in-2 | 2025 | 3 |  |  |  | 77.2833 | 1
| LCA | Outside LA Basin | 8 | Typical Event Day | SCE | 1-in-2 | 2025 | 4 |  |  |  | 75.9275 | 1
| LCA | Outside LA Basin | 8 | Typical Event Day | SCE | 1-in-2 | 2025 | 5 |  |  |  | 74.89 | 1
| LCA | Outside LA Basin | 8 | Typical Event Day | SCE | 1-in-2 | 2025 | 6 |  |  |  | 73.7808 | 1
| LCA | Outside LA Basin | 8 | Typical Event Day | SCE | 1-in-2 | 2025 | 7 |  |  |  | 73.0825 | 1
| LCA | Outside LA Basin | 8 | Typical Event Day | SCE | 1-in-2 | 2025 | 8 |  |  |  | 73.47 | 1
| LCA | Outside LA Basin | 8 | Typical Event Day | SCE | 1-in-2 | 2025 | 9 |  |  |  | 75.835 | 1
| LCA | Outside LA Basin | 8 | Typical Event Day | SCE | 1-in-2 | 2025 | 10 |  |  |  | 80.3833 | 1
| LCA | Outside LA Basin | 8 | Typical Event Day | SCE | 1-in-2 | 2025 | 11 |  |  |  | 84.875 | 1
| LCA | Outside LA Basin | 8 | Typical Event Day | SCE | 1-in-2 | 2025 | 12 |  |  |  | 88.05 | 1
| LCA | Outside LA Basin | 8 | Typical Event Day | SCE | 1-in-2 | 2025 | 13 |  |  |  | 90.55 | 1
| LCA | Outside LA Basin | 8 | Typical Event Day | SCE | 1-in-2 | 2025 | 14 |  |  |  | 92.8417 | 1
| LCA | Outside LA Basin | 8 | Typical Event Day | SCE | 1-in-2 | 2025 | 15 |  |  |  | 93.3917 | 1
| LCA | Outside LA Basin | 8 | Typical Event Day | SCE | 1-in-2 | 2025 | 16 |  |  |  | 93.25 | 1
| LCA | Outside LA Basin | 8 | Typical Event Day | SCE | 1-in-2 | 2025 | 17 |  |  |  | 92.6167 | 1
| LCA | Outside LA Basin | 8 | Typical Event Day | SCE | 1-in-2 | 2025 | 18 |  |  |  | 92.8833 | 1
| LCA | Outside LA Basin | 8 | Typical Event Day | SCE | 1-in-2 | 2025 | 19 |  |  |  | 91.9083 | 1
| LCA | Outside LA Basin | 8 | Typical Event Day | SCE | 1-in-2 | 2025 | 20 |  |  |  | 89.925 | 1
| LCA | Outside LA Basin | 8 | Typical Event Day | SCE | 1-in-2 | 2025 | 21 |  |  |  | 87.475 | 1
| LCA | Outside LA Basin | 8 | Typical Event Day | SCE | 1-in-2 | 2025 | 22 |  |  |  | 85.2083 | 1
| LCA | Outside LA Basin | 8 | Typical Event Day | SCE | 1-in-2 | 2025 | 23 |  |  |  | 83.3 | 1
| LCA | Outside LA Basin | 8 | Typical Event Day | SCE | 1-in-2 | 2025 | 24 |  |  |  | 81.2667 | 1
| LCA | Outside LA Basin | 9 | Average Weekday | SCE | 1-in-2 | 2025 | 1 |  |  |  | 70.0932 | 1
| LCA | Outside LA Basin | 9 | Average Weekday | SCE | 1-in-2 | 2025 | 2 |  |  |  | 68.5513 | 1
| LCA | Outside LA Basin | 9 | Average Weekday | SCE | 1-in-2 | 2025 | 3 |  |  |  | 67.3304 | 1
| LCA | Outside LA Basin | 9 | Average Weekday | SCE | 1-in-2 | 2025 | 4 |  |  |  | 66.2761 | 1
| LCA | Outside LA Basin | 9 | Average Weekday | SCE | 1-in-2 | 2025 | 5 |  |  |  | 65.0104 | 1
| LCA | Outside LA Basin | 9 | Average Weekday | SCE | 1-in-2 | 2025 | 6 |  |  |  | 63.9356 | 1
| LCA | Outside LA Basin | 9 | Average Weekday | SCE | 1-in-2 | 2025 | 7 |  |  |  | 63.0654 | 1
| LCA | Outside LA Basin | 9 | Average Weekday | SCE | 1-in-2 | 2025 | 8 |  |  |  | 62.6267 | 1
| LCA | Outside LA Basin | 9 | Average Weekday | SCE | 1-in-2 | 2025 | 9 |  |  |  | 64.3898 | 1
| LCA | Outside LA Basin | 9 | Average Weekday | SCE | 1-in-2 | 2025 | 10 |  |  |  | 68.3428 | 1
| LCA | Outside LA Basin | 9 | Average Weekday | SCE | 1-in-2 | 2025 | 11 |  |  |  | 72.951 | 1
| LCA | Outside LA Basin | 9 | Average Weekday | SCE | 1-in-2 | 2025 | 12 |  |  |  | 77.2645 | 1
| LCA | Outside LA Basin | 9 | Average Weekday | SCE | 1-in-2 | 2025 | 13 |  |  |  | 80.5357 | 1
| LCA | Outside LA Basin | 9 | Average Weekday | SCE | 1-in-2 | 2025 | 14 |  |  |  | 82.8833 | 1
| LCA | Outside LA Basin | 9 | Average Weekday | SCE | 1-in-2 | 2025 | 15 |  |  |  | 84.2578 | 1
| LCA | Outside LA Basin | 9 | Average Weekday | SCE | 1-in-2 | 2025 | 16 |  |  |  | 85.0622 | 1
| LCA | Outside LA Basin | 9 | Average Weekday | SCE | 1-in-2 | 2025 | 17 |  |  |  | 85.1449 | 1
| LCA | Outside LA Basin | 9 | Average Weekday | SCE | 1-in-2 | 2025 | 18 |  |  |  | 84.6285 | 1
| LCA | Outside LA Basin | 9 | Average Weekday | SCE | 1-in-2 | 2025 | 19 |  |  |  | 83.1673 | 1
| LCA | Outside LA Basin | 9 | Average Weekday | SCE | 1-in-2 | 2025 | 20 |  |  |  | 80.199 | 1
| LCA | Outside LA Basin | 9 | Average Weekday | SCE | 1-in-2 | 2025 | 21 |  |  |  | 76.7219 | 1
| LCA | Outside LA Basin | 9 | Average Weekday | SCE | 1-in-2 | 2025 | 22 |  |  |  | 74.6149 | 1
| LCA | Outside LA Basin | 9 | Average Weekday | SCE | 1-in-2 | 2025 | 23 |  |  |  | 72.8209 | 1
| LCA | Outside LA Basin | 9 | Average Weekday | SCE | 1-in-2 | 2025 | 24 |  |  |  | 71.2657 | 1
| LCA | Outside LA Basin | 9 | Monthly System Peak Day | SCE | 1-in-2 | 2025 | 1 |  |  |  | 78.2333 | 1
| LCA | Outside LA Basin | 9 | Monthly System Peak Day | SCE | 1-in-2 | 2025 | 2 |  |  |  | 77.3667 | 1
| LCA | Outside LA Basin | 9 | Monthly System Peak Day | SCE | 1-in-2 | 2025 | 3 |  |  |  | 74.9667 | 1
| LCA | Outside LA Basin | 9 | Monthly System Peak Day | SCE | 1-in-2 | 2025 | 4 |  |  |  | 73.2333 | 1
| LCA | Outside LA Basin | 9 | Monthly System Peak Day | SCE | 1-in-2 | 2025 | 5 |  |  |  | 71.9867 | 1
| LCA | Outside LA Basin | 9 | Monthly System Peak Day | SCE | 1-in-2 | 2025 | 6 |  |  |  | 71.1167 | 1
| LCA | Outside LA Basin | 9 | Monthly System Peak Day | SCE | 1-in-2 | 2025 | 7 |  |  |  | 69.3533 | 1
| LCA | Outside LA Basin | 9 | Monthly System Peak Day | SCE | 1-in-2 | 2025 | 8 |  |  |  | 69.2933 | 1
| LCA | Outside LA Basin | 9 | Monthly System Peak Day | SCE | 1-in-2 | 2025 | 9 |  |  |  | 72.04 | 1
| LCA | Outside LA Basin | 9 | Monthly System Peak Day | SCE | 1-in-2 | 2025 | 10 |  |  |  | 74.6333 | 1
| LCA | Outside LA Basin | 9 | Monthly System Peak Day | SCE | 1-in-2 | 2025 | 11 |  |  |  | 79.6 | 1
| LCA | Outside LA Basin | 9 | Monthly System Peak Day | SCE | 1-in-2 | 2025 | 12 |  |  |  | 84.4333 | 1
| LCA | Outside LA Basin | 9 | Monthly System Peak Day | SCE | 1-in-2 | 2025 | 13 |  |  |  | 88.4667 | 1
| LCA | Outside LA Basin | 9 | Monthly System Peak Day | SCE | 1-in-2 | 2025 | 14 |  |  |  | 91.2 | 1
| LCA | Outside LA Basin | 9 | Monthly System Peak Day | SCE | 1-in-2 | 2025 | 15 |  |  |  | 92.5333 | 1
| LCA | Outside LA Basin | 9 | Monthly System Peak Day | SCE | 1-in-2 | 2025 | 16 |  |  |  | 93.1667 | 1
| LCA | Outside LA Basin | 9 | Monthly System Peak Day | SCE | 1-in-2 | 2025 | 17 |  |  |  | 92.5667 | 1
| LCA | Outside LA Basin | 9 | Monthly System Peak Day | SCE | 1-in-2 | 2025 | 18 |  |  |  | 92.9333 | 1
| LCA | Outside LA Basin | 9 | Monthly System Peak Day | SCE | 1-in-2 | 2025 | 19 |  |  |  | 92.4 | 1
| LCA | Outside LA Basin | 9 | Monthly System Peak Day | SCE | 1-in-2 | 2025 | 20 |  |  |  | 90.5333 | 1
| LCA | Outside LA Basin | 9 | Monthly System Peak Day | SCE | 1-in-2 | 2025 | 21 |  |  |  | 87.4 | 1
| LCA | Outside LA Basin | 9 | Monthly System Peak Day | SCE | 1-in-2 | 2025 | 22 |  |  |  | 85.0667 | 1
| LCA | Outside LA Basin | 9 | Monthly System Peak Day | SCE | 1-in-2 | 2025 | 23 |  |  |  | 83.6333 | 1
| LCA | Outside LA Basin | 9 | Monthly System Peak Day | SCE | 1-in-2 | 2025 | 24 |  |  |  | 81.8 | 1
| LCA | Outside LA Basin | 10 | Average Weekday | SCE | 1-in-2 | 2025 | 1 |  |  |  | 60.4336 | 1
| LCA | Outside LA Basin | 10 | Average Weekday | SCE | 1-in-2 | 2025 | 2 |  |  |  | 59.286 | 1
| LCA | Outside LA Basin | 10 | Average Weekday | SCE | 1-in-2 | 2025 | 3 |  |  |  | 58.1458 | 1
| LCA | Outside LA Basin | 10 | Average Weekday | SCE | 1-in-2 | 2025 | 4 |  |  |  | 57.1754 | 1
| LCA | Outside LA Basin | 10 | Average Weekday | SCE | 1-in-2 | 2025 | 5 |  |  |  | 56.215 | 1
| LCA | Outside LA Basin | 10 | Average Weekday | SCE | 1-in-2 | 2025 | 6 |  |  |  | 55.1583 | 1
| LCA | Outside LA Basin | 10 | Average Weekday | SCE | 1-in-2 | 2025 | 7 |  |  |  | 54.49 | 1
| LCA | Outside LA Basin | 10 | Average Weekday | SCE | 1-in-2 | 2025 | 8 |  |  |  | 53.6358 | 1
| LCA | Outside LA Basin | 10 | Average Weekday | SCE | 1-in-2 | 2025 | 9 |  |  |  | 54.4171 | 1
| LCA | Outside LA Basin | 10 | Average Weekday | SCE | 1-in-2 | 2025 | 10 |  |  |  | 57.9545 | 1
| LCA | Outside LA Basin | 10 | Average Weekday | SCE | 1-in-2 | 2025 | 11 |  |  |  | 61.7414 | 1
| LCA | Outside LA Basin | 10 | Average Weekday | SCE | 1-in-2 | 2025 | 12 |  |  |  | 65.9167 | 1
| LCA | Outside LA Basin | 10 | Average Weekday | SCE | 1-in-2 | 2025 | 13 |  |  |  | 68.9416 | 1
| LCA | Outside LA Basin | 10 | Average Weekday | SCE | 1-in-2 | 2025 | 14 |  |  |  | 71.197 | 1
| LCA | Outside LA Basin | 10 | Average Weekday | SCE | 1-in-2 | 2025 | 15 |  |  |  | 72.6184 | 1
| LCA | Outside LA Basin | 10 | Average Weekday | SCE | 1-in-2 | 2025 | 16 |  |  |  | 73.7341 | 1
| LCA | Outside LA Basin | 10 | Average Weekday | SCE | 1-in-2 | 2025 | 17 |  |  |  | 74.2117 | 1
| LCA | Outside LA Basin | 10 | Average Weekday | SCE | 1-in-2 | 2025 | 18 |  |  |  | 73.7775 | 1
| LCA | Outside LA Basin | 10 | Average Weekday | SCE | 1-in-2 | 2025 | 19 |  |  |  | 72.1593 | 1
| LCA | Outside LA Basin | 10 | Average Weekday | SCE | 1-in-2 | 2025 | 20 |  |  |  | 69.4478 | 1
| LCA | Outside LA Basin | 10 | Average Weekday | SCE | 1-in-2 | 2025 | 21 |  |  |  | 66.7659 | 1
| LCA | Outside LA Basin | 10 | Average Weekday | SCE | 1-in-2 | 2025 | 22 |  |  |  | 64.546 | 1
| LCA | Outside LA Basin | 10 | Average Weekday | SCE | 1-in-2 | 2025 | 23 |  |  |  | 62.7739 | 1
| LCA | Outside LA Basin | 10 | Average Weekday | SCE | 1-in-2 | 2025 | 24 |  |  |  | 61.2232 | 1
| LCA | Outside LA Basin | 10 | Monthly System Peak Day | SCE | 1-in-2 | 2025 | 1 |  |  |  | 63.64 | 1
| LCA | Outside LA Basin | 10 | Monthly System Peak Day | SCE | 1-in-2 | 2025 | 2 |  |  |  | 62 | 1
| LCA | Outside LA Basin | 10 | Monthly System Peak Day | SCE | 1-in-2 | 2025 | 3 |  |  |  | 60.68 | 1
| LCA | Outside LA Basin | 10 | Monthly System Peak Day | SCE | 1-in-2 | 2025 | 4 |  |  |  | 59.6367 | 1
| LCA | Outside LA Basin | 10 | Monthly System Peak Day | SCE | 1-in-2 | 2025 | 5 |  |  |  | 58.04 | 1
| LCA | Outside LA Basin | 10 | Monthly System Peak Day | SCE | 1-in-2 | 2025 | 6 |  |  |  | 57.4667 | 1
| LCA | Outside LA Basin | 10 | Monthly System Peak Day | SCE | 1-in-2 | 2025 | 7 |  |  |  | 55.4333 | 1
| LCA | Outside LA Basin | 10 | Monthly System Peak Day | SCE | 1-in-2 | 2025 | 8 |  |  |  | 55.1433 | 1
| LCA | Outside LA Basin | 10 | Monthly System Peak Day | SCE | 1-in-2 | 2025 | 9 |  |  |  | 56.5233 | 1
| LCA | Outside LA Basin | 10 | Monthly System Peak Day | SCE | 1-in-2 | 2025 | 10 |  |  |  | 60.3667 | 1
| LCA | Outside LA Basin | 10 | Monthly System Peak Day | SCE | 1-in-2 | 2025 | 11 |  |  |  | 65.6933 | 1
| LCA | Outside LA Basin | 10 | Monthly System Peak Day | SCE | 1-in-2 | 2025 | 12 |  |  |  | 71.3633 | 1
| LCA | Outside LA Basin | 10 | Monthly System Peak Day | SCE | 1-in-2 | 2025 | 13 |  |  |  | 75.4 | 1
| LCA | Outside LA Basin | 10 | Monthly System Peak Day | SCE | 1-in-2 | 2025 | 14 |  |  |  | 77.8667 | 1
| LCA | Outside LA Basin | 10 | Monthly System Peak Day | SCE | 1-in-2 | 2025 | 15 |  |  |  | 80.0667 | 1
| LCA | Outside LA Basin | 10 | Monthly System Peak Day | SCE | 1-in-2 | 2025 | 16 |  |  |  | 81.4333 | 1
| LCA | Outside LA Basin | 10 | Monthly System Peak Day | SCE | 1-in-2 | 2025 | 17 |  |  |  | 82.6 | 1
| LCA | Outside LA Basin | 10 | Monthly System Peak Day | SCE | 1-in-2 | 2025 | 18 |  |  |  | 82.6 | 1
| LCA | Outside LA Basin | 10 | Monthly System Peak Day | SCE | 1-in-2 | 2025 | 19 |  |  |  | 81.5 | 1
| LCA | Outside LA Basin | 10 | Monthly System Peak Day | SCE | 1-in-2 | 2025 | 20 |  |  |  | 79.6667 | 1
| LCA | Outside LA Basin | 10 | Monthly System Peak Day | SCE | 1-in-2 | 2025 | 21 |  |  |  | 76.4 | 1
| LCA | Outside LA Basin | 10 | Monthly System Peak Day | SCE | 1-in-2 | 2025 | 22 |  |  |  | 73.4567 | 1
| LCA | Outside LA Basin | 10 | Monthly System Peak Day | SCE | 1-in-2 | 2025 | 23 |  |  |  | 70.2367 | 1
| LCA | Outside LA Basin | 10 | Monthly System Peak Day | SCE | 1-in-2 | 2025 | 24 |  |  |  | 68.1933 | 1
| LCA | Outside LA Basin | 11 | Average Weekday | SCE | 1-in-2 | 2025 | 1 |  |  |  | 50.3167 | 1
| LCA | Outside LA Basin | 11 | Average Weekday | SCE | 1-in-2 | 2025 | 2 |  |  |  | 49.3569 | 1
| LCA | Outside LA Basin | 11 | Average Weekday | SCE | 1-in-2 | 2025 | 3 |  |  |  | 48.4878 | 1
| LCA | Outside LA Basin | 11 | Average Weekday | SCE | 1-in-2 | 2025 | 4 |  |  |  | 47.5462 | 1
| LCA | Outside LA Basin | 11 | Average Weekday | SCE | 1-in-2 | 2025 | 5 |  |  |  | 46.7327 | 1
| LCA | Outside LA Basin | 11 | Average Weekday | SCE | 1-in-2 | 2025 | 6 |  |  |  | 46.0488 | 1
| LCA | Outside LA Basin | 11 | Average Weekday | SCE | 1-in-2 | 2025 | 7 |  |  |  | 45.52 | 1
| LCA | Outside LA Basin | 11 | Average Weekday | SCE | 1-in-2 | 2025 | 8 |  |  |  | 45.3154 | 1
| LCA | Outside LA Basin | 11 | Average Weekday | SCE | 1-in-2 | 2025 | 9 |  |  |  | 47.3197 | 1
| LCA | Outside LA Basin | 11 | Average Weekday | SCE | 1-in-2 | 2025 | 10 |  |  |  | 50.8691 | 1
| LCA | Outside LA Basin | 11 | Average Weekday | SCE | 1-in-2 | 2025 | 11 |  |  |  | 54.8616 | 1
| LCA | Outside LA Basin | 11 | Average Weekday | SCE | 1-in-2 | 2025 | 12 |  |  |  | 58.2734 | 1
| LCA | Outside LA Basin | 11 | Average Weekday | SCE | 1-in-2 | 2025 | 13 |  |  |  | 60.7605 | 1
| LCA | Outside LA Basin | 11 | Average Weekday | SCE | 1-in-2 | 2025 | 14 |  |  |  | 62.569 | 1
| LCA | Outside LA Basin | 11 | Average Weekday | SCE | 1-in-2 | 2025 | 15 |  |  |  | 63.734 | 1
| LCA | Outside LA Basin | 11 | Average Weekday | SCE | 1-in-2 | 2025 | 16 |  |  |  | 64.2435 | 1
| LCA | Outside LA Basin | 11 | Average Weekday | SCE | 1-in-2 | 2025 | 17 |  |  |  | 63.9308 | 1
| LCA | Outside LA Basin | 11 | Average Weekday | SCE | 1-in-2 | 2025 | 18 |  |  |  | 62.2643 | 1
| LCA | Outside LA Basin | 11 | Average Weekday | SCE | 1-in-2 | 2025 | 19 |  |  |  | 59.8024 | 1
| LCA | Outside LA Basin | 11 | Average Weekday | SCE | 1-in-2 | 2025 | 20 |  |  |  | 57.6427 | 1
| LCA | Outside LA Basin | 11 | Average Weekday | SCE | 1-in-2 | 2025 | 21 |  |  |  | 55.6085 | 1
| LCA | Outside LA Basin | 11 | Average Weekday | SCE | 1-in-2 | 2025 | 22 |  |  |  | 54.1119 | 1
| LCA | Outside LA Basin | 11 | Average Weekday | SCE | 1-in-2 | 2025 | 23 |  |  |  | 52.8488 | 1
| LCA | Outside LA Basin | 11 | Average Weekday | SCE | 1-in-2 | 2025 | 24 |  |  |  | 51.6978 | 1
| LCA | Outside LA Basin | 11 | Monthly System Peak Day | SCE | 1-in-2 | 2025 | 1 |  |  |  | 55.42 | 1
| LCA | Outside LA Basin | 11 | Monthly System Peak Day | SCE | 1-in-2 | 2025 | 2 |  |  |  | 53.26 | 1
| LCA | Outside LA Basin | 11 | Monthly System Peak Day | SCE | 1-in-2 | 2025 | 3 |  |  |  | 52.3233 | 1
| LCA | Outside LA Basin | 11 | Monthly System Peak Day | SCE | 1-in-2 | 2025 | 4 |  |  |  | 50.53 | 1
| LCA | Outside LA Basin | 11 | Monthly System Peak Day | SCE | 1-in-2 | 2025 | 5 |  |  |  | 49.4333 | 1
| LCA | Outside LA Basin | 11 | Monthly System Peak Day | SCE | 1-in-2 | 2025 | 6 |  |  |  | 48.84 | 1
| LCA | Outside LA Basin | 11 | Monthly System Peak Day | SCE | 1-in-2 | 2025 | 7 |  |  |  | 48.4367 | 1
| LCA | Outside LA Basin | 11 | Monthly System Peak Day | SCE | 1-in-2 | 2025 | 8 |  |  |  | 48.8867 | 1
| LCA | Outside LA Basin | 11 | Monthly System Peak Day | SCE | 1-in-2 | 2025 | 9 |  |  |  | 50.3233 | 1
| LCA | Outside LA Basin | 11 | Monthly System Peak Day | SCE | 1-in-2 | 2025 | 10 |  |  |  | 54.6 | 1
| LCA | Outside LA Basin | 11 | Monthly System Peak Day | SCE | 1-in-2 | 2025 | 11 |  |  |  | 60.1 | 1
| LCA | Outside LA Basin | 11 | Monthly System Peak Day | SCE | 1-in-2 | 2025 | 12 |  |  |  | 65.17 | 1
| LCA | Outside LA Basin | 11 | Monthly System Peak Day | SCE | 1-in-2 | 2025 | 13 |  |  |  | 69.0433 | 1
| LCA | Outside LA Basin | 11 | Monthly System Peak Day | SCE | 1-in-2 | 2025 | 14 |  |  |  | 71.8667 | 1
| LCA | Outside LA Basin | 11 | Monthly System Peak Day | SCE | 1-in-2 | 2025 | 15 |  |  |  | 73.5 | 1
| LCA | Outside LA Basin | 11 | Monthly System Peak Day | SCE | 1-in-2 | 2025 | 16 |  |  |  | 74.9333 | 1
| LCA | Outside LA Basin | 11 | Monthly System Peak Day | SCE | 1-in-2 | 2025 | 17 |  |  |  | 75.4 | 1
| LCA | Outside LA Basin | 11 | Monthly System Peak Day | SCE | 1-in-2 | 2025 | 18 |  |  |  | 74.4667 | 1
| LCA | Outside LA Basin | 11 | Monthly System Peak Day | SCE | 1-in-2 | 2025 | 19 |  |  |  | 72.0267 | 1
| LCA | Outside LA Basin | 11 | Monthly System Peak Day | SCE | 1-in-2 | 2025 | 20 |  |  |  | 69.2733 | 1
| LCA | Outside LA Basin | 11 | Monthly System Peak Day | SCE | 1-in-2 | 2025 | 21 |  |  |  | 66.08 | 1
| LCA | Outside LA Basin | 11 | Monthly System Peak Day | SCE | 1-in-2 | 2025 | 22 |  |  |  | 62.71 | 1
| LCA | Outside LA Basin | 11 | Monthly System Peak Day | SCE | 1-in-2 | 2025 | 23 |  |  |  | 60.74 | 1
| LCA | Outside LA Basin | 11 | Monthly System Peak Day | SCE | 1-in-2 | 2025 | 24 |  |  |  | 58.7433 | 1
| LCA | Outside LA Basin | 12 | Average Weekday | SCE | 1-in-2 | 2025 | 1 |  |  |  | 45.0921 | 1
| LCA | Outside LA Basin | 12 | Average Weekday | SCE | 1-in-2 | 2025 | 2 |  |  |  | 44.3702 | 1
| LCA | Outside LA Basin | 12 | Average Weekday | SCE | 1-in-2 | 2025 | 3 |  |  |  | 43.7639 | 1
| LCA | Outside LA Basin | 12 | Average Weekday | SCE | 1-in-2 | 2025 | 4 |  |  |  | 42.9765 | 1
| LCA | Outside LA Basin | 12 | Average Weekday | SCE | 1-in-2 | 2025 | 5 |  |  |  | 42.3767 | 1
| LCA | Outside LA Basin | 12 | Average Weekday | SCE | 1-in-2 | 2025 | 6 |  |  |  | 41.9821 | 1
| LCA | Outside LA Basin | 12 | Average Weekday | SCE | 1-in-2 | 2025 | 7 |  |  |  | 41.6482 | 1
| LCA | Outside LA Basin | 12 | Average Weekday | SCE | 1-in-2 | 2025 | 8 |  |  |  | 41.6843 | 1
| LCA | Outside LA Basin | 12 | Average Weekday | SCE | 1-in-2 | 2025 | 9 |  |  |  | 42.0668 | 1
| LCA | Outside LA Basin | 12 | Average Weekday | SCE | 1-in-2 | 2025 | 10 |  |  |  | 44.0885 | 1
| LCA | Outside LA Basin | 12 | Average Weekday | SCE | 1-in-2 | 2025 | 11 |  |  |  | 46.8469 | 1
| LCA | Outside LA Basin | 12 | Average Weekday | SCE | 1-in-2 | 2025 | 12 |  |  |  | 49.5349 | 1
| LCA | Outside LA Basin | 12 | Average Weekday | SCE | 1-in-2 | 2025 | 13 |  |  |  | 51.4815 | 1
| LCA | Outside LA Basin | 12 | Average Weekday | SCE | 1-in-2 | 2025 | 14 |  |  |  | 52.9409 | 1
| LCA | Outside LA Basin | 12 | Average Weekday | SCE | 1-in-2 | 2025 | 15 |  |  |  | 54.0926 | 1
| LCA | Outside LA Basin | 12 | Average Weekday | SCE | 1-in-2 | 2025 | 16 |  |  |  | 54.4437 | 1
| LCA | Outside LA Basin | 12 | Average Weekday | SCE | 1-in-2 | 2025 | 17 |  |  |  | 54.2707 | 1
| LCA | Outside LA Basin | 12 | Average Weekday | SCE | 1-in-2 | 2025 | 18 |  |  |  | 52.7977 | 1
| LCA | Outside LA Basin | 12 | Average Weekday | SCE | 1-in-2 | 2025 | 19 |  |  |  | 50.9346 | 1
| LCA | Outside LA Basin | 12 | Average Weekday | SCE | 1-in-2 | 2025 | 20 |  |  |  | 49.4582 | 1
| LCA | Outside LA Basin | 12 | Average Weekday | SCE | 1-in-2 | 2025 | 21 |  |  |  | 48.0147 | 1
| LCA | Outside LA Basin | 12 | Average Weekday | SCE | 1-in-2 | 2025 | 22 |  |  |  | 46.8687 | 1
| LCA | Outside LA Basin | 12 | Average Weekday | SCE | 1-in-2 | 2025 | 23 |  |  |  | 45.9316 | 1
| LCA | Outside LA Basin | 12 | Average Weekday | SCE | 1-in-2 | 2025 | 24 |  |  |  | 45.0562 | 1
| LCA | Outside LA Basin | 12 | Monthly System Peak Day | SCE | 1-in-2 | 2025 | 1 |  |  |  | 32.01 | 1
| LCA | Outside LA Basin | 12 | Monthly System Peak Day | SCE | 1-in-2 | 2025 | 2 |  |  |  | 31.58 | 1
| LCA | Outside LA Basin | 12 | Monthly System Peak Day | SCE | 1-in-2 | 2025 | 3 |  |  |  | 30.7 | 1
| LCA | Outside LA Basin | 12 | Monthly System Peak Day | SCE | 1-in-2 | 2025 | 4 |  |  |  | 29.6667 | 1
| LCA | Outside LA Basin | 12 | Monthly System Peak Day | SCE | 1-in-2 | 2025 | 5 |  |  |  | 28.1867 | 1
| LCA | Outside LA Basin | 12 | Monthly System Peak Day | SCE | 1-in-2 | 2025 | 6 |  |  |  | 27.6067 | 1
| LCA | Outside LA Basin | 12 | Monthly System Peak Day | SCE | 1-in-2 | 2025 | 7 |  |  |  | 27.9167 | 1
| LCA | Outside LA Basin | 12 | Monthly System Peak Day | SCE | 1-in-2 | 2025 | 8 |  |  |  | 26.9333 | 1
| LCA | Outside LA Basin | 12 | Monthly System Peak Day | SCE | 1-in-2 | 2025 | 9 |  |  |  | 28.0667 | 1
| LCA | Outside LA Basin | 12 | Monthly System Peak Day | SCE | 1-in-2 | 2025 | 10 |  |  |  | 32.0067 | 1
| LCA | Outside LA Basin | 12 | Monthly System Peak Day | SCE | 1-in-2 | 2025 | 11 |  |  |  | 35.99 | 1
| LCA | Outside LA Basin | 12 | Monthly System Peak Day | SCE | 1-in-2 | 2025 | 12 |  |  |  | 39.0633 | 1
| LCA | Outside LA Basin | 12 | Monthly System Peak Day | SCE | 1-in-2 | 2025 | 13 |  |  |  | 40.5267 | 1
| LCA | Outside LA Basin | 12 | Monthly System Peak Day | SCE | 1-in-2 | 2025 | 14 |  |  |  | 41.93 | 1
| LCA | Outside LA Basin | 12 | Monthly System Peak Day | SCE | 1-in-2 | 2025 | 15 |  |  |  | 43.4467 | 1
| LCA | Outside LA Basin | 12 | Monthly System Peak Day | SCE | 1-in-2 | 2025 | 16 |  |  |  | 44.38 | 1
| LCA | Outside LA Basin | 12 | Monthly System Peak Day | SCE | 1-in-2 | 2025 | 17 |  |  |  | 44.5667 | 1
| LCA | Outside LA Basin | 12 | Monthly System Peak Day | SCE | 1-in-2 | 2025 | 18 |  |  |  | 43.1667 | 1
| LCA | Outside LA Basin | 12 | Monthly System Peak Day | SCE | 1-in-2 | 2025 | 19 |  |  |  | 40.54 | 1
| LCA | Outside LA Basin | 12 | Monthly System Peak Day | SCE | 1-in-2 | 2025 | 20 |  |  |  | 37.9467 | 1
| LCA | Outside LA Basin | 12 | Monthly System Peak Day | SCE | 1-in-2 | 2025 | 21 |  |  |  | 35.7167 | 1
| LCA | Outside LA Basin | 12 | Monthly System Peak Day | SCE | 1-in-2 | 2025 | 22 |  |  |  | 34.31 | 1
| LCA | Outside LA Basin | 12 | Monthly System Peak Day | SCE | 1-in-2 | 2025 | 23 |  |  |  | 33.5767 | 1
| LCA | Outside LA Basin | 12 | Monthly System Peak Day | SCE | 1-in-2 | 2025 | 24 |  |  |  | 31.0067 | 1
| LCA | Outside LA Basin | 1 | Average Weekday | SCE | 1-in-2 | 2026 | 1 |  |  |  | 42.7993 | 1
| LCA | Outside LA Basin | 1 | Average Weekday | SCE | 1-in-2 | 2026 | 2 |  |  |  | 41.7604 | 1
| LCA | Outside LA Basin | 1 | Average Weekday | SCE | 1-in-2 | 2026 | 3 |  |  |  | 40.7429 | 1
| LCA | Outside LA Basin | 1 | Average Weekday | SCE | 1-in-2 | 2026 | 4 |  |  |  | 39.9359 | 1
| LCA | Outside LA Basin | 1 | Average Weekday | SCE | 1-in-2 | 2026 | 5 |  |  |  | 39.1415 | 1
| LCA | Outside LA Basin | 1 | Average Weekday | SCE | 1-in-2 | 2026 | 6 |  |  |  | 38.8219 | 1
| LCA | Outside LA Basin | 1 | Average Weekday | SCE | 1-in-2 | 2026 | 7 |  |  |  | 38.0672 | 1
| LCA | Outside LA Basin | 1 | Average Weekday | SCE | 1-in-2 | 2026 | 8 |  |  |  | 37.6109 | 1
| LCA | Outside LA Basin | 1 | Average Weekday | SCE | 1-in-2 | 2026 | 9 |  |  |  | 38.4194 | 1
| LCA | Outside LA Basin | 1 | Average Weekday | SCE | 1-in-2 | 2026 | 10 |  |  |  | 41.5477 | 1
| LCA | Outside LA Basin | 1 | Average Weekday | SCE | 1-in-2 | 2026 | 11 |  |  |  | 45.908 | 1
| LCA | Outside LA Basin | 1 | Average Weekday | SCE | 1-in-2 | 2026 | 12 |  |  |  | 50.9033 | 1
| LCA | Outside LA Basin | 1 | Average Weekday | SCE | 1-in-2 | 2026 | 13 |  |  |  | 54.1978 | 1
| LCA | Outside LA Basin | 1 | Average Weekday | SCE | 1-in-2 | 2026 | 14 |  |  |  | 56.4792 | 1
| LCA | Outside LA Basin | 1 | Average Weekday | SCE | 1-in-2 | 2026 | 15 |  |  |  | 58.1691 | 1
| LCA | Outside LA Basin | 1 | Average Weekday | SCE | 1-in-2 | 2026 | 16 |  |  |  | 59.1143 | 1
| LCA | Outside LA Basin | 1 | Average Weekday | SCE | 1-in-2 | 2026 | 17 |  |  |  | 59.0482 | 1
| LCA | Outside LA Basin | 1 | Average Weekday | SCE | 1-in-2 | 2026 | 18 |  |  |  | 57.7988 | 1
| LCA | Outside LA Basin | 1 | Average Weekday | SCE | 1-in-2 | 2026 | 19 |  |  |  | 55.1406 | 1
| LCA | Outside LA Basin | 1 | Average Weekday | SCE | 1-in-2 | 2026 | 20 |  |  |  | 52.232 | 1
| LCA | Outside LA Basin | 1 | Average Weekday | SCE | 1-in-2 | 2026 | 21 |  |  |  | 49.7834 | 1
| LCA | Outside LA Basin | 1 | Average Weekday | SCE | 1-in-2 | 2026 | 22 |  |  |  | 48.125 | 1
| LCA | Outside LA Basin | 1 | Average Weekday | SCE | 1-in-2 | 2026 | 23 |  |  |  | 46.5186 | 1
| LCA | Outside LA Basin | 1 | Average Weekday | SCE | 1-in-2 | 2026 | 24 |  |  |  | 45.2073 | 1
| LCA | Outside LA Basin | 1 | Monthly System Peak Day | SCE | 1-in-2 | 2026 | 1 |  |  |  | 35.7933 | 1
| LCA | Outside LA Basin | 1 | Monthly System Peak Day | SCE | 1-in-2 | 2026 | 2 |  |  |  | 34.8567 | 1
| LCA | Outside LA Basin | 1 | Monthly System Peak Day | SCE | 1-in-2 | 2026 | 3 |  |  |  | 33.8267 | 1
| LCA | Outside LA Basin | 1 | Monthly System Peak Day | SCE | 1-in-2 | 2026 | 4 |  |  |  | 34.54 | 1
| LCA | Outside LA Basin | 1 | Monthly System Peak Day | SCE | 1-in-2 | 2026 | 5 |  |  |  | 33.1433 | 1
| LCA | Outside LA Basin | 1 | Monthly System Peak Day | SCE | 1-in-2 | 2026 | 6 |  |  |  | 32.78 | 1
| LCA | Outside LA Basin | 1 | Monthly System Peak Day | SCE | 1-in-2 | 2026 | 7 |  |  |  | 32.9633 | 1
| LCA | Outside LA Basin | 1 | Monthly System Peak Day | SCE | 1-in-2 | 2026 | 8 |  |  |  | 32.38 | 1
| LCA | Outside LA Basin | 1 | Monthly System Peak Day | SCE | 1-in-2 | 2026 | 9 |  |  |  | 33.07 | 1
| LCA | Outside LA Basin | 1 | Monthly System Peak Day | SCE | 1-in-2 | 2026 | 10 |  |  |  | 35.4767 | 1
| LCA | Outside LA Basin | 1 | Monthly System Peak Day | SCE | 1-in-2 | 2026 | 11 |  |  |  | 38.8733 | 1
| LCA | Outside LA Basin | 1 | Monthly System Peak Day | SCE | 1-in-2 | 2026 | 12 |  |  |  | 42.2133 | 1
| LCA | Outside LA Basin | 1 | Monthly System Peak Day | SCE | 1-in-2 | 2026 | 13 |  |  |  | 45.2233 | 1
| LCA | Outside LA Basin | 1 | Monthly System Peak Day | SCE | 1-in-2 | 2026 | 14 |  |  |  | 48.8767 | 1
| LCA | Outside LA Basin | 1 | Monthly System Peak Day | SCE | 1-in-2 | 2026 | 15 |  |  |  | 47.8033 | 1
| LCA | Outside LA Basin | 1 | Monthly System Peak Day | SCE | 1-in-2 | 2026 | 16 |  |  |  | 47.0367 | 1
| LCA | Outside LA Basin | 1 | Monthly System Peak Day | SCE | 1-in-2 | 2026 | 17 |  |  |  | 47.32 | 1
| LCA | Outside LA Basin | 1 | Monthly System Peak Day | SCE | 1-in-2 | 2026 | 18 |  |  |  | 46.11 | 1
| LCA | Outside LA Basin | 1 | Monthly System Peak Day | SCE | 1-in-2 | 2026 | 19 |  |  |  | 44.34 | 1
| LCA | Outside LA Basin | 1 | Monthly System Peak Day | SCE | 1-in-2 | 2026 | 20 |  |  |  | 42.3967 | 1
| LCA | Outside LA Basin | 1 | Monthly System Peak Day | SCE | 1-in-2 | 2026 | 21 |  |  |  | 41.58 | 1
| LCA | Outside LA Basin | 1 | Monthly System Peak Day | SCE | 1-in-2 | 2026 | 22 |  |  |  | 41.57 | 1
| LCA | Outside LA Basin | 1 | Monthly System Peak Day | SCE | 1-in-2 | 2026 | 23 |  |  |  | 40.4967 | 1
| LCA | Outside LA Basin | 1 | Monthly System Peak Day | SCE | 1-in-2 | 2026 | 24 |  |  |  | 39.53 | 1
| LCA | Outside LA Basin | 2 | Average Weekday | SCE | 1-in-2 | 2026 | 1 |  |  |  | 45.8051 | 1
| LCA | Outside LA Basin | 2 | Average Weekday | SCE | 1-in-2 | 2026 | 2 |  |  |  | 44.7657 | 1
| LCA | Outside LA Basin | 2 | Average Weekday | SCE | 1-in-2 | 2026 | 3 |  |  |  | 43.8638 | 1
| LCA | Outside LA Basin | 2 | Average Weekday | SCE | 1-in-2 | 2026 | 4 |  |  |  | 43.1001 | 1
| LCA | Outside LA Basin | 2 | Average Weekday | SCE | 1-in-2 | 2026 | 5 |  |  |  | 42.0324 | 1
| LCA | Outside LA Basin | 2 | Average Weekday | SCE | 1-in-2 | 2026 | 6 |  |  |  | 41.2169 | 1
| LCA | Outside LA Basin | 2 | Average Weekday | SCE | 1-in-2 | 2026 | 7 |  |  |  | 40.7883 | 1
| LCA | Outside LA Basin | 2 | Average Weekday | SCE | 1-in-2 | 2026 | 8 |  |  |  | 40.4625 | 1
| LCA | Outside LA Basin | 2 | Average Weekday | SCE | 1-in-2 | 2026 | 9 |  |  |  | 41.828 | 1
| LCA | Outside LA Basin | 2 | Average Weekday | SCE | 1-in-2 | 2026 | 10 |  |  |  | 45.273 | 1
| LCA | Outside LA Basin | 2 | Average Weekday | SCE | 1-in-2 | 2026 | 11 |  |  |  | 49.4713 | 1
| LCA | Outside LA Basin | 2 | Average Weekday | SCE | 1-in-2 | 2026 | 12 |  |  |  | 52.8686 | 1
| LCA | Outside LA Basin | 2 | Average Weekday | SCE | 1-in-2 | 2026 | 13 |  |  |  | 55.5261 | 1
| LCA | Outside LA Basin | 2 | Average Weekday | SCE | 1-in-2 | 2026 | 14 |  |  |  | 57.4444 | 1
| LCA | Outside LA Basin | 2 | Average Weekday | SCE | 1-in-2 | 2026 | 15 |  |  |  | 58.6077 | 1
| LCA | Outside LA Basin | 2 | Average Weekday | SCE | 1-in-2 | 2026 | 16 |  |  |  | 59.1948 | 1
| LCA | Outside LA Basin | 2 | Average Weekday | SCE | 1-in-2 | 2026 | 17 |  |  |  | 59.302 | 1
| LCA | Outside LA Basin | 2 | Average Weekday | SCE | 1-in-2 | 2026 | 18 |  |  |  | 58.4631 | 1
| LCA | Outside LA Basin | 2 | Average Weekday | SCE | 1-in-2 | 2026 | 19 |  |  |  | 56.3507 | 1
| LCA | Outside LA Basin | 2 | Average Weekday | SCE | 1-in-2 | 2026 | 20 |  |  |  | 53.8282 | 1
| LCA | Outside LA Basin | 2 | Average Weekday | SCE | 1-in-2 | 2026 | 21 |  |  |  | 51.7142 | 1
| LCA | Outside LA Basin | 2 | Average Weekday | SCE | 1-in-2 | 2026 | 22 |  |  |  | 50.1008 | 1
| LCA | Outside LA Basin | 2 | Average Weekday | SCE | 1-in-2 | 2026 | 23 |  |  |  | 48.6919 | 1
| LCA | Outside LA Basin | 2 | Average Weekday | SCE | 1-in-2 | 2026 | 24 |  |  |  | 47.1528 | 1
| LCA | Outside LA Basin | 2 | Monthly System Peak Day | SCE | 1-in-2 | 2026 | 1 |  |  |  | 35.05 | 1
| LCA | Outside LA Basin | 2 | Monthly System Peak Day | SCE | 1-in-2 | 2026 | 2 |  |  |  | 34.3867 | 1
| LCA | Outside LA Basin | 2 | Monthly System Peak Day | SCE | 1-in-2 | 2026 | 3 |  |  |  | 34.5567 | 1
| LCA | Outside LA Basin | 2 | Monthly System Peak Day | SCE | 1-in-2 | 2026 | 4 |  |  |  | 34.5033 | 1
| LCA | Outside LA Basin | 2 | Monthly System Peak Day | SCE | 1-in-2 | 2026 | 5 |  |  |  | 34.02 | 1
| LCA | Outside LA Basin | 2 | Monthly System Peak Day | SCE | 1-in-2 | 2026 | 6 |  |  |  | 33.9433 | 1
| LCA | Outside LA Basin | 2 | Monthly System Peak Day | SCE | 1-in-2 | 2026 | 7 |  |  |  | 33.7267 | 1
| LCA | Outside LA Basin | 2 | Monthly System Peak Day | SCE | 1-in-2 | 2026 | 8 |  |  |  | 33.9167 | 1
| LCA | Outside LA Basin | 2 | Monthly System Peak Day | SCE | 1-in-2 | 2026 | 9 |  |  |  | 34.3967 | 1
| LCA | Outside LA Basin | 2 | Monthly System Peak Day | SCE | 1-in-2 | 2026 | 10 |  |  |  | 35.7233 | 1
| LCA | Outside LA Basin | 2 | Monthly System Peak Day | SCE | 1-in-2 | 2026 | 11 |  |  |  | 37.9567 | 1
| LCA | Outside LA Basin | 2 | Monthly System Peak Day | SCE | 1-in-2 | 2026 | 12 |  |  |  | 39.9933 | 1
| LCA | Outside LA Basin | 2 | Monthly System Peak Day | SCE | 1-in-2 | 2026 | 13 |  |  |  | 42.1833 | 1
| LCA | Outside LA Basin | 2 | Monthly System Peak Day | SCE | 1-in-2 | 2026 | 14 |  |  |  | 44.06 | 1
| LCA | Outside LA Basin | 2 | Monthly System Peak Day | SCE | 1-in-2 | 2026 | 15 |  |  |  | 45.9333 | 1
| LCA | Outside LA Basin | 2 | Monthly System Peak Day | SCE | 1-in-2 | 2026 | 16 |  |  |  | 47.18 | 1
| LCA | Outside LA Basin | 2 | Monthly System Peak Day | SCE | 1-in-2 | 2026 | 17 |  |  |  | 47.52 | 1
| LCA | Outside LA Basin | 2 | Monthly System Peak Day | SCE | 1-in-2 | 2026 | 18 |  |  |  | 47.1067 | 1
| LCA | Outside LA Basin | 2 | Monthly System Peak Day | SCE | 1-in-2 | 2026 | 19 |  |  |  | 45.2067 | 1
| LCA | Outside LA Basin | 2 | Monthly System Peak Day | SCE | 1-in-2 | 2026 | 20 |  |  |  | 43.6533 | 1
| LCA | Outside LA Basin | 2 | Monthly System Peak Day | SCE | 1-in-2 | 2026 | 21 |  |  |  | 42.0133 | 1
| LCA | Outside LA Basin | 2 | Monthly System Peak Day | SCE | 1-in-2 | 2026 | 22 |  |  |  | 40.6967 | 1
| LCA | Outside LA Basin | 2 | Monthly System Peak Day | SCE | 1-in-2 | 2026 | 23 |  |  |  | 40.0133 | 1
| LCA | Outside LA Basin | 2 | Monthly System Peak Day | SCE | 1-in-2 | 2026 | 24 |  |  |  | 39.2733 | 1
| LCA | Outside LA Basin | 3 | Average Weekday | SCE | 1-in-2 | 2026 | 1 |  |  |  | 50.5648 | 1
| LCA | Outside LA Basin | 3 | Average Weekday | SCE | 1-in-2 | 2026 | 2 |  |  |  | 49.5662 | 1
| LCA | Outside LA Basin | 3 | Average Weekday | SCE | 1-in-2 | 2026 | 3 |  |  |  | 48.4714 | 1
| LCA | Outside LA Basin | 3 | Average Weekday | SCE | 1-in-2 | 2026 | 4 |  |  |  | 47.8283 | 1
| LCA | Outside LA Basin | 3 | Average Weekday | SCE | 1-in-2 | 2026 | 5 |  |  |  | 46.9052 | 1
| LCA | Outside LA Basin | 3 | Average Weekday | SCE | 1-in-2 | 2026 | 6 |  |  |  | 46.17 | 1
| LCA | Outside LA Basin | 3 | Average Weekday | SCE | 1-in-2 | 2026 | 7 |  |  |  | 45.5217 | 1
| LCA | Outside LA Basin | 3 | Average Weekday | SCE | 1-in-2 | 2026 | 8 |  |  |  | 45.1175 | 1
| LCA | Outside LA Basin | 3 | Average Weekday | SCE | 1-in-2 | 2026 | 9 |  |  |  | 46.1368 | 1
| LCA | Outside LA Basin | 3 | Average Weekday | SCE | 1-in-2 | 2026 | 10 |  |  |  | 49.4075 | 1
| LCA | Outside LA Basin | 3 | Average Weekday | SCE | 1-in-2 | 2026 | 11 |  |  |  | 53.1608 | 1
| LCA | Outside LA Basin | 3 | Average Weekday | SCE | 1-in-2 | 2026 | 12 |  |  |  | 56.4497 | 1
| LCA | Outside LA Basin | 3 | Average Weekday | SCE | 1-in-2 | 2026 | 13 |  |  |  | 59.1687 | 1
| LCA | Outside LA Basin | 3 | Average Weekday | SCE | 1-in-2 | 2026 | 14 |  |  |  | 61.0428 | 1
| LCA | Outside LA Basin | 3 | Average Weekday | SCE | 1-in-2 | 2026 | 15 |  |  |  | 62.3557 | 1
| LCA | Outside LA Basin | 3 | Average Weekday | SCE | 1-in-2 | 2026 | 16 |  |  |  | 63.2505 | 1
| LCA | Outside LA Basin | 3 | Average Weekday | SCE | 1-in-2 | 2026 | 17 |  |  |  | 63.5652 | 1
| LCA | Outside LA Basin | 3 | Average Weekday | SCE | 1-in-2 | 2026 | 18 |  |  |  | 63.0934 | 1
| LCA | Outside LA Basin | 3 | Average Weekday | SCE | 1-in-2 | 2026 | 19 |  |  |  | 61.8806 | 1
| LCA | Outside LA Basin | 3 | Average Weekday | SCE | 1-in-2 | 2026 | 20 |  |  |  | 59.9275 | 1
| LCA | Outside LA Basin | 3 | Average Weekday | SCE | 1-in-2 | 2026 | 21 |  |  |  | 57.5472 | 1
| LCA | Outside LA Basin | 3 | Average Weekday | SCE | 1-in-2 | 2026 | 22 |  |  |  | 55.3093 | 1
| LCA | Outside LA Basin | 3 | Average Weekday | SCE | 1-in-2 | 2026 | 23 |  |  |  | 53.6298 | 1
| LCA | Outside LA Basin | 3 | Average Weekday | SCE | 1-in-2 | 2026 | 24 |  |  |  | 52.2265 | 1
| LCA | Outside LA Basin | 3 | Monthly System Peak Day | SCE | 1-in-2 | 2026 | 1 |  |  |  | 50.1467 | 1
| LCA | Outside LA Basin | 3 | Monthly System Peak Day | SCE | 1-in-2 | 2026 | 2 |  |  |  | 48.9233 | 1
| LCA | Outside LA Basin | 3 | Monthly System Peak Day | SCE | 1-in-2 | 2026 | 3 |  |  |  | 47.02 | 1
| LCA | Outside LA Basin | 3 | Monthly System Peak Day | SCE | 1-in-2 | 2026 | 4 |  |  |  | 46.39 | 1
| LCA | Outside LA Basin | 3 | Monthly System Peak Day | SCE | 1-in-2 | 2026 | 5 |  |  |  | 45.5167 | 1
| LCA | Outside LA Basin | 3 | Monthly System Peak Day | SCE | 1-in-2 | 2026 | 6 |  |  |  | 44.15 | 1
| LCA | Outside LA Basin | 3 | Monthly System Peak Day | SCE | 1-in-2 | 2026 | 7 |  |  |  | 42.9533 | 1
| LCA | Outside LA Basin | 3 | Monthly System Peak Day | SCE | 1-in-2 | 2026 | 8 |  |  |  | 42.4867 | 1
| LCA | Outside LA Basin | 3 | Monthly System Peak Day | SCE | 1-in-2 | 2026 | 9 |  |  |  | 43.23 | 1
| LCA | Outside LA Basin | 3 | Monthly System Peak Day | SCE | 1-in-2 | 2026 | 10 |  |  |  | 44.9167 | 1
| LCA | Outside LA Basin | 3 | Monthly System Peak Day | SCE | 1-in-2 | 2026 | 11 |  |  |  | 49.4633 | 1
| LCA | Outside LA Basin | 3 | Monthly System Peak Day | SCE | 1-in-2 | 2026 | 12 |  |  |  | 53.3167 | 1
| LCA | Outside LA Basin | 3 | Monthly System Peak Day | SCE | 1-in-2 | 2026 | 13 |  |  |  | 56.54 | 1
| LCA | Outside LA Basin | 3 | Monthly System Peak Day | SCE | 1-in-2 | 2026 | 14 |  |  |  | 59.1767 | 1
| LCA | Outside LA Basin | 3 | Monthly System Peak Day | SCE | 1-in-2 | 2026 | 15 |  |  |  | 61.4167 | 1
| LCA | Outside LA Basin | 3 | Monthly System Peak Day | SCE | 1-in-2 | 2026 | 16 |  |  |  | 63.2333 | 1
| LCA | Outside LA Basin | 3 | Monthly System Peak Day | SCE | 1-in-2 | 2026 | 17 |  |  |  | 64.2933 | 1
| LCA | Outside LA Basin | 3 | Monthly System Peak Day | SCE | 1-in-2 | 2026 | 18 |  |  |  | 64.4733 | 1
| LCA | Outside LA Basin | 3 | Monthly System Peak Day | SCE | 1-in-2 | 2026 | 19 |  |  |  | 63.6233 | 1
| LCA | Outside LA Basin | 3 | Monthly System Peak Day | SCE | 1-in-2 | 2026 | 20 |  |  |  | 61.6733 | 1
| LCA | Outside LA Basin | 3 | Monthly System Peak Day | SCE | 1-in-2 | 2026 | 21 |  |  |  | 58.8133 | 1
| LCA | Outside LA Basin | 3 | Monthly System Peak Day | SCE | 1-in-2 | 2026 | 22 |  |  |  | 57.0467 | 1
| LCA | Outside LA Basin | 3 | Monthly System Peak Day | SCE | 1-in-2 | 2026 | 23 |  |  |  | 54.9467 | 1
| LCA | Outside LA Basin | 3 | Monthly System Peak Day | SCE | 1-in-2 | 2026 | 24 |  |  |  | 52.9967 | 1
| LCA | Outside LA Basin | 4 | Average Weekday | SCE | 1-in-2 | 2026 | 1 |  |  |  | 55.4314 | 1
| LCA | Outside LA Basin | 4 | Average Weekday | SCE | 1-in-2 | 2026 | 2 |  |  |  | 54.0393 | 1
| LCA | Outside LA Basin | 4 | Average Weekday | SCE | 1-in-2 | 2026 | 3 |  |  |  | 53.0091 | 1
| LCA | Outside LA Basin | 4 | Average Weekday | SCE | 1-in-2 | 2026 | 4 |  |  |  | 51.8922 | 1
| LCA | Outside LA Basin | 4 | Average Weekday | SCE | 1-in-2 | 2026 | 5 |  |  |  | 50.9195 | 1
| LCA | Outside LA Basin | 4 | Average Weekday | SCE | 1-in-2 | 2026 | 6 |  |  |  | 49.939 | 1
| LCA | Outside LA Basin | 4 | Average Weekday | SCE | 1-in-2 | 2026 | 7 |  |  |  | 49.0993 | 1
| LCA | Outside LA Basin | 4 | Average Weekday | SCE | 1-in-2 | 2026 | 8 |  |  |  | 48.9968 | 1
| LCA | Outside LA Basin | 4 | Average Weekday | SCE | 1-in-2 | 2026 | 9 |  |  |  | 51.1425 | 1
| LCA | Outside LA Basin | 4 | Average Weekday | SCE | 1-in-2 | 2026 | 10 |  |  |  | 54.716 | 1
| LCA | Outside LA Basin | 4 | Average Weekday | SCE | 1-in-2 | 2026 | 11 |  |  |  | 58.5012 | 1
| LCA | Outside LA Basin | 4 | Average Weekday | SCE | 1-in-2 | 2026 | 12 |  |  |  | 61.5829 | 1
| LCA | Outside LA Basin | 4 | Average Weekday | SCE | 1-in-2 | 2026 | 13 |  |  |  | 64.4076 | 1
| LCA | Outside LA Basin | 4 | Average Weekday | SCE | 1-in-2 | 2026 | 14 |  |  |  | 66.5797 | 1
| LCA | Outside LA Basin | 4 | Average Weekday | SCE | 1-in-2 | 2026 | 15 |  |  |  | 67.984 | 1
| LCA | Outside LA Basin | 4 | Average Weekday | SCE | 1-in-2 | 2026 | 16 |  |  |  | 68.8393 | 1
| LCA | Outside LA Basin | 4 | Average Weekday | SCE | 1-in-2 | 2026 | 17 |  |  |  | 69.0253 | 1
| LCA | Outside LA Basin | 4 | Average Weekday | SCE | 1-in-2 | 2026 | 18 |  |  |  | 68.4056 | 1
| LCA | Outside LA Basin | 4 | Average Weekday | SCE | 1-in-2 | 2026 | 19 |  |  |  | 67.0783 | 1
| LCA | Outside LA Basin | 4 | Average Weekday | SCE | 1-in-2 | 2026 | 20 |  |  |  | 64.7131 | 1
| LCA | Outside LA Basin | 4 | Average Weekday | SCE | 1-in-2 | 2026 | 21 |  |  |  | 61.7427 | 1
| LCA | Outside LA Basin | 4 | Average Weekday | SCE | 1-in-2 | 2026 | 22 |  |  |  | 59.3168 | 1
| LCA | Outside LA Basin | 4 | Average Weekday | SCE | 1-in-2 | 2026 | 23 |  |  |  | 57.5233 | 1
| LCA | Outside LA Basin | 4 | Average Weekday | SCE | 1-in-2 | 2026 | 24 |  |  |  | 56.0273 | 1
| LCA | Outside LA Basin | 4 | Monthly System Peak Day | SCE | 1-in-2 | 2026 | 1 |  |  |  | 61.64 | 1
| LCA | Outside LA Basin | 4 | Monthly System Peak Day | SCE | 1-in-2 | 2026 | 2 |  |  |  | 59.72 | 1
| LCA | Outside LA Basin | 4 | Monthly System Peak Day | SCE | 1-in-2 | 2026 | 3 |  |  |  | 57.7433 | 1
| LCA | Outside LA Basin | 4 | Monthly System Peak Day | SCE | 1-in-2 | 2026 | 4 |  |  |  | 57.3967 | 1
| LCA | Outside LA Basin | 4 | Monthly System Peak Day | SCE | 1-in-2 | 2026 | 5 |  |  |  | 55.9733 | 1
| LCA | Outside LA Basin | 4 | Monthly System Peak Day | SCE | 1-in-2 | 2026 | 6 |  |  |  | 54.13 | 1
| LCA | Outside LA Basin | 4 | Monthly System Peak Day | SCE | 1-in-2 | 2026 | 7 |  |  |  | 53.4 | 1
| LCA | Outside LA Basin | 4 | Monthly System Peak Day | SCE | 1-in-2 | 2026 | 8 |  |  |  | 53.7033 | 1
| LCA | Outside LA Basin | 4 | Monthly System Peak Day | SCE | 1-in-2 | 2026 | 9 |  |  |  | 55.19 | 1
| LCA | Outside LA Basin | 4 | Monthly System Peak Day | SCE | 1-in-2 | 2026 | 10 |  |  |  | 58.9167 | 1
| LCA | Outside LA Basin | 4 | Monthly System Peak Day | SCE | 1-in-2 | 2026 | 11 |  |  |  | 64.7733 | 1
| LCA | Outside LA Basin | 4 | Monthly System Peak Day | SCE | 1-in-2 | 2026 | 12 |  |  |  | 70.5833 | 1
| LCA | Outside LA Basin | 4 | Monthly System Peak Day | SCE | 1-in-2 | 2026 | 13 |  |  |  | 75.6933 | 1
| LCA | Outside LA Basin | 4 | Monthly System Peak Day | SCE | 1-in-2 | 2026 | 14 |  |  |  | 79.3667 | 1
| LCA | Outside LA Basin | 4 | Monthly System Peak Day | SCE | 1-in-2 | 2026 | 15 |  |  |  | 80.9 | 1
| LCA | Outside LA Basin | 4 | Monthly System Peak Day | SCE | 1-in-2 | 2026 | 16 |  |  |  | 82.1667 | 1
| LCA | Outside LA Basin | 4 | Monthly System Peak Day | SCE | 1-in-2 | 2026 | 17 |  |  |  | 82.2333 | 1
| LCA | Outside LA Basin | 4 | Monthly System Peak Day | SCE | 1-in-2 | 2026 | 18 |  |  |  | 81.6 | 1
| LCA | Outside LA Basin | 4 | Monthly System Peak Day | SCE | 1-in-2 | 2026 | 19 |  |  |  | 80.5667 | 1
| LCA | Outside LA Basin | 4 | Monthly System Peak Day | SCE | 1-in-2 | 2026 | 20 |  |  |  | 78.5333 | 1
| LCA | Outside LA Basin | 4 | Monthly System Peak Day | SCE | 1-in-2 | 2026 | 21 |  |  |  | 75.2 | 1
| LCA | Outside LA Basin | 4 | Monthly System Peak Day | SCE | 1-in-2 | 2026 | 22 |  |  |  | 72.4667 | 1
| LCA | Outside LA Basin | 4 | Monthly System Peak Day | SCE | 1-in-2 | 2026 | 23 |  |  |  | 71.2 | 1
| LCA | Outside LA Basin | 4 | Monthly System Peak Day | SCE | 1-in-2 | 2026 | 24 |  |  |  | 69.2467 | 1
| LCA | Outside LA Basin | 5 | Average Weekday | SCE | 1-in-2 | 2026 | 1 |  |  |  | 62.137 | 1
| LCA | Outside LA Basin | 5 | Average Weekday | SCE | 1-in-2 | 2026 | 2 |  |  |  | 60.8508 | 1
| LCA | Outside LA Basin | 5 | Average Weekday | SCE | 1-in-2 | 2026 | 3 |  |  |  | 59.6166 | 1
| LCA | Outside LA Basin | 5 | Average Weekday | SCE | 1-in-2 | 2026 | 4 |  |  |  | 58.5375 | 1
| LCA | Outside LA Basin | 5 | Average Weekday | SCE | 1-in-2 | 2026 | 5 |  |  |  | 57.4615 | 1
| LCA | Outside LA Basin | 5 | Average Weekday | SCE | 1-in-2 | 2026 | 6 |  |  |  | 56.6158 | 1
| LCA | Outside LA Basin | 5 | Average Weekday | SCE | 1-in-2 | 2026 | 7 |  |  |  | 55.73 | 1
| LCA | Outside LA Basin | 5 | Average Weekday | SCE | 1-in-2 | 2026 | 8 |  |  |  | 56.6615 | 1
| LCA | Outside LA Basin | 5 | Average Weekday | SCE | 1-in-2 | 2026 | 9 |  |  |  | 59.8644 | 1
| LCA | Outside LA Basin | 5 | Average Weekday | SCE | 1-in-2 | 2026 | 10 |  |  |  | 63.6587 | 1
| LCA | Outside LA Basin | 5 | Average Weekday | SCE | 1-in-2 | 2026 | 11 |  |  |  | 67.2326 | 1
| LCA | Outside LA Basin | 5 | Average Weekday | SCE | 1-in-2 | 2026 | 12 |  |  |  | 70.5618 | 1
| LCA | Outside LA Basin | 5 | Average Weekday | SCE | 1-in-2 | 2026 | 13 |  |  |  | 73.2877 | 1
| LCA | Outside LA Basin | 5 | Average Weekday | SCE | 1-in-2 | 2026 | 14 |  |  |  | 75.0811 | 1
| LCA | Outside LA Basin | 5 | Average Weekday | SCE | 1-in-2 | 2026 | 15 |  |  |  | 76.3295 | 1
| LCA | Outside LA Basin | 5 | Average Weekday | SCE | 1-in-2 | 2026 | 16 |  |  |  | 77.0623 | 1
| LCA | Outside LA Basin | 5 | Average Weekday | SCE | 1-in-2 | 2026 | 17 |  |  |  | 77.2838 | 1
| LCA | Outside LA Basin | 5 | Average Weekday | SCE | 1-in-2 | 2026 | 18 |  |  |  | 76.6675 | 1
| LCA | Outside LA Basin | 5 | Average Weekday | SCE | 1-in-2 | 2026 | 19 |  |  |  | 75.2703 | 1
| LCA | Outside LA Basin | 5 | Average Weekday | SCE | 1-in-2 | 2026 | 20 |  |  |  | 72.9802 | 1
| LCA | Outside LA Basin | 5 | Average Weekday | SCE | 1-in-2 | 2026 | 21 |  |  |  | 69.5905 | 1
| LCA | Outside LA Basin | 5 | Average Weekday | SCE | 1-in-2 | 2026 | 22 |  |  |  | 66.5993 | 1
| LCA | Outside LA Basin | 5 | Average Weekday | SCE | 1-in-2 | 2026 | 23 |  |  |  | 64.7036 | 1
| LCA | Outside LA Basin | 5 | Average Weekday | SCE | 1-in-2 | 2026 | 24 |  |  |  | 63.0014 | 1
| LCA | Outside LA Basin | 5 | Monthly System Peak Day | SCE | 1-in-2 | 2026 | 1 |  |  |  | 67.2867 | 1
| LCA | Outside LA Basin | 5 | Monthly System Peak Day | SCE | 1-in-2 | 2026 | 2 |  |  |  | 65.1267 | 1
| LCA | Outside LA Basin | 5 | Monthly System Peak Day | SCE | 1-in-2 | 2026 | 3 |  |  |  | 64.1067 | 1
| LCA | Outside LA Basin | 5 | Monthly System Peak Day | SCE | 1-in-2 | 2026 | 4 |  |  |  | 62.5933 | 1
| LCA | Outside LA Basin | 5 | Monthly System Peak Day | SCE | 1-in-2 | 2026 | 5 |  |  |  | 60.6067 | 1
| LCA | Outside LA Basin | 5 | Monthly System Peak Day | SCE | 1-in-2 | 2026 | 6 |  |  |  | 60.18 | 1
| LCA | Outside LA Basin | 5 | Monthly System Peak Day | SCE | 1-in-2 | 2026 | 7 |  |  |  | 59.8233 | 1
| LCA | Outside LA Basin | 5 | Monthly System Peak Day | SCE | 1-in-2 | 2026 | 8 |  |  |  | 59.8433 | 1
| LCA | Outside LA Basin | 5 | Monthly System Peak Day | SCE | 1-in-2 | 2026 | 9 |  |  |  | 60.9633 | 1
| LCA | Outside LA Basin | 5 | Monthly System Peak Day | SCE | 1-in-2 | 2026 | 10 |  |  |  | 66.41 | 1
| LCA | Outside LA Basin | 5 | Monthly System Peak Day | SCE | 1-in-2 | 2026 | 11 |  |  |  | 71.1333 | 1
| LCA | Outside LA Basin | 5 | Monthly System Peak Day | SCE | 1-in-2 | 2026 | 12 |  |  |  | 75.33 | 1
| LCA | Outside LA Basin | 5 | Monthly System Peak Day | SCE | 1-in-2 | 2026 | 13 |  |  |  | 79.1 | 1
| LCA | Outside LA Basin | 5 | Monthly System Peak Day | SCE | 1-in-2 | 2026 | 14 |  |  |  | 81.1667 | 1
| LCA | Outside LA Basin | 5 | Monthly System Peak Day | SCE | 1-in-2 | 2026 | 15 |  |  |  | 83.1333 | 1
| LCA | Outside LA Basin | 5 | Monthly System Peak Day | SCE | 1-in-2 | 2026 | 16 |  |  |  | 85.4 | 1
| LCA | Outside LA Basin | 5 | Monthly System Peak Day | SCE | 1-in-2 | 2026 | 17 |  |  |  | 86.3667 | 1
| LCA | Outside LA Basin | 5 | Monthly System Peak Day | SCE | 1-in-2 | 2026 | 18 |  |  |  | 86.4 | 1
| LCA | Outside LA Basin | 5 | Monthly System Peak Day | SCE | 1-in-2 | 2026 | 19 |  |  |  | 85.9667 | 1
| LCA | Outside LA Basin | 5 | Monthly System Peak Day | SCE | 1-in-2 | 2026 | 20 |  |  |  | 83.2333 | 1
| LCA | Outside LA Basin | 5 | Monthly System Peak Day | SCE | 1-in-2 | 2026 | 21 |  |  |  | 78.9 | 1
| LCA | Outside LA Basin | 5 | Monthly System Peak Day | SCE | 1-in-2 | 2026 | 22 |  |  |  | 75.6667 | 1
| LCA | Outside LA Basin | 5 | Monthly System Peak Day | SCE | 1-in-2 | 2026 | 23 |  |  |  | 72.9667 | 1
| LCA | Outside LA Basin | 5 | Monthly System Peak Day | SCE | 1-in-2 | 2026 | 24 |  |  |  | 70.35 | 1
| LCA | Outside LA Basin | 6 | Average Weekday | SCE | 1-in-2 | 2026 | 1 |  |  |  | 70.2183 | 1
| LCA | Outside LA Basin | 6 | Average Weekday | SCE | 1-in-2 | 2026 | 2 |  |  |  | 68.7472 | 1
| LCA | Outside LA Basin | 6 | Average Weekday | SCE | 1-in-2 | 2026 | 3 |  |  |  | 67.542 | 1
| LCA | Outside LA Basin | 6 | Average Weekday | SCE | 1-in-2 | 2026 | 4 |  |  |  | 66.3818 | 1
| LCA | Outside LA Basin | 6 | Average Weekday | SCE | 1-in-2 | 2026 | 5 |  |  |  | 65.3338 | 1
| LCA | Outside LA Basin | 6 | Average Weekday | SCE | 1-in-2 | 2026 | 6 |  |  |  | 64.0672 | 1
| LCA | Outside LA Basin | 6 | Average Weekday | SCE | 1-in-2 | 2026 | 7 |  |  |  | 63.101 | 1
| LCA | Outside LA Basin | 6 | Average Weekday | SCE | 1-in-2 | 2026 | 8 |  |  |  | 64.2057 | 1
| LCA | Outside LA Basin | 6 | Average Weekday | SCE | 1-in-2 | 2026 | 9 |  |  |  | 67.7967 | 1
| LCA | Outside LA Basin | 6 | Average Weekday | SCE | 1-in-2 | 2026 | 10 |  |  |  | 72.0773 | 1
| LCA | Outside LA Basin | 6 | Average Weekday | SCE | 1-in-2 | 2026 | 11 |  |  |  | 76.7247 | 1
| LCA | Outside LA Basin | 6 | Average Weekday | SCE | 1-in-2 | 2026 | 12 |  |  |  | 80.4514 | 1
| LCA | Outside LA Basin | 6 | Average Weekday | SCE | 1-in-2 | 2026 | 13 |  |  |  | 83.3777 | 1
| LCA | Outside LA Basin | 6 | Average Weekday | SCE | 1-in-2 | 2026 | 14 |  |  |  | 85.5483 | 1
| LCA | Outside LA Basin | 6 | Average Weekday | SCE | 1-in-2 | 2026 | 15 |  |  |  | 86.8952 | 1
| LCA | Outside LA Basin | 6 | Average Weekday | SCE | 1-in-2 | 2026 | 16 |  |  |  | 87.5875 | 1
| LCA | Outside LA Basin | 6 | Average Weekday | SCE | 1-in-2 | 2026 | 17 |  |  |  | 87.5021 | 1
| LCA | Outside LA Basin | 6 | Average Weekday | SCE | 1-in-2 | 2026 | 18 |  |  |  | 86.6587 | 1
| LCA | Outside LA Basin | 6 | Average Weekday | SCE | 1-in-2 | 2026 | 19 |  |  |  | 85.162 | 1
| LCA | Outside LA Basin | 6 | Average Weekday | SCE | 1-in-2 | 2026 | 20 |  |  |  | 82.9063 | 1
| LCA | Outside LA Basin | 6 | Average Weekday | SCE | 1-in-2 | 2026 | 21 |  |  |  | 79.8354 | 1
| LCA | Outside LA Basin | 6 | Average Weekday | SCE | 1-in-2 | 2026 | 22 |  |  |  | 76.4285 | 1
| LCA | Outside LA Basin | 6 | Average Weekday | SCE | 1-in-2 | 2026 | 23 |  |  |  | 73.9694 | 1
| LCA | Outside LA Basin | 6 | Average Weekday | SCE | 1-in-2 | 2026 | 24 |  |  |  | 72.0462 | 1
| LCA | Outside LA Basin | 6 | Monthly System Peak Day | SCE | 1-in-2 | 2026 | 1 |  |  |  | 76.7667 | 1
| LCA | Outside LA Basin | 6 | Monthly System Peak Day | SCE | 1-in-2 | 2026 | 2 |  |  |  | 74.9667 | 1
| LCA | Outside LA Basin | 6 | Monthly System Peak Day | SCE | 1-in-2 | 2026 | 3 |  |  |  | 73.8667 | 1
| LCA | Outside LA Basin | 6 | Monthly System Peak Day | SCE | 1-in-2 | 2026 | 4 |  |  |  | 72.4433 | 1
| LCA | Outside LA Basin | 6 | Monthly System Peak Day | SCE | 1-in-2 | 2026 | 5 |  |  |  | 71.44 | 1
| LCA | Outside LA Basin | 6 | Monthly System Peak Day | SCE | 1-in-2 | 2026 | 6 |  |  |  | 70.69 | 1
| LCA | Outside LA Basin | 6 | Monthly System Peak Day | SCE | 1-in-2 | 2026 | 7 |  |  |  | 70.0833 | 1
| LCA | Outside LA Basin | 6 | Monthly System Peak Day | SCE | 1-in-2 | 2026 | 8 |  |  |  | 71.6933 | 1
| LCA | Outside LA Basin | 6 | Monthly System Peak Day | SCE | 1-in-2 | 2026 | 9 |  |  |  | 75.2333 | 1
| LCA | Outside LA Basin | 6 | Monthly System Peak Day | SCE | 1-in-2 | 2026 | 10 |  |  |  | 81.1 | 1
| LCA | Outside LA Basin | 6 | Monthly System Peak Day | SCE | 1-in-2 | 2026 | 11 |  |  |  | 84.2667 | 1
| LCA | Outside LA Basin | 6 | Monthly System Peak Day | SCE | 1-in-2 | 2026 | 12 |  |  |  | 86.2667 | 1
| LCA | Outside LA Basin | 6 | Monthly System Peak Day | SCE | 1-in-2 | 2026 | 13 |  |  |  | 87.7 | 1
| LCA | Outside LA Basin | 6 | Monthly System Peak Day | SCE | 1-in-2 | 2026 | 14 |  |  |  | 89.6 | 1
| LCA | Outside LA Basin | 6 | Monthly System Peak Day | SCE | 1-in-2 | 2026 | 15 |  |  |  | 89.9667 | 1
| LCA | Outside LA Basin | 6 | Monthly System Peak Day | SCE | 1-in-2 | 2026 | 16 |  |  |  | 89.7 | 1
| LCA | Outside LA Basin | 6 | Monthly System Peak Day | SCE | 1-in-2 | 2026 | 17 |  |  |  | 89.5333 | 1
| LCA | Outside LA Basin | 6 | Monthly System Peak Day | SCE | 1-in-2 | 2026 | 18 |  |  |  | 89.3667 | 1
| LCA | Outside LA Basin | 6 | Monthly System Peak Day | SCE | 1-in-2 | 2026 | 19 |  |  |  | 87.7333 | 1
| LCA | Outside LA Basin | 6 | Monthly System Peak Day | SCE | 1-in-2 | 2026 | 20 |  |  |  | 85.9333 | 1
| LCA | Outside LA Basin | 6 | Monthly System Peak Day | SCE | 1-in-2 | 2026 | 21 |  |  |  | 84.1 | 1
| LCA | Outside LA Basin | 6 | Monthly System Peak Day | SCE | 1-in-2 | 2026 | 22 |  |  |  | 82.1333 | 1
| LCA | Outside LA Basin | 6 | Monthly System Peak Day | SCE | 1-in-2 | 2026 | 23 |  |  |  | 79.5 | 1
| LCA | Outside LA Basin | 6 | Monthly System Peak Day | SCE | 1-in-2 | 2026 | 24 |  |  |  | 76.3667 | 1
| LCA | Outside LA Basin | 7 | Average Weekday | SCE | 1-in-2 | 2026 | 1 |  |  |  | 76.1269 | 1
| LCA | Outside LA Basin | 7 | Average Weekday | SCE | 1-in-2 | 2026 | 2 |  |  |  | 74.7718 | 1
| LCA | Outside LA Basin | 7 | Average Weekday | SCE | 1-in-2 | 2026 | 3 |  |  |  | 73.6633 | 1
| LCA | Outside LA Basin | 7 | Average Weekday | SCE | 1-in-2 | 2026 | 4 |  |  |  | 72.7788 | 1
| LCA | Outside LA Basin | 7 | Average Weekday | SCE | 1-in-2 | 2026 | 5 |  |  |  | 71.9272 | 1
| LCA | Outside LA Basin | 7 | Average Weekday | SCE | 1-in-2 | 2026 | 6 |  |  |  | 71.0136 | 1
| LCA | Outside LA Basin | 7 | Average Weekday | SCE | 1-in-2 | 2026 | 7 |  |  |  | 70.1683 | 1
| LCA | Outside LA Basin | 7 | Average Weekday | SCE | 1-in-2 | 2026 | 8 |  |  |  | 70.9198 | 1
| LCA | Outside LA Basin | 7 | Average Weekday | SCE | 1-in-2 | 2026 | 9 |  |  |  | 73.749 | 1
| LCA | Outside LA Basin | 7 | Average Weekday | SCE | 1-in-2 | 2026 | 10 |  |  |  | 77.6918 | 1
| LCA | Outside LA Basin | 7 | Average Weekday | SCE | 1-in-2 | 2026 | 11 |  |  |  | 81.8348 | 1
| LCA | Outside LA Basin | 7 | Average Weekday | SCE | 1-in-2 | 2026 | 12 |  |  |  | 85.2925 | 1
| LCA | Outside LA Basin | 7 | Average Weekday | SCE | 1-in-2 | 2026 | 13 |  |  |  | 88.0809 | 1
| LCA | Outside LA Basin | 7 | Average Weekday | SCE | 1-in-2 | 2026 | 14 |  |  |  | 90.2105 | 1
| LCA | Outside LA Basin | 7 | Average Weekday | SCE | 1-in-2 | 2026 | 15 |  |  |  | 91.2661 | 1
| LCA | Outside LA Basin | 7 | Average Weekday | SCE | 1-in-2 | 2026 | 16 |  |  |  | 91.6621 | 1
| LCA | Outside LA Basin | 7 | Average Weekday | SCE | 1-in-2 | 2026 | 17 |  |  |  | 91.5378 | 1
| LCA | Outside LA Basin | 7 | Average Weekday | SCE | 1-in-2 | 2026 | 18 |  |  |  | 90.7038 | 1
| LCA | Outside LA Basin | 7 | Average Weekday | SCE | 1-in-2 | 2026 | 19 |  |  |  | 89.0329 | 1
| LCA | Outside LA Basin | 7 | Average Weekday | SCE | 1-in-2 | 2026 | 20 |  |  |  | 86.7904 | 1
| LCA | Outside LA Basin | 7 | Average Weekday | SCE | 1-in-2 | 2026 | 21 |  |  |  | 84.0876 | 1
| LCA | Outside LA Basin | 7 | Average Weekday | SCE | 1-in-2 | 2026 | 22 |  |  |  | 81.1442 | 1
| LCA | Outside LA Basin | 7 | Average Weekday | SCE | 1-in-2 | 2026 | 23 |  |  |  | 79.1546 | 1
| LCA | Outside LA Basin | 7 | Average Weekday | SCE | 1-in-2 | 2026 | 24 |  |  |  | 77.4913 | 1
| LCA | Outside LA Basin | 7 | Monthly System Peak Day | SCE | 1-in-2 | 2026 | 1 |  |  |  | 83.1 | 1
| LCA | Outside LA Basin | 7 | Monthly System Peak Day | SCE | 1-in-2 | 2026 | 2 |  |  |  | 81.8667 | 1
| LCA | Outside LA Basin | 7 | Monthly System Peak Day | SCE | 1-in-2 | 2026 | 3 |  |  |  | 80.3667 | 1
| LCA | Outside LA Basin | 7 | Monthly System Peak Day | SCE | 1-in-2 | 2026 | 4 |  |  |  | 78.5 | 1
| LCA | Outside LA Basin | 7 | Monthly System Peak Day | SCE | 1-in-2 | 2026 | 5 |  |  |  | 78.0333 | 1
| LCA | Outside LA Basin | 7 | Monthly System Peak Day | SCE | 1-in-2 | 2026 | 6 |  |  |  | 76.5833 | 1
| LCA | Outside LA Basin | 7 | Monthly System Peak Day | SCE | 1-in-2 | 2026 | 7 |  |  |  | 76.6933 | 1
| LCA | Outside LA Basin | 7 | Monthly System Peak Day | SCE | 1-in-2 | 2026 | 8 |  |  |  | 77.1933 | 1
| LCA | Outside LA Basin | 7 | Monthly System Peak Day | SCE | 1-in-2 | 2026 | 9 |  |  |  | 78.5 | 1
| LCA | Outside LA Basin | 7 | Monthly System Peak Day | SCE | 1-in-2 | 2026 | 10 |  |  |  | 84.4 | 1
| LCA | Outside LA Basin | 7 | Monthly System Peak Day | SCE | 1-in-2 | 2026 | 11 |  |  |  | 88.5333 | 1
| LCA | Outside LA Basin | 7 | Monthly System Peak Day | SCE | 1-in-2 | 2026 | 12 |  |  |  | 91.3333 | 1
| LCA | Outside LA Basin | 7 | Monthly System Peak Day | SCE | 1-in-2 | 2026 | 13 |  |  |  | 93.8667 | 1
| LCA | Outside LA Basin | 7 | Monthly System Peak Day | SCE | 1-in-2 | 2026 | 14 |  |  |  | 96.5667 | 1
| LCA | Outside LA Basin | 7 | Monthly System Peak Day | SCE | 1-in-2 | 2026 | 15 |  |  |  | 97.3667 | 1
| LCA | Outside LA Basin | 7 | Monthly System Peak Day | SCE | 1-in-2 | 2026 | 16 |  |  |  | 97.4667 | 1
| LCA | Outside LA Basin | 7 | Monthly System Peak Day | SCE | 1-in-2 | 2026 | 17 |  |  |  | 97.7 | 1
| LCA | Outside LA Basin | 7 | Monthly System Peak Day | SCE | 1-in-2 | 2026 | 18 |  |  |  | 96.6333 | 1
| LCA | Outside LA Basin | 7 | Monthly System Peak Day | SCE | 1-in-2 | 2026 | 19 |  |  |  | 95.6 | 1
| LCA | Outside LA Basin | 7 | Monthly System Peak Day | SCE | 1-in-2 | 2026 | 20 |  |  |  | 93.7 | 1
| LCA | Outside LA Basin | 7 | Monthly System Peak Day | SCE | 1-in-2 | 2026 | 21 |  |  |  | 91.2 | 1
| LCA | Outside LA Basin | 7 | Monthly System Peak Day | SCE | 1-in-2 | 2026 | 22 |  |  |  | 88.6667 | 1
| LCA | Outside LA Basin | 7 | Monthly System Peak Day | SCE | 1-in-2 | 2026 | 23 |  |  |  | 87.2333 | 1
| LCA | Outside LA Basin | 7 | Monthly System Peak Day | SCE | 1-in-2 | 2026 | 24 |  |  |  | 85.4333 | 1
| LCA | Outside LA Basin | 8 | Average Weekday | SCE | 1-in-2 | 2026 | 1 |  |  |  | 75.7472 | 1
| LCA | Outside LA Basin | 8 | Average Weekday | SCE | 1-in-2 | 2026 | 2 |  |  |  | 74.2555 | 1
| LCA | Outside LA Basin | 8 | Average Weekday | SCE | 1-in-2 | 2026 | 3 |  |  |  | 73.0105 | 1
| LCA | Outside LA Basin | 8 | Average Weekday | SCE | 1-in-2 | 2026 | 4 |  |  |  | 72.0766 | 1
| LCA | Outside LA Basin | 8 | Average Weekday | SCE | 1-in-2 | 2026 | 5 |  |  |  | 70.8588 | 1
| LCA | Outside LA Basin | 8 | Average Weekday | SCE | 1-in-2 | 2026 | 6 |  |  |  | 69.7494 | 1
| LCA | Outside LA Basin | 8 | Average Weekday | SCE | 1-in-2 | 2026 | 7 |  |  |  | 68.9219 | 1
| LCA | Outside LA Basin | 8 | Average Weekday | SCE | 1-in-2 | 2026 | 8 |  |  |  | 68.7296 | 1
| LCA | Outside LA Basin | 8 | Average Weekday | SCE | 1-in-2 | 2026 | 9 |  |  |  | 71.4096 | 1
| LCA | Outside LA Basin | 8 | Average Weekday | SCE | 1-in-2 | 2026 | 10 |  |  |  | 75.4677 | 1
| LCA | Outside LA Basin | 8 | Average Weekday | SCE | 1-in-2 | 2026 | 11 |  |  |  | 80.3291 | 1
| LCA | Outside LA Basin | 8 | Average Weekday | SCE | 1-in-2 | 2026 | 12 |  |  |  | 84.3566 | 1
| LCA | Outside LA Basin | 8 | Average Weekday | SCE | 1-in-2 | 2026 | 13 |  |  |  | 87.425 | 1
| LCA | Outside LA Basin | 8 | Average Weekday | SCE | 1-in-2 | 2026 | 14 |  |  |  | 89.5426 | 1
| LCA | Outside LA Basin | 8 | Average Weekday | SCE | 1-in-2 | 2026 | 15 |  |  |  | 90.8609 | 1
| LCA | Outside LA Basin | 8 | Average Weekday | SCE | 1-in-2 | 2026 | 16 |  |  |  | 91.4819 | 1
| LCA | Outside LA Basin | 8 | Average Weekday | SCE | 1-in-2 | 2026 | 17 |  |  |  | 91.2461 | 1
| LCA | Outside LA Basin | 8 | Average Weekday | SCE | 1-in-2 | 2026 | 18 |  |  |  | 90.6423 | 1
| LCA | Outside LA Basin | 8 | Average Weekday | SCE | 1-in-2 | 2026 | 19 |  |  |  | 89.2134 | 1
| LCA | Outside LA Basin | 8 | Average Weekday | SCE | 1-in-2 | 2026 | 20 |  |  |  | 86.9542 | 1
| LCA | Outside LA Basin | 8 | Average Weekday | SCE | 1-in-2 | 2026 | 21 |  |  |  | 83.7909 | 1
| LCA | Outside LA Basin | 8 | Average Weekday | SCE | 1-in-2 | 2026 | 22 |  |  |  | 81.008 | 1
| LCA | Outside LA Basin | 8 | Average Weekday | SCE | 1-in-2 | 2026 | 23 |  |  |  | 79.0446 | 1
| LCA | Outside LA Basin | 8 | Average Weekday | SCE | 1-in-2 | 2026 | 24 |  |  |  | 77.3034 | 1
| LCA | Outside LA Basin | 8 | Monthly System Peak Day | SCE | 1-in-2 | 2026 | 1 |  |  |  | 83.1333 | 1
| LCA | Outside LA Basin | 8 | Monthly System Peak Day | SCE | 1-in-2 | 2026 | 2 |  |  |  | 81.4 | 1
| LCA | Outside LA Basin | 8 | Monthly System Peak Day | SCE | 1-in-2 | 2026 | 3 |  |  |  | 79.9333 | 1
| LCA | Outside LA Basin | 8 | Monthly System Peak Day | SCE | 1-in-2 | 2026 | 4 |  |  |  | 79.5333 | 1
| LCA | Outside LA Basin | 8 | Monthly System Peak Day | SCE | 1-in-2 | 2026 | 5 |  |  |  | 78.1 | 1
| LCA | Outside LA Basin | 8 | Monthly System Peak Day | SCE | 1-in-2 | 2026 | 6 |  |  |  | 76.7333 | 1
| LCA | Outside LA Basin | 8 | Monthly System Peak Day | SCE | 1-in-2 | 2026 | 7 |  |  |  | 76.2 | 1
| LCA | Outside LA Basin | 8 | Monthly System Peak Day | SCE | 1-in-2 | 2026 | 8 |  |  |  | 75.7 | 1
| LCA | Outside LA Basin | 8 | Monthly System Peak Day | SCE | 1-in-2 | 2026 | 9 |  |  |  | 77.5667 | 1
| LCA | Outside LA Basin | 8 | Monthly System Peak Day | SCE | 1-in-2 | 2026 | 10 |  |  |  | 81.4 | 1
| LCA | Outside LA Basin | 8 | Monthly System Peak Day | SCE | 1-in-2 | 2026 | 11 |  |  |  | 87.1 | 1
| LCA | Outside LA Basin | 8 | Monthly System Peak Day | SCE | 1-in-2 | 2026 | 12 |  |  |  | 90.1667 | 1
| LCA | Outside LA Basin | 8 | Monthly System Peak Day | SCE | 1-in-2 | 2026 | 13 |  |  |  | 92.1667 | 1
| LCA | Outside LA Basin | 8 | Monthly System Peak Day | SCE | 1-in-2 | 2026 | 14 |  |  |  | 94 | 1
| LCA | Outside LA Basin | 8 | Monthly System Peak Day | SCE | 1-in-2 | 2026 | 15 |  |  |  | 93.7 | 1
| LCA | Outside LA Basin | 8 | Monthly System Peak Day | SCE | 1-in-2 | 2026 | 16 |  |  |  | 92.6667 | 1
| LCA | Outside LA Basin | 8 | Monthly System Peak Day | SCE | 1-in-2 | 2026 | 17 |  |  |  | 90.6667 | 1
| LCA | Outside LA Basin | 8 | Monthly System Peak Day | SCE | 1-in-2 | 2026 | 18 |  |  |  | 92.6 | 1
| LCA | Outside LA Basin | 8 | Monthly System Peak Day | SCE | 1-in-2 | 2026 | 19 |  |  |  | 91.9 | 1
| LCA | Outside LA Basin | 8 | Monthly System Peak Day | SCE | 1-in-2 | 2026 | 20 |  |  |  | 89.5333 | 1
| LCA | Outside LA Basin | 8 | Monthly System Peak Day | SCE | 1-in-2 | 2026 | 21 |  |  |  | 87.2 | 1
| LCA | Outside LA Basin | 8 | Monthly System Peak Day | SCE | 1-in-2 | 2026 | 22 |  |  |  | 84.9667 | 1
| LCA | Outside LA Basin | 8 | Monthly System Peak Day | SCE | 1-in-2 | 2026 | 23 |  |  |  | 82.8333 | 1
| LCA | Outside LA Basin | 8 | Monthly System Peak Day | SCE | 1-in-2 | 2026 | 24 |  |  |  | 81.4667 | 1
| LCA | Outside LA Basin | 8 | Typical Event Day | SCE | 1-in-2 | 2026 | 1 |  |  |  | 80.3083 | 1
| LCA | Outside LA Basin | 8 | Typical Event Day | SCE | 1-in-2 | 2026 | 2 |  |  |  | 78.9 | 1
| LCA | Outside LA Basin | 8 | Typical Event Day | SCE | 1-in-2 | 2026 | 3 |  |  |  | 77.2833 | 1
| LCA | Outside LA Basin | 8 | Typical Event Day | SCE | 1-in-2 | 2026 | 4 |  |  |  | 75.9275 | 1
| LCA | Outside LA Basin | 8 | Typical Event Day | SCE | 1-in-2 | 2026 | 5 |  |  |  | 74.89 | 1
| LCA | Outside LA Basin | 8 | Typical Event Day | SCE | 1-in-2 | 2026 | 6 |  |  |  | 73.7808 | 1
| LCA | Outside LA Basin | 8 | Typical Event Day | SCE | 1-in-2 | 2026 | 7 |  |  |  | 73.0825 | 1
| LCA | Outside LA Basin | 8 | Typical Event Day | SCE | 1-in-2 | 2026 | 8 |  |  |  | 73.47 | 1
| LCA | Outside LA Basin | 8 | Typical Event Day | SCE | 1-in-2 | 2026 | 9 |  |  |  | 75.835 | 1
| LCA | Outside LA Basin | 8 | Typical Event Day | SCE | 1-in-2 | 2026 | 10 |  |  |  | 80.3833 | 1
| LCA | Outside LA Basin | 8 | Typical Event Day | SCE | 1-in-2 | 2026 | 11 |  |  |  | 84.875 | 1
| LCA | Outside LA Basin | 8 | Typical Event Day | SCE | 1-in-2 | 2026 | 12 |  |  |  | 88.05 | 1
| LCA | Outside LA Basin | 8 | Typical Event Day | SCE | 1-in-2 | 2026 | 13 |  |  |  | 90.55 | 1
| LCA | Outside LA Basin | 8 | Typical Event Day | SCE | 1-in-2 | 2026 | 14 |  |  |  | 92.8417 | 1
| LCA | Outside LA Basin | 8 | Typical Event Day | SCE | 1-in-2 | 2026 | 15 |  |  |  | 93.3917 | 1
| LCA | Outside LA Basin | 8 | Typical Event Day | SCE | 1-in-2 | 2026 | 16 |  |  |  | 93.25 | 1
| LCA | Outside LA Basin | 8 | Typical Event Day | SCE | 1-in-2 | 2026 | 17 |  |  |  | 92.6167 | 1
| LCA | Outside LA Basin | 8 | Typical Event Day | SCE | 1-in-2 | 2026 | 18 |  |  |  | 92.8833 | 1
| LCA | Outside LA Basin | 8 | Typical Event Day | SCE | 1-in-2 | 2026 | 19 |  |  |  | 91.9083 | 1
| LCA | Outside LA Basin | 8 | Typical Event Day | SCE | 1-in-2 | 2026 | 20 |  |  |  | 89.925 | 1
| LCA | Outside LA Basin | 8 | Typical Event Day | SCE | 1-in-2 | 2026 | 21 |  |  |  | 87.475 | 1
| LCA | Outside LA Basin | 8 | Typical Event Day | SCE | 1-in-2 | 2026 | 22 |  |  |  | 85.2083 | 1
| LCA | Outside LA Basin | 8 | Typical Event Day | SCE | 1-in-2 | 2026 | 23 |  |  |  | 83.3 | 1
| LCA | Outside LA Basin | 8 | Typical Event Day | SCE | 1-in-2 | 2026 | 24 |  |  |  | 81.2667 | 1
| LCA | Outside LA Basin | 9 | Average Weekday | SCE | 1-in-2 | 2026 | 1 |  |  |  | 70.0932 | 1
| LCA | Outside LA Basin | 9 | Average Weekday | SCE | 1-in-2 | 2026 | 2 |  |  |  | 68.5513 | 1
| LCA | Outside LA Basin | 9 | Average Weekday | SCE | 1-in-2 | 2026 | 3 |  |  |  | 67.3304 | 1
| LCA | Outside LA Basin | 9 | Average Weekday | SCE | 1-in-2 | 2026 | 4 |  |  |  | 66.2761 | 1
| LCA | Outside LA Basin | 9 | Average Weekday | SCE | 1-in-2 | 2026 | 5 |  |  |  | 65.0104 | 1
| LCA | Outside LA Basin | 9 | Average Weekday | SCE | 1-in-2 | 2026 | 6 |  |  |  | 63.9356 | 1
| LCA | Outside LA Basin | 9 | Average Weekday | SCE | 1-in-2 | 2026 | 7 |  |  |  | 63.0654 | 1
| LCA | Outside LA Basin | 9 | Average Weekday | SCE | 1-in-2 | 2026 | 8 |  |  |  | 62.6267 | 1
| LCA | Outside LA Basin | 9 | Average Weekday | SCE | 1-in-2 | 2026 | 9 |  |  |  | 64.3898 | 1
| LCA | Outside LA Basin | 9 | Average Weekday | SCE | 1-in-2 | 2026 | 10 |  |  |  | 68.3428 | 1
| LCA | Outside LA Basin | 9 | Average Weekday | SCE | 1-in-2 | 2026 | 11 |  |  |  | 72.951 | 1
| LCA | Outside LA Basin | 9 | Average Weekday | SCE | 1-in-2 | 2026 | 12 |  |  |  | 77.2645 | 1
| LCA | Outside LA Basin | 9 | Average Weekday | SCE | 1-in-2 | 2026 | 13 |  |  |  | 80.5357 | 1
| LCA | Outside LA Basin | 9 | Average Weekday | SCE | 1-in-2 | 2026 | 14 |  |  |  | 82.8833 | 1
| LCA | Outside LA Basin | 9 | Average Weekday | SCE | 1-in-2 | 2026 | 15 |  |  |  | 84.2578 | 1
| LCA | Outside LA Basin | 9 | Average Weekday | SCE | 1-in-2 | 2026 | 16 |  |  |  | 85.0622 | 1
| LCA | Outside LA Basin | 9 | Average Weekday | SCE | 1-in-2 | 2026 | 17 |  |  |  | 85.1449 | 1
| LCA | Outside LA Basin | 9 | Average Weekday | SCE | 1-in-2 | 2026 | 18 |  |  |  | 84.6285 | 1
| LCA | Outside LA Basin | 9 | Average Weekday | SCE | 1-in-2 | 2026 | 19 |  |  |  | 83.1673 | 1
| LCA | Outside LA Basin | 9 | Average Weekday | SCE | 1-in-2 | 2026 | 20 |  |  |  | 80.199 | 1
| LCA | Outside LA Basin | 9 | Average Weekday | SCE | 1-in-2 | 2026 | 21 |  |  |  | 76.7219 | 1
| LCA | Outside LA Basin | 9 | Average Weekday | SCE | 1-in-2 | 2026 | 22 |  |  |  | 74.6149 | 1
| LCA | Outside LA Basin | 9 | Average Weekday | SCE | 1-in-2 | 2026 | 23 |  |  |  | 72.8209 | 1
| LCA | Outside LA Basin | 9 | Average Weekday | SCE | 1-in-2 | 2026 | 24 |  |  |  | 71.2657 | 1
| LCA | Outside LA Basin | 9 | Monthly System Peak Day | SCE | 1-in-2 | 2026 | 1 |  |  |  | 78.2333 | 1
| LCA | Outside LA Basin | 9 | Monthly System Peak Day | SCE | 1-in-2 | 2026 | 2 |  |  |  | 77.3667 | 1
| LCA | Outside LA Basin | 9 | Monthly System Peak Day | SCE | 1-in-2 | 2026 | 3 |  |  |  | 74.9667 | 1
| LCA | Outside LA Basin | 9 | Monthly System Peak Day | SCE | 1-in-2 | 2026 | 4 |  |  |  | 73.2333 | 1
| LCA | Outside LA Basin | 9 | Monthly System Peak Day | SCE | 1-in-2 | 2026 | 5 |  |  |  | 71.9867 | 1
| LCA | Outside LA Basin | 9 | Monthly System Peak Day | SCE | 1-in-2 | 2026 | 6 |  |  |  | 71.1167 | 1
| LCA | Outside LA Basin | 9 | Monthly System Peak Day | SCE | 1-in-2 | 2026 | 7 |  |  |  | 69.3533 | 1
| LCA | Outside LA Basin | 9 | Monthly System Peak Day | SCE | 1-in-2 | 2026 | 8 |  |  |  | 69.2933 | 1
| LCA | Outside LA Basin | 9 | Monthly System Peak Day | SCE | 1-in-2 | 2026 | 9 |  |  |  | 72.04 | 1
| LCA | Outside LA Basin | 9 | Monthly System Peak Day | SCE | 1-in-2 | 2026 | 10 |  |  |  | 74.6333 | 1
| LCA | Outside LA Basin | 9 | Monthly System Peak Day | SCE | 1-in-2 | 2026 | 11 |  |  |  | 79.6 | 1
| LCA | Outside LA Basin | 9 | Monthly System Peak Day | SCE | 1-in-2 | 2026 | 12 |  |  |  | 84.4333 | 1
| LCA | Outside LA Basin | 9 | Monthly System Peak Day | SCE | 1-in-2 | 2026 | 13 |  |  |  | 88.4667 | 1
| LCA | Outside LA Basin | 9 | Monthly System Peak Day | SCE | 1-in-2 | 2026 | 14 |  |  |  | 91.2 | 1
| LCA | Outside LA Basin | 9 | Monthly System Peak Day | SCE | 1-in-2 | 2026 | 15 |  |  |  | 92.5333 | 1
| LCA | Outside LA Basin | 9 | Monthly System Peak Day | SCE | 1-in-2 | 2026 | 16 |  |  |  | 93.1667 | 1
| LCA | Outside LA Basin | 9 | Monthly System Peak Day | SCE | 1-in-2 | 2026 | 17 |  |  |  | 92.5667 | 1
| LCA | Outside LA Basin | 9 | Monthly System Peak Day | SCE | 1-in-2 | 2026 | 18 |  |  |  | 92.9333 | 1
| LCA | Outside LA Basin | 9 | Monthly System Peak Day | SCE | 1-in-2 | 2026 | 19 |  |  |  | 92.4 | 1
| LCA | Outside LA Basin | 9 | Monthly System Peak Day | SCE | 1-in-2 | 2026 | 20 |  |  |  | 90.5333 | 1
| LCA | Outside LA Basin | 9 | Monthly System Peak Day | SCE | 1-in-2 | 2026 | 21 |  |  |  | 87.4 | 1
| LCA | Outside LA Basin | 9 | Monthly System Peak Day | SCE | 1-in-2 | 2026 | 22 |  |  |  | 85.0667 | 1
| LCA | Outside LA Basin | 9 | Monthly System Peak Day | SCE | 1-in-2 | 2026 | 23 |  |  |  | 83.6333 | 1
| LCA | Outside LA Basin | 9 | Monthly System Peak Day | SCE | 1-in-2 | 2026 | 24 |  |  |  | 81.8 | 1
| LCA | Outside LA Basin | 10 | Average Weekday | SCE | 1-in-2 | 2026 | 1 |  |  |  | 60.4336 | 1
| LCA | Outside LA Basin | 10 | Average Weekday | SCE | 1-in-2 | 2026 | 2 |  |  |  | 59.286 | 1
| LCA | Outside LA Basin | 10 | Average Weekday | SCE | 1-in-2 | 2026 | 3 |  |  |  | 58.1458 | 1
| LCA | Outside LA Basin | 10 | Average Weekday | SCE | 1-in-2 | 2026 | 4 |  |  |  | 57.1754 | 1
| LCA | Outside LA Basin | 10 | Average Weekday | SCE | 1-in-2 | 2026 | 5 |  |  |  | 56.215 | 1
| LCA | Outside LA Basin | 10 | Average Weekday | SCE | 1-in-2 | 2026 | 6 |  |  |  | 55.1583 | 1
| LCA | Outside LA Basin | 10 | Average Weekday | SCE | 1-in-2 | 2026 | 7 |  |  |  | 54.49 | 1
| LCA | Outside LA Basin | 10 | Average Weekday | SCE | 1-in-2 | 2026 | 8 |  |  |  | 53.6358 | 1
| LCA | Outside LA Basin | 10 | Average Weekday | SCE | 1-in-2 | 2026 | 9 |  |  |  | 54.4171 | 1
| LCA | Outside LA Basin | 10 | Average Weekday | SCE | 1-in-2 | 2026 | 10 |  |  |  | 57.9545 | 1
| LCA | Outside LA Basin | 10 | Average Weekday | SCE | 1-in-2 | 2026 | 11 |  |  |  | 61.7414 | 1
| LCA | Outside LA Basin | 10 | Average Weekday | SCE | 1-in-2 | 2026 | 12 |  |  |  | 65.9167 | 1
| LCA | Outside LA Basin | 10 | Average Weekday | SCE | 1-in-2 | 2026 | 13 |  |  |  | 68.9416 | 1
| LCA | Outside LA Basin | 10 | Average Weekday | SCE | 1-in-2 | 2026 | 14 |  |  |  | 71.197 | 1
| LCA | Outside LA Basin | 10 | Average Weekday | SCE | 1-in-2 | 2026 | 15 |  |  |  | 72.6184 | 1
| LCA | Outside LA Basin | 10 | Average Weekday | SCE | 1-in-2 | 2026 | 16 |  |  |  | 73.7341 | 1
| LCA | Outside LA Basin | 10 | Average Weekday | SCE | 1-in-2 | 2026 | 17 |  |  |  | 74.2117 | 1
| LCA | Outside LA Basin | 10 | Average Weekday | SCE | 1-in-2 | 2026 | 18 |  |  |  | 73.7775 | 1
| LCA | Outside LA Basin | 10 | Average Weekday | SCE | 1-in-2 | 2026 | 19 |  |  |  | 72.1593 | 1
| LCA | Outside LA Basin | 10 | Average Weekday | SCE | 1-in-2 | 2026 | 20 |  |  |  | 69.4478 | 1
| LCA | Outside LA Basin | 10 | Average Weekday | SCE | 1-in-2 | 2026 | 21 |  |  |  | 66.7659 | 1
| LCA | Outside LA Basin | 10 | Average Weekday | SCE | 1-in-2 | 2026 | 22 |  |  |  | 64.546 | 1
| LCA | Outside LA Basin | 10 | Average Weekday | SCE | 1-in-2 | 2026 | 23 |  |  |  | 62.7739 | 1
| LCA | Outside LA Basin | 10 | Average Weekday | SCE | 1-in-2 | 2026 | 24 |  |  |  | 61.2232 | 1
| LCA | Outside LA Basin | 10 | Monthly System Peak Day | SCE | 1-in-2 | 2026 | 1 |  |  |  | 63.64 | 1
| LCA | Outside LA Basin | 10 | Monthly System Peak Day | SCE | 1-in-2 | 2026 | 2 |  |  |  | 62 | 1
| LCA | Outside LA Basin | 10 | Monthly System Peak Day | SCE | 1-in-2 | 2026 | 3 |  |  |  | 60.68 | 1
| LCA | Outside LA Basin | 10 | Monthly System Peak Day | SCE | 1-in-2 | 2026 | 4 |  |  |  | 59.6367 | 1
| LCA | Outside LA Basin | 10 | Monthly System Peak Day | SCE | 1-in-2 | 2026 | 5 |  |  |  | 58.04 | 1
| LCA | Outside LA Basin | 10 | Monthly System Peak Day | SCE | 1-in-2 | 2026 | 6 |  |  |  | 57.4667 | 1
| LCA | Outside LA Basin | 10 | Monthly System Peak Day | SCE | 1-in-2 | 2026 | 7 |  |  |  | 55.4333 | 1
| LCA | Outside LA Basin | 10 | Monthly System Peak Day | SCE | 1-in-2 | 2026 | 8 |  |  |  | 55.1433 | 1
| LCA | Outside LA Basin | 10 | Monthly System Peak Day | SCE | 1-in-2 | 2026 | 9 |  |  |  | 56.5233 | 1
| LCA | Outside LA Basin | 10 | Monthly System Peak Day | SCE | 1-in-2 | 2026 | 10 |  |  |  | 60.3667 | 1
| LCA | Outside LA Basin | 10 | Monthly System Peak Day | SCE | 1-in-2 | 2026 | 11 |  |  |  | 65.6933 | 1
| LCA | Outside LA Basin | 10 | Monthly System Peak Day | SCE | 1-in-2 | 2026 | 12 |  |  |  | 71.3633 | 1
| LCA | Outside LA Basin | 10 | Monthly System Peak Day | SCE | 1-in-2 | 2026 | 13 |  |  |  | 75.4 | 1
| LCA | Outside LA Basin | 10 | Monthly System Peak Day | SCE | 1-in-2 | 2026 | 14 |  |  |  | 77.8667 | 1
| LCA | Outside LA Basin | 10 | Monthly System Peak Day | SCE | 1-in-2 | 2026 | 15 |  |  |  | 80.0667 | 1
| LCA | Outside LA Basin | 10 | Monthly System Peak Day | SCE | 1-in-2 | 2026 | 16 |  |  |  | 81.4333 | 1
| LCA | Outside LA Basin | 10 | Monthly System Peak Day | SCE | 1-in-2 | 2026 | 17 |  |  |  | 82.6 | 1
| LCA | Outside LA Basin | 10 | Monthly System Peak Day | SCE | 1-in-2 | 2026 | 18 |  |  |  | 82.6 | 1
| LCA | Outside LA Basin | 10 | Monthly System Peak Day | SCE | 1-in-2 | 2026 | 19 |  |  |  | 81.5 | 1
| LCA | Outside LA Basin | 10 | Monthly System Peak Day | SCE | 1-in-2 | 2026 | 20 |  |  |  | 79.6667 | 1
| LCA | Outside LA Basin | 10 | Monthly System Peak Day | SCE | 1-in-2 | 2026 | 21 |  |  |  | 76.4 | 1
| LCA | Outside LA Basin | 10 | Monthly System Peak Day | SCE | 1-in-2 | 2026 | 22 |  |  |  | 73.4567 | 1
| LCA | Outside LA Basin | 10 | Monthly System Peak Day | SCE | 1-in-2 | 2026 | 23 |  |  |  | 70.2367 | 1
| LCA | Outside LA Basin | 10 | Monthly System Peak Day | SCE | 1-in-2 | 2026 | 24 |  |  |  | 68.1933 | 1
| LCA | Outside LA Basin | 11 | Average Weekday | SCE | 1-in-2 | 2026 | 1 |  |  |  | 50.3167 | 1
| LCA | Outside LA Basin | 11 | Average Weekday | SCE | 1-in-2 | 2026 | 2 |  |  |  | 49.3569 | 1
| LCA | Outside LA Basin | 11 | Average Weekday | SCE | 1-in-2 | 2026 | 3 |  |  |  | 48.4878 | 1
| LCA | Outside LA Basin | 11 | Average Weekday | SCE | 1-in-2 | 2026 | 4 |  |  |  | 47.5462 | 1
| LCA | Outside LA Basin | 11 | Average Weekday | SCE | 1-in-2 | 2026 | 5 |  |  |  | 46.7327 | 1
| LCA | Outside LA Basin | 11 | Average Weekday | SCE | 1-in-2 | 2026 | 6 |  |  |  | 46.0488 | 1
| LCA | Outside LA Basin | 11 | Average Weekday | SCE | 1-in-2 | 2026 | 7 |  |  |  | 45.52 | 1
| LCA | Outside LA Basin | 11 | Average Weekday | SCE | 1-in-2 | 2026 | 8 |  |  |  | 45.3154 | 1
| LCA | Outside LA Basin | 11 | Average Weekday | SCE | 1-in-2 | 2026 | 9 |  |  |  | 47.3197 | 1
| LCA | Outside LA Basin | 11 | Average Weekday | SCE | 1-in-2 | 2026 | 10 |  |  |  | 50.8691 | 1
| LCA | Outside LA Basin | 11 | Average Weekday | SCE | 1-in-2 | 2026 | 11 |  |  |  | 54.8616 | 1
| LCA | Outside LA Basin | 11 | Average Weekday | SCE | 1-in-2 | 2026 | 12 |  |  |  | 58.2734 | 1
| LCA | Outside LA Basin | 11 | Average Weekday | SCE | 1-in-2 | 2026 | 13 |  |  |  | 60.7605 | 1
| LCA | Outside LA Basin | 11 | Average Weekday | SCE | 1-in-2 | 2026 | 14 |  |  |  | 62.569 | 1
| LCA | Outside LA Basin | 11 | Average Weekday | SCE | 1-in-2 | 2026 | 15 |  |  |  | 63.734 | 1
| LCA | Outside LA Basin | 11 | Average Weekday | SCE | 1-in-2 | 2026 | 16 |  |  |  | 64.2435 | 1
| LCA | Outside LA Basin | 11 | Average Weekday | SCE | 1-in-2 | 2026 | 17 |  |  |  | 63.9308 | 1
| LCA | Outside LA Basin | 11 | Average Weekday | SCE | 1-in-2 | 2026 | 18 |  |  |  | 62.2643 | 1
| LCA | Outside LA Basin | 11 | Average Weekday | SCE | 1-in-2 | 2026 | 19 |  |  |  | 59.8024 | 1
| LCA | Outside LA Basin | 11 | Average Weekday | SCE | 1-in-2 | 2026 | 20 |  |  |  | 57.6427 | 1
| LCA | Outside LA Basin | 11 | Average Weekday | SCE | 1-in-2 | 2026 | 21 |  |  |  | 55.6085 | 1
| LCA | Outside LA Basin | 11 | Average Weekday | SCE | 1-in-2 | 2026 | 22 |  |  |  | 54.1119 | 1
| LCA | Outside LA Basin | 11 | Average Weekday | SCE | 1-in-2 | 2026 | 23 |  |  |  | 52.8488 | 1
| LCA | Outside LA Basin | 11 | Average Weekday | SCE | 1-in-2 | 2026 | 24 |  |  |  | 51.6978 | 1
| LCA | Outside LA Basin | 11 | Monthly System Peak Day | SCE | 1-in-2 | 2026 | 1 |  |  |  | 55.42 | 1
| LCA | Outside LA Basin | 11 | Monthly System Peak Day | SCE | 1-in-2 | 2026 | 2 |  |  |  | 53.26 | 1
| LCA | Outside LA Basin | 11 | Monthly System Peak Day | SCE | 1-in-2 | 2026 | 3 |  |  |  | 52.3233 | 1
| LCA | Outside LA Basin | 11 | Monthly System Peak Day | SCE | 1-in-2 | 2026 | 4 |  |  |  | 50.53 | 1
| LCA | Outside LA Basin | 11 | Monthly System Peak Day | SCE | 1-in-2 | 2026 | 5 |  |  |  | 49.4333 | 1
| LCA | Outside LA Basin | 11 | Monthly System Peak Day | SCE | 1-in-2 | 2026 | 6 |  |  |  | 48.84 | 1
| LCA | Outside LA Basin | 11 | Monthly System Peak Day | SCE | 1-in-2 | 2026 | 7 |  |  |  | 48.4367 | 1
| LCA | Outside LA Basin | 11 | Monthly System Peak Day | SCE | 1-in-2 | 2026 | 8 |  |  |  | 48.8867 | 1
| LCA | Outside LA Basin | 11 | Monthly System Peak Day | SCE | 1-in-2 | 2026 | 9 |  |  |  | 50.3233 | 1
| LCA | Outside LA Basin | 11 | Monthly System Peak Day | SCE | 1-in-2 | 2026 | 10 |  |  |  | 54.6 | 1
| LCA | Outside LA Basin | 11 | Monthly System Peak Day | SCE | 1-in-2 | 2026 | 11 |  |  |  | 60.1 | 1
| LCA | Outside LA Basin | 11 | Monthly System Peak Day | SCE | 1-in-2 | 2026 | 12 |  |  |  | 65.17 | 1
| LCA | Outside LA Basin | 11 | Monthly System Peak Day | SCE | 1-in-2 | 2026 | 13 |  |  |  | 69.0433 | 1
| LCA | Outside LA Basin | 11 | Monthly System Peak Day | SCE | 1-in-2 | 2026 | 14 |  |  |  | 71.8667 | 1
| LCA | Outside LA Basin | 11 | Monthly System Peak Day | SCE | 1-in-2 | 2026 | 15 |  |  |  | 73.5 | 1
| LCA | Outside LA Basin | 11 | Monthly System Peak Day | SCE | 1-in-2 | 2026 | 16 |  |  |  | 74.9333 | 1
| LCA | Outside LA Basin | 11 | Monthly System Peak Day | SCE | 1-in-2 | 2026 | 17 |  |  |  | 75.4 | 1
| LCA | Outside LA Basin | 11 | Monthly System Peak Day | SCE | 1-in-2 | 2026 | 18 |  |  |  | 74.4667 | 1
| LCA | Outside LA Basin | 11 | Monthly System Peak Day | SCE | 1-in-2 | 2026 | 19 |  |  |  | 72.0267 | 1
| LCA | Outside LA Basin | 11 | Monthly System Peak Day | SCE | 1-in-2 | 2026 | 20 |  |  |  | 69.2733 | 1
| LCA | Outside LA Basin | 11 | Monthly System Peak Day | SCE | 1-in-2 | 2026 | 21 |  |  |  | 66.08 | 1
| LCA | Outside LA Basin | 11 | Monthly System Peak Day | SCE | 1-in-2 | 2026 | 22 |  |  |  | 62.71 | 1
| LCA | Outside LA Basin | 11 | Monthly System Peak Day | SCE | 1-in-2 | 2026 | 23 |  |  |  | 60.74 | 1
| LCA | Outside LA Basin | 11 | Monthly System Peak Day | SCE | 1-in-2 | 2026 | 24 |  |  |  | 58.7433 | 1
| LCA | Outside LA Basin | 12 | Average Weekday | SCE | 1-in-2 | 2026 | 1 |  |  |  | 45.0921 | 1
| LCA | Outside LA Basin | 12 | Average Weekday | SCE | 1-in-2 | 2026 | 2 |  |  |  | 44.3702 | 1
| LCA | Outside LA Basin | 12 | Average Weekday | SCE | 1-in-2 | 2026 | 3 |  |  |  | 43.7639 | 1
| LCA | Outside LA Basin | 12 | Average Weekday | SCE | 1-in-2 | 2026 | 4 |  |  |  | 42.9765 | 1
| LCA | Outside LA Basin | 12 | Average Weekday | SCE | 1-in-2 | 2026 | 5 |  |  |  | 42.3767 | 1
| LCA | Outside LA Basin | 12 | Average Weekday | SCE | 1-in-2 | 2026 | 6 |  |  |  | 41.9821 | 1
| LCA | Outside LA Basin | 12 | Average Weekday | SCE | 1-in-2 | 2026 | 7 |  |  |  | 41.6482 | 1
| LCA | Outside LA Basin | 12 | Average Weekday | SCE | 1-in-2 | 2026 | 8 |  |  |  | 41.6843 | 1
| LCA | Outside LA Basin | 12 | Average Weekday | SCE | 1-in-2 | 2026 | 9 |  |  |  | 42.0668 | 1
| LCA | Outside LA Basin | 12 | Average Weekday | SCE | 1-in-2 | 2026 | 10 |  |  |  | 44.0885 | 1
| LCA | Outside LA Basin | 12 | Average Weekday | SCE | 1-in-2 | 2026 | 11 |  |  |  | 46.8469 | 1
| LCA | Outside LA Basin | 12 | Average Weekday | SCE | 1-in-2 | 2026 | 12 |  |  |  | 49.5349 | 1
| LCA | Outside LA Basin | 12 | Average Weekday | SCE | 1-in-2 | 2026 | 13 |  |  |  | 51.4815 | 1
| LCA | Outside LA Basin | 12 | Average Weekday | SCE | 1-in-2 | 2026 | 14 |  |  |  | 52.9409 | 1
| LCA | Outside LA Basin | 12 | Average Weekday | SCE | 1-in-2 | 2026 | 15 |  |  |  | 54.0926 | 1
| LCA | Outside LA Basin | 12 | Average Weekday | SCE | 1-in-2 | 2026 | 16 |  |  |  | 54.4437 | 1
| LCA | Outside LA Basin | 12 | Average Weekday | SCE | 1-in-2 | 2026 | 17 |  |  |  | 54.2707 | 1
| LCA | Outside LA Basin | 12 | Average Weekday | SCE | 1-in-2 | 2026 | 18 |  |  |  | 52.7977 | 1
| LCA | Outside LA Basin | 12 | Average Weekday | SCE | 1-in-2 | 2026 | 19 |  |  |  | 50.9346 | 1
| LCA | Outside LA Basin | 12 | Average Weekday | SCE | 1-in-2 | 2026 | 20 |  |  |  | 49.4582 | 1
| LCA | Outside LA Basin | 12 | Average Weekday | SCE | 1-in-2 | 2026 | 21 |  |  |  | 48.0147 | 1
| LCA | Outside LA Basin | 12 | Average Weekday | SCE | 1-in-2 | 2026 | 22 |  |  |  | 46.8687 | 1
| LCA | Outside LA Basin | 12 | Average Weekday | SCE | 1-in-2 | 2026 | 23 |  |  |  | 45.9316 | 1
| LCA | Outside LA Basin | 12 | Average Weekday | SCE | 1-in-2 | 2026 | 24 |  |  |  | 45.0562 | 1
| LCA | Outside LA Basin | 12 | Monthly System Peak Day | SCE | 1-in-2 | 2026 | 1 |  |  |  | 32.01 | 1
| LCA | Outside LA Basin | 12 | Monthly System Peak Day | SCE | 1-in-2 | 2026 | 2 |  |  |  | 31.58 | 1
| LCA | Outside LA Basin | 12 | Monthly System Peak Day | SCE | 1-in-2 | 2026 | 3 |  |  |  | 30.7 | 1
| LCA | Outside LA Basin | 12 | Monthly System Peak Day | SCE | 1-in-2 | 2026 | 4 |  |  |  | 29.6667 | 1
| LCA | Outside LA Basin | 12 | Monthly System Peak Day | SCE | 1-in-2 | 2026 | 5 |  |  |  | 28.1867 | 1
| LCA | Outside LA Basin | 12 | Monthly System Peak Day | SCE | 1-in-2 | 2026 | 6 |  |  |  | 27.6067 | 1
| LCA | Outside LA Basin | 12 | Monthly System Peak Day | SCE | 1-in-2 | 2026 | 7 |  |  |  | 27.9167 | 1
| LCA | Outside LA Basin | 12 | Monthly System Peak Day | SCE | 1-in-2 | 2026 | 8 |  |  |  | 26.9333 | 1
| LCA | Outside LA Basin | 12 | Monthly System Peak Day | SCE | 1-in-2 | 2026 | 9 |  |  |  | 28.0667 | 1
| LCA | Outside LA Basin | 12 | Monthly System Peak Day | SCE | 1-in-2 | 2026 | 10 |  |  |  | 32.0067 | 1
| LCA | Outside LA Basin | 12 | Monthly System Peak Day | SCE | 1-in-2 | 2026 | 11 |  |  |  | 35.99 | 1
| LCA | Outside LA Basin | 12 | Monthly System Peak Day | SCE | 1-in-2 | 2026 | 12 |  |  |  | 39.0633 | 1
| LCA | Outside LA Basin | 12 | Monthly System Peak Day | SCE | 1-in-2 | 2026 | 13 |  |  |  | 40.5267 | 1
| LCA | Outside LA Basin | 12 | Monthly System Peak Day | SCE | 1-in-2 | 2026 | 14 |  |  |  | 41.93 | 1
| LCA | Outside LA Basin | 12 | Monthly System Peak Day | SCE | 1-in-2 | 2026 | 15 |  |  |  | 43.4467 | 1
| LCA | Outside LA Basin | 12 | Monthly System Peak Day | SCE | 1-in-2 | 2026 | 16 |  |  |  | 44.38 | 1
| LCA | Outside LA Basin | 12 | Monthly System Peak Day | SCE | 1-in-2 | 2026 | 17 |  |  |  | 44.5667 | 1
| LCA | Outside LA Basin | 12 | Monthly System Peak Day | SCE | 1-in-2 | 2026 | 18 |  |  |  | 43.1667 | 1
| LCA | Outside LA Basin | 12 | Monthly System Peak Day | SCE | 1-in-2 | 2026 | 19 |  |  |  | 40.54 | 1
| LCA | Outside LA Basin | 12 | Monthly System Peak Day | SCE | 1-in-2 | 2026 | 20 |  |  |  | 37.9467 | 1
| LCA | Outside LA Basin | 12 | Monthly System Peak Day | SCE | 1-in-2 | 2026 | 21 |  |  |  | 35.7167 | 1
| LCA | Outside LA Basin | 12 | Monthly System Peak Day | SCE | 1-in-2 | 2026 | 22 |  |  |  | 34.31 | 1
| LCA | Outside LA Basin | 12 | Monthly System Peak Day | SCE | 1-in-2 | 2026 | 23 |  |  |  | 33.5767 | 1
| LCA | Outside LA Basin | 12 | Monthly System Peak Day | SCE | 1-in-2 | 2026 | 24 |  |  |  | 31.0067 | 1
| LCA | Outside LA Basin | 1 | Average Weekday | SCE | 1-in-2 | 2027 | 1 |  |  |  | 42.7993 | 1
| LCA | Outside LA Basin | 1 | Average Weekday | SCE | 1-in-2 | 2027 | 2 |  |  |  | 41.7604 | 1
| LCA | Outside LA Basin | 1 | Average Weekday | SCE | 1-in-2 | 2027 | 3 |  |  |  | 40.7429 | 1
| LCA | Outside LA Basin | 1 | Average Weekday | SCE | 1-in-2 | 2027 | 4 |  |  |  | 39.9359 | 1
| LCA | Outside LA Basin | 1 | Average Weekday | SCE | 1-in-2 | 2027 | 5 |  |  |  | 39.1415 | 1
| LCA | Outside LA Basin | 1 | Average Weekday | SCE | 1-in-2 | 2027 | 6 |  |  |  | 38.8219 | 1
| LCA | Outside LA Basin | 1 | Average Weekday | SCE | 1-in-2 | 2027 | 7 |  |  |  | 38.0672 | 1
| LCA | Outside LA Basin | 1 | Average Weekday | SCE | 1-in-2 | 2027 | 8 |  |  |  | 37.6109 | 1
| LCA | Outside LA Basin | 1 | Average Weekday | SCE | 1-in-2 | 2027 | 9 |  |  |  | 38.4194 | 1
| LCA | Outside LA Basin | 1 | Average Weekday | SCE | 1-in-2 | 2027 | 10 |  |  |  | 41.5477 | 1
| LCA | Outside LA Basin | 1 | Average Weekday | SCE | 1-in-2 | 2027 | 11 |  |  |  | 45.908 | 1
| LCA | Outside LA Basin | 1 | Average Weekday | SCE | 1-in-2 | 2027 | 12 |  |  |  | 50.9033 | 1
| LCA | Outside LA Basin | 1 | Average Weekday | SCE | 1-in-2 | 2027 | 13 |  |  |  | 54.1978 | 1
| LCA | Outside LA Basin | 1 | Average Weekday | SCE | 1-in-2 | 2027 | 14 |  |  |  | 56.4792 | 1
| LCA | Outside LA Basin | 1 | Average Weekday | SCE | 1-in-2 | 2027 | 15 |  |  |  | 58.1691 | 1
| LCA | Outside LA Basin | 1 | Average Weekday | SCE | 1-in-2 | 2027 | 16 |  |  |  | 59.1143 | 1
| LCA | Outside LA Basin | 1 | Average Weekday | SCE | 1-in-2 | 2027 | 17 |  |  |  | 59.0482 | 1
| LCA | Outside LA Basin | 1 | Average Weekday | SCE | 1-in-2 | 2027 | 18 |  |  |  | 57.7988 | 1
| LCA | Outside LA Basin | 1 | Average Weekday | SCE | 1-in-2 | 2027 | 19 |  |  |  | 55.1406 | 1
| LCA | Outside LA Basin | 1 | Average Weekday | SCE | 1-in-2 | 2027 | 20 |  |  |  | 52.232 | 1
| LCA | Outside LA Basin | 1 | Average Weekday | SCE | 1-in-2 | 2027 | 21 |  |  |  | 49.7834 | 1
| LCA | Outside LA Basin | 1 | Average Weekday | SCE | 1-in-2 | 2027 | 22 |  |  |  | 48.125 | 1
| LCA | Outside LA Basin | 1 | Average Weekday | SCE | 1-in-2 | 2027 | 23 |  |  |  | 46.5186 | 1
| LCA | Outside LA Basin | 1 | Average Weekday | SCE | 1-in-2 | 2027 | 24 |  |  |  | 45.2073 | 1
| LCA | Outside LA Basin | 1 | Monthly System Peak Day | SCE | 1-in-2 | 2027 | 1 |  |  |  | 35.7933 | 1
| LCA | Outside LA Basin | 1 | Monthly System Peak Day | SCE | 1-in-2 | 2027 | 2 |  |  |  | 34.8567 | 1
| LCA | Outside LA Basin | 1 | Monthly System Peak Day | SCE | 1-in-2 | 2027 | 3 |  |  |  | 33.8267 | 1
| LCA | Outside LA Basin | 1 | Monthly System Peak Day | SCE | 1-in-2 | 2027 | 4 |  |  |  | 34.54 | 1
| LCA | Outside LA Basin | 1 | Monthly System Peak Day | SCE | 1-in-2 | 2027 | 5 |  |  |  | 33.1433 | 1
| LCA | Outside LA Basin | 1 | Monthly System Peak Day | SCE | 1-in-2 | 2027 | 6 |  |  |  | 32.78 | 1
| LCA | Outside LA Basin | 1 | Monthly System Peak Day | SCE | 1-in-2 | 2027 | 7 |  |  |  | 32.9633 | 1
| LCA | Outside LA Basin | 1 | Monthly System Peak Day | SCE | 1-in-2 | 2027 | 8 |  |  |  | 32.38 | 1
| LCA | Outside LA Basin | 1 | Monthly System Peak Day | SCE | 1-in-2 | 2027 | 9 |  |  |  | 33.07 | 1
| LCA | Outside LA Basin | 1 | Monthly System Peak Day | SCE | 1-in-2 | 2027 | 10 |  |  |  | 35.4767 | 1
| LCA | Outside LA Basin | 1 | Monthly System Peak Day | SCE | 1-in-2 | 2027 | 11 |  |  |  | 38.8733 | 1
| LCA | Outside LA Basin | 1 | Monthly System Peak Day | SCE | 1-in-2 | 2027 | 12 |  |  |  | 42.2133 | 1
| LCA | Outside LA Basin | 1 | Monthly System Peak Day | SCE | 1-in-2 | 2027 | 13 |  |  |  | 45.2233 | 1
| LCA | Outside LA Basin | 1 | Monthly System Peak Day | SCE | 1-in-2 | 2027 | 14 |  |  |  | 48.8767 | 1
| LCA | Outside LA Basin | 1 | Monthly System Peak Day | SCE | 1-in-2 | 2027 | 15 |  |  |  | 47.8033 | 1
| LCA | Outside LA Basin | 1 | Monthly System Peak Day | SCE | 1-in-2 | 2027 | 16 |  |  |  | 47.0367 | 1
| LCA | Outside LA Basin | 1 | Monthly System Peak Day | SCE | 1-in-2 | 2027 | 17 |  |  |  | 47.32 | 1
| LCA | Outside LA Basin | 1 | Monthly System Peak Day | SCE | 1-in-2 | 2027 | 18 |  |  |  | 46.11 | 1
| LCA | Outside LA Basin | 1 | Monthly System Peak Day | SCE | 1-in-2 | 2027 | 19 |  |  |  | 44.34 | 1
| LCA | Outside LA Basin | 1 | Monthly System Peak Day | SCE | 1-in-2 | 2027 | 20 |  |  |  | 42.3967 | 1
| LCA | Outside LA Basin | 1 | Monthly System Peak Day | SCE | 1-in-2 | 2027 | 21 |  |  |  | 41.58 | 1
| LCA | Outside LA Basin | 1 | Monthly System Peak Day | SCE | 1-in-2 | 2027 | 22 |  |  |  | 41.57 | 1
| LCA | Outside LA Basin | 1 | Monthly System Peak Day | SCE | 1-in-2 | 2027 | 23 |  |  |  | 40.4967 | 1
| LCA | Outside LA Basin | 1 | Monthly System Peak Day | SCE | 1-in-2 | 2027 | 24 |  |  |  | 39.53 | 1
| LCA | Outside LA Basin | 2 | Average Weekday | SCE | 1-in-2 | 2027 | 1 |  |  |  | 45.8051 | 1
| LCA | Outside LA Basin | 2 | Average Weekday | SCE | 1-in-2 | 2027 | 2 |  |  |  | 44.7657 | 1
| LCA | Outside LA Basin | 2 | Average Weekday | SCE | 1-in-2 | 2027 | 3 |  |  |  | 43.8638 | 1
| LCA | Outside LA Basin | 2 | Average Weekday | SCE | 1-in-2 | 2027 | 4 |  |  |  | 43.1001 | 1
| LCA | Outside LA Basin | 2 | Average Weekday | SCE | 1-in-2 | 2027 | 5 |  |  |  | 42.0324 | 1
| LCA | Outside LA Basin | 2 | Average Weekday | SCE | 1-in-2 | 2027 | 6 |  |  |  | 41.2169 | 1
| LCA | Outside LA Basin | 2 | Average Weekday | SCE | 1-in-2 | 2027 | 7 |  |  |  | 40.7883 | 1
| LCA | Outside LA Basin | 2 | Average Weekday | SCE | 1-in-2 | 2027 | 8 |  |  |  | 40.4625 | 1
| LCA | Outside LA Basin | 2 | Average Weekday | SCE | 1-in-2 | 2027 | 9 |  |  |  | 41.828 | 1
| LCA | Outside LA Basin | 2 | Average Weekday | SCE | 1-in-2 | 2027 | 10 |  |  |  | 45.273 | 1
| LCA | Outside LA Basin | 2 | Average Weekday | SCE | 1-in-2 | 2027 | 11 |  |  |  | 49.4713 | 1
| LCA | Outside LA Basin | 2 | Average Weekday | SCE | 1-in-2 | 2027 | 12 |  |  |  | 52.8686 | 1
| LCA | Outside LA Basin | 2 | Average Weekday | SCE | 1-in-2 | 2027 | 13 |  |  |  | 55.5261 | 1
| LCA | Outside LA Basin | 2 | Average Weekday | SCE | 1-in-2 | 2027 | 14 |  |  |  | 57.4444 | 1
| LCA | Outside LA Basin | 2 | Average Weekday | SCE | 1-in-2 | 2027 | 15 |  |  |  | 58.6077 | 1
| LCA | Outside LA Basin | 2 | Average Weekday | SCE | 1-in-2 | 2027 | 16 |  |  |  | 59.1948 | 1
| LCA | Outside LA Basin | 2 | Average Weekday | SCE | 1-in-2 | 2027 | 17 |  |  |  | 59.302 | 1
| LCA | Outside LA Basin | 2 | Average Weekday | SCE | 1-in-2 | 2027 | 18 |  |  |  | 58.4631 | 1
| LCA | Outside LA Basin | 2 | Average Weekday | SCE | 1-in-2 | 2027 | 19 |  |  |  | 56.3507 | 1
| LCA | Outside LA Basin | 2 | Average Weekday | SCE | 1-in-2 | 2027 | 20 |  |  |  | 53.8282 | 1
| LCA | Outside LA Basin | 2 | Average Weekday | SCE | 1-in-2 | 2027 | 21 |  |  |  | 51.7142 | 1
| LCA | Outside LA Basin | 2 | Average Weekday | SCE | 1-in-2 | 2027 | 22 |  |  |  | 50.1008 | 1
| LCA | Outside LA Basin | 2 | Average Weekday | SCE | 1-in-2 | 2027 | 23 |  |  |  | 48.6919 | 1
| LCA | Outside LA Basin | 2 | Average Weekday | SCE | 1-in-2 | 2027 | 24 |  |  |  | 47.1528 | 1
| LCA | Outside LA Basin | 2 | Monthly System Peak Day | SCE | 1-in-2 | 2027 | 1 |  |  |  | 35.05 | 1
| LCA | Outside LA Basin | 2 | Monthly System Peak Day | SCE | 1-in-2 | 2027 | 2 |  |  |  | 34.3867 | 1
| LCA | Outside LA Basin | 2 | Monthly System Peak Day | SCE | 1-in-2 | 2027 | 3 |  |  |  | 34.5567 | 1
| LCA | Outside LA Basin | 2 | Monthly System Peak Day | SCE | 1-in-2 | 2027 | 4 |  |  |  | 34.5033 | 1
| LCA | Outside LA Basin | 2 | Monthly System Peak Day | SCE | 1-in-2 | 2027 | 5 |  |  |  | 34.02 | 1
| LCA | Outside LA Basin | 2 | Monthly System Peak Day | SCE | 1-in-2 | 2027 | 6 |  |  |  | 33.9433 | 1
| LCA | Outside LA Basin | 2 | Monthly System Peak Day | SCE | 1-in-2 | 2027 | 7 |  |  |  | 33.7267 | 1
| LCA | Outside LA Basin | 2 | Monthly System Peak Day | SCE | 1-in-2 | 2027 | 8 |  |  |  | 33.9167 | 1
| LCA | Outside LA Basin | 2 | Monthly System Peak Day | SCE | 1-in-2 | 2027 | 9 |  |  |  | 34.3967 | 1
| LCA | Outside LA Basin | 2 | Monthly System Peak Day | SCE | 1-in-2 | 2027 | 10 |  |  |  | 35.7233 | 1
| LCA | Outside LA Basin | 2 | Monthly System Peak Day | SCE | 1-in-2 | 2027 | 11 |  |  |  | 37.9567 | 1
| LCA | Outside LA Basin | 2 | Monthly System Peak Day | SCE | 1-in-2 | 2027 | 12 |  |  |  | 39.9933 | 1
| LCA | Outside LA Basin | 2 | Monthly System Peak Day | SCE | 1-in-2 | 2027 | 13 |  |  |  | 42.1833 | 1
| LCA | Outside LA Basin | 2 | Monthly System Peak Day | SCE | 1-in-2 | 2027 | 14 |  |  |  | 44.06 | 1
| LCA | Outside LA Basin | 2 | Monthly System Peak Day | SCE | 1-in-2 | 2027 | 15 |  |  |  | 45.9333 | 1
| LCA | Outside LA Basin | 2 | Monthly System Peak Day | SCE | 1-in-2 | 2027 | 16 |  |  |  | 47.18 | 1
| LCA | Outside LA Basin | 2 | Monthly System Peak Day | SCE | 1-in-2 | 2027 | 17 |  |  |  | 47.52 | 1
| LCA | Outside LA Basin | 2 | Monthly System Peak Day | SCE | 1-in-2 | 2027 | 18 |  |  |  | 47.1067 | 1
| LCA | Outside LA Basin | 2 | Monthly System Peak Day | SCE | 1-in-2 | 2027 | 19 |  |  |  | 45.2067 | 1
| LCA | Outside LA Basin | 2 | Monthly System Peak Day | SCE | 1-in-2 | 2027 | 20 |  |  |  | 43.6533 | 1
| LCA | Outside LA Basin | 2 | Monthly System Peak Day | SCE | 1-in-2 | 2027 | 21 |  |  |  | 42.0133 | 1
| LCA | Outside LA Basin | 2 | Monthly System Peak Day | SCE | 1-in-2 | 2027 | 22 |  |  |  | 40.6967 | 1
| LCA | Outside LA Basin | 2 | Monthly System Peak Day | SCE | 1-in-2 | 2027 | 23 |  |  |  | 40.0133 | 1
| LCA | Outside LA Basin | 2 | Monthly System Peak Day | SCE | 1-in-2 | 2027 | 24 |  |  |  | 39.2733 | 1
| LCA | Outside LA Basin | 3 | Average Weekday | SCE | 1-in-2 | 2027 | 1 |  |  |  | 50.5648 | 1
| LCA | Outside LA Basin | 3 | Average Weekday | SCE | 1-in-2 | 2027 | 2 |  |  |  | 49.5662 | 1
| LCA | Outside LA Basin | 3 | Average Weekday | SCE | 1-in-2 | 2027 | 3 |  |  |  | 48.4714 | 1
| LCA | Outside LA Basin | 3 | Average Weekday | SCE | 1-in-2 | 2027 | 4 |  |  |  | 47.8283 | 1
| LCA | Outside LA Basin | 3 | Average Weekday | SCE | 1-in-2 | 2027 | 5 |  |  |  | 46.9052 | 1
| LCA | Outside LA Basin | 3 | Average Weekday | SCE | 1-in-2 | 2027 | 6 |  |  |  | 46.17 | 1
| LCA | Outside LA Basin | 3 | Average Weekday | SCE | 1-in-2 | 2027 | 7 |  |  |  | 45.5217 | 1
| LCA | Outside LA Basin | 3 | Average Weekday | SCE | 1-in-2 | 2027 | 8 |  |  |  | 45.1175 | 1
| LCA | Outside LA Basin | 3 | Average Weekday | SCE | 1-in-2 | 2027 | 9 |  |  |  | 46.1368 | 1
| LCA | Outside LA Basin | 3 | Average Weekday | SCE | 1-in-2 | 2027 | 10 |  |  |  | 49.4075 | 1
| LCA | Outside LA Basin | 3 | Average Weekday | SCE | 1-in-2 | 2027 | 11 |  |  |  | 53.1608 | 1
| LCA | Outside LA Basin | 3 | Average Weekday | SCE | 1-in-2 | 2027 | 12 |  |  |  | 56.4497 | 1
| LCA | Outside LA Basin | 3 | Average Weekday | SCE | 1-in-2 | 2027 | 13 |  |  |  | 59.1687 | 1
| LCA | Outside LA Basin | 3 | Average Weekday | SCE | 1-in-2 | 2027 | 14 |  |  |  | 61.0428 | 1
| LCA | Outside LA Basin | 3 | Average Weekday | SCE | 1-in-2 | 2027 | 15 |  |  |  | 62.3557 | 1
| LCA | Outside LA Basin | 3 | Average Weekday | SCE | 1-in-2 | 2027 | 16 |  |  |  | 63.2505 | 1
| LCA | Outside LA Basin | 3 | Average Weekday | SCE | 1-in-2 | 2027 | 17 |  |  |  | 63.5652 | 1
| LCA | Outside LA Basin | 3 | Average Weekday | SCE | 1-in-2 | 2027 | 18 |  |  |  | 63.0934 | 1
| LCA | Outside LA Basin | 3 | Average Weekday | SCE | 1-in-2 | 2027 | 19 |  |  |  | 61.8806 | 1
| LCA | Outside LA Basin | 3 | Average Weekday | SCE | 1-in-2 | 2027 | 20 |  |  |  | 59.9275 | 1
| LCA | Outside LA Basin | 3 | Average Weekday | SCE | 1-in-2 | 2027 | 21 |  |  |  | 57.5472 | 1
| LCA | Outside LA Basin | 3 | Average Weekday | SCE | 1-in-2 | 2027 | 22 |  |  |  | 55.3093 | 1
| LCA | Outside LA Basin | 3 | Average Weekday | SCE | 1-in-2 | 2027 | 23 |  |  |  | 53.6298 | 1
| LCA | Outside LA Basin | 3 | Average Weekday | SCE | 1-in-2 | 2027 | 24 |  |  |  | 52.2265 | 1
| LCA | Outside LA Basin | 3 | Monthly System Peak Day | SCE | 1-in-2 | 2027 | 1 |  |  |  | 50.1467 | 1
| LCA | Outside LA Basin | 3 | Monthly System Peak Day | SCE | 1-in-2 | 2027 | 2 |  |  |  | 48.9233 | 1
| LCA | Outside LA Basin | 3 | Monthly System Peak Day | SCE | 1-in-2 | 2027 | 3 |  |  |  | 47.02 | 1
| LCA | Outside LA Basin | 3 | Monthly System Peak Day | SCE | 1-in-2 | 2027 | 4 |  |  |  | 46.39 | 1
| LCA | Outside LA Basin | 3 | Monthly System Peak Day | SCE | 1-in-2 | 2027 | 5 |  |  |  | 45.5167 | 1
| LCA | Outside LA Basin | 3 | Monthly System Peak Day | SCE | 1-in-2 | 2027 | 6 |  |  |  | 44.15 | 1
| LCA | Outside LA Basin | 3 | Monthly System Peak Day | SCE | 1-in-2 | 2027 | 7 |  |  |  | 42.9533 | 1
| LCA | Outside LA Basin | 3 | Monthly System Peak Day | SCE | 1-in-2 | 2027 | 8 |  |  |  | 42.4867 | 1
| LCA | Outside LA Basin | 3 | Monthly System Peak Day | SCE | 1-in-2 | 2027 | 9 |  |  |  | 43.23 | 1
| LCA | Outside LA Basin | 3 | Monthly System Peak Day | SCE | 1-in-2 | 2027 | 10 |  |  |  | 44.9167 | 1
| LCA | Outside LA Basin | 3 | Monthly System Peak Day | SCE | 1-in-2 | 2027 | 11 |  |  |  | 49.4633 | 1
| LCA | Outside LA Basin | 3 | Monthly System Peak Day | SCE | 1-in-2 | 2027 | 12 |  |  |  | 53.3167 | 1
| LCA | Outside LA Basin | 3 | Monthly System Peak Day | SCE | 1-in-2 | 2027 | 13 |  |  |  | 56.54 | 1
| LCA | Outside LA Basin | 3 | Monthly System Peak Day | SCE | 1-in-2 | 2027 | 14 |  |  |  | 59.1767 | 1
| LCA | Outside LA Basin | 3 | Monthly System Peak Day | SCE | 1-in-2 | 2027 | 15 |  |  |  | 61.4167 | 1
| LCA | Outside LA Basin | 3 | Monthly System Peak Day | SCE | 1-in-2 | 2027 | 16 |  |  |  | 63.2333 | 1
| LCA | Outside LA Basin | 3 | Monthly System Peak Day | SCE | 1-in-2 | 2027 | 17 |  |  |  | 64.2933 | 1
| LCA | Outside LA Basin | 3 | Monthly System Peak Day | SCE | 1-in-2 | 2027 | 18 |  |  |  | 64.4733 | 1
| LCA | Outside LA Basin | 3 | Monthly System Peak Day | SCE | 1-in-2 | 2027 | 19 |  |  |  | 63.6233 | 1
| LCA | Outside LA Basin | 3 | Monthly System Peak Day | SCE | 1-in-2 | 2027 | 20 |  |  |  | 61.6733 | 1
| LCA | Outside LA Basin | 3 | Monthly System Peak Day | SCE | 1-in-2 | 2027 | 21 |  |  |  | 58.8133 | 1
| LCA | Outside LA Basin | 3 | Monthly System Peak Day | SCE | 1-in-2 | 2027 | 22 |  |  |  | 57.0467 | 1
| LCA | Outside LA Basin | 3 | Monthly System Peak Day | SCE | 1-in-2 | 2027 | 23 |  |  |  | 54.9467 | 1
| LCA | Outside LA Basin | 3 | Monthly System Peak Day | SCE | 1-in-2 | 2027 | 24 |  |  |  | 52.9967 | 1
| LCA | Outside LA Basin | 4 | Average Weekday | SCE | 1-in-2 | 2027 | 1 |  |  |  | 55.4314 | 1
| LCA | Outside LA Basin | 4 | Average Weekday | SCE | 1-in-2 | 2027 | 2 |  |  |  | 54.0393 | 1
| LCA | Outside LA Basin | 4 | Average Weekday | SCE | 1-in-2 | 2027 | 3 |  |  |  | 53.0091 | 1
| LCA | Outside LA Basin | 4 | Average Weekday | SCE | 1-in-2 | 2027 | 4 |  |  |  | 51.8922 | 1
| LCA | Outside LA Basin | 4 | Average Weekday | SCE | 1-in-2 | 2027 | 5 |  |  |  | 50.9195 | 1
| LCA | Outside LA Basin | 4 | Average Weekday | SCE | 1-in-2 | 2027 | 6 |  |  |  | 49.939 | 1
| LCA | Outside LA Basin | 4 | Average Weekday | SCE | 1-in-2 | 2027 | 7 |  |  |  | 49.0993 | 1
| LCA | Outside LA Basin | 4 | Average Weekday | SCE | 1-in-2 | 2027 | 8 |  |  |  | 48.9968 | 1
| LCA | Outside LA Basin | 4 | Average Weekday | SCE | 1-in-2 | 2027 | 9 |  |  |  | 51.1425 | 1
| LCA | Outside LA Basin | 4 | Average Weekday | SCE | 1-in-2 | 2027 | 10 |  |  |  | 54.716 | 1
| LCA | Outside LA Basin | 4 | Average Weekday | SCE | 1-in-2 | 2027 | 11 |  |  |  | 58.5012 | 1
| LCA | Outside LA Basin | 4 | Average Weekday | SCE | 1-in-2 | 2027 | 12 |  |  |  | 61.5829 | 1
| LCA | Outside LA Basin | 4 | Average Weekday | SCE | 1-in-2 | 2027 | 13 |  |  |  | 64.4076 | 1
| LCA | Outside LA Basin | 4 | Average Weekday | SCE | 1-in-2 | 2027 | 14 |  |  |  | 66.5797 | 1
| LCA | Outside LA Basin | 4 | Average Weekday | SCE | 1-in-2 | 2027 | 15 |  |  |  | 67.984 | 1
| LCA | Outside LA Basin | 4 | Average Weekday | SCE | 1-in-2 | 2027 | 16 |  |  |  | 68.8393 | 1
| LCA | Outside LA Basin | 4 | Average Weekday | SCE | 1-in-2 | 2027 | 17 |  |  |  | 69.0253 | 1
| LCA | Outside LA Basin | 4 | Average Weekday | SCE | 1-in-2 | 2027 | 18 |  |  |  | 68.4056 | 1
| LCA | Outside LA Basin | 4 | Average Weekday | SCE | 1-in-2 | 2027 | 19 |  |  |  | 67.0783 | 1
| LCA | Outside LA Basin | 4 | Average Weekday | SCE | 1-in-2 | 2027 | 20 |  |  |  | 64.7131 | 1
| LCA | Outside LA Basin | 4 | Average Weekday | SCE | 1-in-2 | 2027 | 21 |  |  |  | 61.7427 | 1
| LCA | Outside LA Basin | 4 | Average Weekday | SCE | 1-in-2 | 2027 | 22 |  |  |  | 59.3168 | 1
| LCA | Outside LA Basin | 4 | Average Weekday | SCE | 1-in-2 | 2027 | 23 |  |  |  | 57.5233 | 1
| LCA | Outside LA Basin | 4 | Average Weekday | SCE | 1-in-2 | 2027 | 24 |  |  |  | 56.0273 | 1
| LCA | Outside LA Basin | 4 | Monthly System Peak Day | SCE | 1-in-2 | 2027 | 1 |  |  |  | 61.64 | 1
| LCA | Outside LA Basin | 4 | Monthly System Peak Day | SCE | 1-in-2 | 2027 | 2 |  |  |  | 59.72 | 1
| LCA | Outside LA Basin | 4 | Monthly System Peak Day | SCE | 1-in-2 | 2027 | 3 |  |  |  | 57.7433 | 1
| LCA | Outside LA Basin | 4 | Monthly System Peak Day | SCE | 1-in-2 | 2027 | 4 |  |  |  | 57.3967 | 1
| LCA | Outside LA Basin | 4 | Monthly System Peak Day | SCE | 1-in-2 | 2027 | 5 |  |  |  | 55.9733 | 1
| LCA | Outside LA Basin | 4 | Monthly System Peak Day | SCE | 1-in-2 | 2027 | 6 |  |  |  | 54.13 | 1
| LCA | Outside LA Basin | 4 | Monthly System Peak Day | SCE | 1-in-2 | 2027 | 7 |  |  |  | 53.4 | 1
| LCA | Outside LA Basin | 4 | Monthly System Peak Day | SCE | 1-in-2 | 2027 | 8 |  |  |  | 53.7033 | 1
| LCA | Outside LA Basin | 4 | Monthly System Peak Day | SCE | 1-in-2 | 2027 | 9 |  |  |  | 55.19 | 1
| LCA | Outside LA Basin | 4 | Monthly System Peak Day | SCE | 1-in-2 | 2027 | 10 |  |  |  | 58.9167 | 1
| LCA | Outside LA Basin | 4 | Monthly System Peak Day | SCE | 1-in-2 | 2027 | 11 |  |  |  | 64.7733 | 1
| LCA | Outside LA Basin | 4 | Monthly System Peak Day | SCE | 1-in-2 | 2027 | 12 |  |  |  | 70.5833 | 1
| LCA | Outside LA Basin | 4 | Monthly System Peak Day | SCE | 1-in-2 | 2027 | 13 |  |  |  | 75.6933 | 1
| LCA | Outside LA Basin | 4 | Monthly System Peak Day | SCE | 1-in-2 | 2027 | 14 |  |  |  | 79.3667 | 1
| LCA | Outside LA Basin | 4 | Monthly System Peak Day | SCE | 1-in-2 | 2027 | 15 |  |  |  | 80.9 | 1
| LCA | Outside LA Basin | 4 | Monthly System Peak Day | SCE | 1-in-2 | 2027 | 16 |  |  |  | 82.1667 | 1
| LCA | Outside LA Basin | 4 | Monthly System Peak Day | SCE | 1-in-2 | 2027 | 17 |  |  |  | 82.2333 | 1
| LCA | Outside LA Basin | 4 | Monthly System Peak Day | SCE | 1-in-2 | 2027 | 18 |  |  |  | 81.6 | 1
| LCA | Outside LA Basin | 4 | Monthly System Peak Day | SCE | 1-in-2 | 2027 | 19 |  |  |  | 80.5667 | 1
| LCA | Outside LA Basin | 4 | Monthly System Peak Day | SCE | 1-in-2 | 2027 | 20 |  |  |  | 78.5333 | 1
| LCA | Outside LA Basin | 4 | Monthly System Peak Day | SCE | 1-in-2 | 2027 | 21 |  |  |  | 75.2 | 1
| LCA | Outside LA Basin | 4 | Monthly System Peak Day | SCE | 1-in-2 | 2027 | 22 |  |  |  | 72.4667 | 1
| LCA | Outside LA Basin | 4 | Monthly System Peak Day | SCE | 1-in-2 | 2027 | 23 |  |  |  | 71.2 | 1
| LCA | Outside LA Basin | 4 | Monthly System Peak Day | SCE | 1-in-2 | 2027 | 24 |  |  |  | 69.2467 | 1
| LCA | Outside LA Basin | 5 | Average Weekday | SCE | 1-in-2 | 2027 | 1 |  |  |  | 62.137 | 1
| LCA | Outside LA Basin | 5 | Average Weekday | SCE | 1-in-2 | 2027 | 2 |  |  |  | 60.8508 | 1
| LCA | Outside LA Basin | 5 | Average Weekday | SCE | 1-in-2 | 2027 | 3 |  |  |  | 59.6166 | 1
| LCA | Outside LA Basin | 5 | Average Weekday | SCE | 1-in-2 | 2027 | 4 |  |  |  | 58.5375 | 1
| LCA | Outside LA Basin | 5 | Average Weekday | SCE | 1-in-2 | 2027 | 5 |  |  |  | 57.4615 | 1
| LCA | Outside LA Basin | 5 | Average Weekday | SCE | 1-in-2 | 2027 | 6 |  |  |  | 56.6158 | 1
| LCA | Outside LA Basin | 5 | Average Weekday | SCE | 1-in-2 | 2027 | 7 |  |  |  | 55.73 | 1
| LCA | Outside LA Basin | 5 | Average Weekday | SCE | 1-in-2 | 2027 | 8 |  |  |  | 56.6615 | 1
| LCA | Outside LA Basin | 5 | Average Weekday | SCE | 1-in-2 | 2027 | 9 |  |  |  | 59.8644 | 1
| LCA | Outside LA Basin | 5 | Average Weekday | SCE | 1-in-2 | 2027 | 10 |  |  |  | 63.6587 | 1
| LCA | Outside LA Basin | 5 | Average Weekday | SCE | 1-in-2 | 2027 | 11 |  |  |  | 67.2326 | 1
| LCA | Outside LA Basin | 5 | Average Weekday | SCE | 1-in-2 | 2027 | 12 |  |  |  | 70.5618 | 1
| LCA | Outside LA Basin | 5 | Average Weekday | SCE | 1-in-2 | 2027 | 13 |  |  |  | 73.2877 | 1
| LCA | Outside LA Basin | 5 | Average Weekday | SCE | 1-in-2 | 2027 | 14 |  |  |  | 75.0811 | 1
| LCA | Outside LA Basin | 5 | Average Weekday | SCE | 1-in-2 | 2027 | 15 |  |  |  | 76.3295 | 1
| LCA | Outside LA Basin | 5 | Average Weekday | SCE | 1-in-2 | 2027 | 16 |  |  |  | 77.0623 | 1
| LCA | Outside LA Basin | 5 | Average Weekday | SCE | 1-in-2 | 2027 | 17 |  |  |  | 77.2838 | 1
| LCA | Outside LA Basin | 5 | Average Weekday | SCE | 1-in-2 | 2027 | 18 |  |  |  | 76.6675 | 1
| LCA | Outside LA Basin | 5 | Average Weekday | SCE | 1-in-2 | 2027 | 19 |  |  |  | 75.2703 | 1
| LCA | Outside LA Basin | 5 | Average Weekday | SCE | 1-in-2 | 2027 | 20 |  |  |  | 72.9802 | 1
| LCA | Outside LA Basin | 5 | Average Weekday | SCE | 1-in-2 | 2027 | 21 |  |  |  | 69.5905 | 1
| LCA | Outside LA Basin | 5 | Average Weekday | SCE | 1-in-2 | 2027 | 22 |  |  |  | 66.5993 | 1
| LCA | Outside LA Basin | 5 | Average Weekday | SCE | 1-in-2 | 2027 | 23 |  |  |  | 64.7036 | 1
| LCA | Outside LA Basin | 5 | Average Weekday | SCE | 1-in-2 | 2027 | 24 |  |  |  | 63.0014 | 1
| LCA | Outside LA Basin | 5 | Monthly System Peak Day | SCE | 1-in-2 | 2027 | 1 |  |  |  | 67.2867 | 1
| LCA | Outside LA Basin | 5 | Monthly System Peak Day | SCE | 1-in-2 | 2027 | 2 |  |  |  | 65.1267 | 1
| LCA | Outside LA Basin | 5 | Monthly System Peak Day | SCE | 1-in-2 | 2027 | 3 |  |  |  | 64.1067 | 1
| LCA | Outside LA Basin | 5 | Monthly System Peak Day | SCE | 1-in-2 | 2027 | 4 |  |  |  | 62.5933 | 1
| LCA | Outside LA Basin | 5 | Monthly System Peak Day | SCE | 1-in-2 | 2027 | 5 |  |  |  | 60.6067 | 1
| LCA | Outside LA Basin | 5 | Monthly System Peak Day | SCE | 1-in-2 | 2027 | 6 |  |  |  | 60.18 | 1
| LCA | Outside LA Basin | 5 | Monthly System Peak Day | SCE | 1-in-2 | 2027 | 7 |  |  |  | 59.8233 | 1
| LCA | Outside LA Basin | 5 | Monthly System Peak Day | SCE | 1-in-2 | 2027 | 8 |  |  |  | 59.8433 | 1
| LCA | Outside LA Basin | 5 | Monthly System Peak Day | SCE | 1-in-2 | 2027 | 9 |  |  |  | 60.9633 | 1
| LCA | Outside LA Basin | 5 | Monthly System Peak Day | SCE | 1-in-2 | 2027 | 10 |  |  |  | 66.41 | 1
| LCA | Outside LA Basin | 5 | Monthly System Peak Day | SCE | 1-in-2 | 2027 | 11 |  |  |  | 71.1333 | 1
| LCA | Outside LA Basin | 5 | Monthly System Peak Day | SCE | 1-in-2 | 2027 | 12 |  |  |  | 75.33 | 1
| LCA | Outside LA Basin | 5 | Monthly System Peak Day | SCE | 1-in-2 | 2027 | 13 |  |  |  | 79.1 | 1
| LCA | Outside LA Basin | 5 | Monthly System Peak Day | SCE | 1-in-2 | 2027 | 14 |  |  |  | 81.1667 | 1
| LCA | Outside LA Basin | 5 | Monthly System Peak Day | SCE | 1-in-2 | 2027 | 15 |  |  |  | 83.1333 | 1
| LCA | Outside LA Basin | 5 | Monthly System Peak Day | SCE | 1-in-2 | 2027 | 16 |  |  |  | 85.4 | 1
| LCA | Outside LA Basin | 5 | Monthly System Peak Day | SCE | 1-in-2 | 2027 | 17 |  |  |  | 86.3667 | 1
| LCA | Outside LA Basin | 5 | Monthly System Peak Day | SCE | 1-in-2 | 2027 | 18 |  |  |  | 86.4 | 1
| LCA | Outside LA Basin | 5 | Monthly System Peak Day | SCE | 1-in-2 | 2027 | 19 |  |  |  | 85.9667 | 1
| LCA | Outside LA Basin | 5 | Monthly System Peak Day | SCE | 1-in-2 | 2027 | 20 |  |  |  | 83.2333 | 1
| LCA | Outside LA Basin | 5 | Monthly System Peak Day | SCE | 1-in-2 | 2027 | 21 |  |  |  | 78.9 | 1
| LCA | Outside LA Basin | 5 | Monthly System Peak Day | SCE | 1-in-2 | 2027 | 22 |  |  |  | 75.6667 | 1
| LCA | Outside LA Basin | 5 | Monthly System Peak Day | SCE | 1-in-2 | 2027 | 23 |  |  |  | 72.9667 | 1
| LCA | Outside LA Basin | 5 | Monthly System Peak Day | SCE | 1-in-2 | 2027 | 24 |  |  |  | 70.35 | 1
| LCA | Outside LA Basin | 6 | Average Weekday | SCE | 1-in-2 | 2027 | 1 |  |  |  | 70.2183 | 1
| LCA | Outside LA Basin | 6 | Average Weekday | SCE | 1-in-2 | 2027 | 2 |  |  |  | 68.7472 | 1
| LCA | Outside LA Basin | 6 | Average Weekday | SCE | 1-in-2 | 2027 | 3 |  |  |  | 67.542 | 1
| LCA | Outside LA Basin | 6 | Average Weekday | SCE | 1-in-2 | 2027 | 4 |  |  |  | 66.3818 | 1
| LCA | Outside LA Basin | 6 | Average Weekday | SCE | 1-in-2 | 2027 | 5 |  |  |  | 65.3338 | 1
| LCA | Outside LA Basin | 6 | Average Weekday | SCE | 1-in-2 | 2027 | 6 |  |  |  | 64.0672 | 1
| LCA | Outside LA Basin | 6 | Average Weekday | SCE | 1-in-2 | 2027 | 7 |  |  |  | 63.101 | 1
| LCA | Outside LA Basin | 6 | Average Weekday | SCE | 1-in-2 | 2027 | 8 |  |  |  | 64.2057 | 1
| LCA | Outside LA Basin | 6 | Average Weekday | SCE | 1-in-2 | 2027 | 9 |  |  |  | 67.7967 | 1
| LCA | Outside LA Basin | 6 | Average Weekday | SCE | 1-in-2 | 2027 | 10 |  |  |  | 72.0773 | 1
| LCA | Outside LA Basin | 6 | Average Weekday | SCE | 1-in-2 | 2027 | 11 |  |  |  | 76.7247 | 1
| LCA | Outside LA Basin | 6 | Average Weekday | SCE | 1-in-2 | 2027 | 12 |  |  |  | 80.4514 | 1
| LCA | Outside LA Basin | 6 | Average Weekday | SCE | 1-in-2 | 2027 | 13 |  |  |  | 83.3777 | 1
| LCA | Outside LA Basin | 6 | Average Weekday | SCE | 1-in-2 | 2027 | 14 |  |  |  | 85.5483 | 1
| LCA | Outside LA Basin | 6 | Average Weekday | SCE | 1-in-2 | 2027 | 15 |  |  |  | 86.8952 | 1
| LCA | Outside LA Basin | 6 | Average Weekday | SCE | 1-in-2 | 2027 | 16 |  |  |  | 87.5875 | 1
| LCA | Outside LA Basin | 6 | Average Weekday | SCE | 1-in-2 | 2027 | 17 |  |  |  | 87.5021 | 1
| LCA | Outside LA Basin | 6 | Average Weekday | SCE | 1-in-2 | 2027 | 18 |  |  |  | 86.6587 | 1
| LCA | Outside LA Basin | 6 | Average Weekday | SCE | 1-in-2 | 2027 | 19 |  |  |  | 85.162 | 1
| LCA | Outside LA Basin | 6 | Average Weekday | SCE | 1-in-2 | 2027 | 20 |  |  |  | 82.9063 | 1
| LCA | Outside LA Basin | 6 | Average Weekday | SCE | 1-in-2 | 2027 | 21 |  |  |  | 79.8354 | 1
| LCA | Outside LA Basin | 6 | Average Weekday | SCE | 1-in-2 | 2027 | 22 |  |  |  | 76.4285 | 1
| LCA | Outside LA Basin | 6 | Average Weekday | SCE | 1-in-2 | 2027 | 23 |  |  |  | 73.9694 | 1
| LCA | Outside LA Basin | 6 | Average Weekday | SCE | 1-in-2 | 2027 | 24 |  |  |  | 72.0462 | 1
| LCA | Outside LA Basin | 6 | Monthly System Peak Day | SCE | 1-in-2 | 2027 | 1 |  |  |  | 76.7667 | 1
| LCA | Outside LA Basin | 6 | Monthly System Peak Day | SCE | 1-in-2 | 2027 | 2 |  |  |  | 74.9667 | 1
| LCA | Outside LA Basin | 6 | Monthly System Peak Day | SCE | 1-in-2 | 2027 | 3 |  |  |  | 73.8667 | 1
| LCA | Outside LA Basin | 6 | Monthly System Peak Day | SCE | 1-in-2 | 2027 | 4 |  |  |  | 72.4433 | 1
| LCA | Outside LA Basin | 6 | Monthly System Peak Day | SCE | 1-in-2 | 2027 | 5 |  |  |  | 71.44 | 1
| LCA | Outside LA Basin | 6 | Monthly System Peak Day | SCE | 1-in-2 | 2027 | 6 |  |  |  | 70.69 | 1
| LCA | Outside LA Basin | 6 | Monthly System Peak Day | SCE | 1-in-2 | 2027 | 7 |  |  |  | 70.0833 | 1
| LCA | Outside LA Basin | 6 | Monthly System Peak Day | SCE | 1-in-2 | 2027 | 8 |  |  |  | 71.6933 | 1
| LCA | Outside LA Basin | 6 | Monthly System Peak Day | SCE | 1-in-2 | 2027 | 9 |  |  |  | 75.2333 | 1
| LCA | Outside LA Basin | 6 | Monthly System Peak Day | SCE | 1-in-2 | 2027 | 10 |  |  |  | 81.1 | 1
| LCA | Outside LA Basin | 6 | Monthly System Peak Day | SCE | 1-in-2 | 2027 | 11 |  |  |  | 84.2667 | 1
| LCA | Outside LA Basin | 6 | Monthly System Peak Day | SCE | 1-in-2 | 2027 | 12 |  |  |  | 86.2667 | 1
| LCA | Outside LA Basin | 6 | Monthly System Peak Day | SCE | 1-in-2 | 2027 | 13 |  |  |  | 87.7 | 1
| LCA | Outside LA Basin | 6 | Monthly System Peak Day | SCE | 1-in-2 | 2027 | 14 |  |  |  | 89.6 | 1
| LCA | Outside LA Basin | 6 | Monthly System Peak Day | SCE | 1-in-2 | 2027 | 15 |  |  |  | 89.9667 | 1
| LCA | Outside LA Basin | 6 | Monthly System Peak Day | SCE | 1-in-2 | 2027 | 16 |  |  |  | 89.7 | 1
| LCA | Outside LA Basin | 6 | Monthly System Peak Day | SCE | 1-in-2 | 2027 | 17 |  |  |  | 89.5333 | 1
| LCA | Outside LA Basin | 6 | Monthly System Peak Day | SCE | 1-in-2 | 2027 | 18 |  |  |  | 89.3667 | 1
| LCA | Outside LA Basin | 6 | Monthly System Peak Day | SCE | 1-in-2 | 2027 | 19 |  |  |  | 87.7333 | 1
| LCA | Outside LA Basin | 6 | Monthly System Peak Day | SCE | 1-in-2 | 2027 | 20 |  |  |  | 85.9333 | 1
| LCA | Outside LA Basin | 6 | Monthly System Peak Day | SCE | 1-in-2 | 2027 | 21 |  |  |  | 84.1 | 1
| LCA | Outside LA Basin | 6 | Monthly System Peak Day | SCE | 1-in-2 | 2027 | 22 |  |  |  | 82.1333 | 1
| LCA | Outside LA Basin | 6 | Monthly System Peak Day | SCE | 1-in-2 | 2027 | 23 |  |  |  | 79.5 | 1
| LCA | Outside LA Basin | 6 | Monthly System Peak Day | SCE | 1-in-2 | 2027 | 24 |  |  |  | 76.3667 | 1
| LCA | Outside LA Basin | 7 | Average Weekday | SCE | 1-in-2 | 2027 | 1 |  |  |  | 76.1269 | 1
| LCA | Outside LA Basin | 7 | Average Weekday | SCE | 1-in-2 | 2027 | 2 |  |  |  | 74.7718 | 1
| LCA | Outside LA Basin | 7 | Average Weekday | SCE | 1-in-2 | 2027 | 3 |  |  |  | 73.6633 | 1
| LCA | Outside LA Basin | 7 | Average Weekday | SCE | 1-in-2 | 2027 | 4 |  |  |  | 72.7788 | 1
| LCA | Outside LA Basin | 7 | Average Weekday | SCE | 1-in-2 | 2027 | 5 |  |  |  | 71.9272 | 1
| LCA | Outside LA Basin | 7 | Average Weekday | SCE | 1-in-2 | 2027 | 6 |  |  |  | 71.0136 | 1
| LCA | Outside LA Basin | 7 | Average Weekday | SCE | 1-in-2 | 2027 | 7 |  |  |  | 70.1683 | 1
| LCA | Outside LA Basin | 7 | Average Weekday | SCE | 1-in-2 | 2027 | 8 |  |  |  | 70.9198 | 1
| LCA | Outside LA Basin | 7 | Average Weekday | SCE | 1-in-2 | 2027 | 9 |  |  |  | 73.749 | 1
| LCA | Outside LA Basin | 7 | Average Weekday | SCE | 1-in-2 | 2027 | 10 |  |  |  | 77.6918 | 1
| LCA | Outside LA Basin | 7 | Average Weekday | SCE | 1-in-2 | 2027 | 11 |  |  |  | 81.8348 | 1
| LCA | Outside LA Basin | 7 | Average Weekday | SCE | 1-in-2 | 2027 | 12 |  |  |  | 85.2925 | 1
| LCA | Outside LA Basin | 7 | Average Weekday | SCE | 1-in-2 | 2027 | 13 |  |  |  | 88.0809 | 1
| LCA | Outside LA Basin | 7 | Average Weekday | SCE | 1-in-2 | 2027 | 14 |  |  |  | 90.2105 | 1
| LCA | Outside LA Basin | 7 | Average Weekday | SCE | 1-in-2 | 2027 | 15 |  |  |  | 91.2661 | 1
| LCA | Outside LA Basin | 7 | Average Weekday | SCE | 1-in-2 | 2027 | 16 |  |  |  | 91.6621 | 1
| LCA | Outside LA Basin | 7 | Average Weekday | SCE | 1-in-2 | 2027 | 17 |  |  |  | 91.5378 | 1
| LCA | Outside LA Basin | 7 | Average Weekday | SCE | 1-in-2 | 2027 | 18 |  |  |  | 90.7038 | 1
| LCA | Outside LA Basin | 7 | Average Weekday | SCE | 1-in-2 | 2027 | 19 |  |  |  | 89.0329 | 1
| LCA | Outside LA Basin | 7 | Average Weekday | SCE | 1-in-2 | 2027 | 20 |  |  |  | 86.7904 | 1
| LCA | Outside LA Basin | 7 | Average Weekday | SCE | 1-in-2 | 2027 | 21 |  |  |  | 84.0876 | 1
| LCA | Outside LA Basin | 7 | Average Weekday | SCE | 1-in-2 | 2027 | 22 |  |  |  | 81.1442 | 1
| LCA | Outside LA Basin | 7 | Average Weekday | SCE | 1-in-2 | 2027 | 23 |  |  |  | 79.1546 | 1
| LCA | Outside LA Basin | 7 | Average Weekday | SCE | 1-in-2 | 2027 | 24 |  |  |  | 77.4913 | 1
| LCA | Outside LA Basin | 7 | Monthly System Peak Day | SCE | 1-in-2 | 2027 | 1 |  |  |  | 83.1 | 1
| LCA | Outside LA Basin | 7 | Monthly System Peak Day | SCE | 1-in-2 | 2027 | 2 |  |  |  | 81.8667 | 1
| LCA | Outside LA Basin | 7 | Monthly System Peak Day | SCE | 1-in-2 | 2027 | 3 |  |  |  | 80.3667 | 1
| LCA | Outside LA Basin | 7 | Monthly System Peak Day | SCE | 1-in-2 | 2027 | 4 |  |  |  | 78.5 | 1
| LCA | Outside LA Basin | 7 | Monthly System Peak Day | SCE | 1-in-2 | 2027 | 5 |  |  |  | 78.0333 | 1
| LCA | Outside LA Basin | 7 | Monthly System Peak Day | SCE | 1-in-2 | 2027 | 6 |  |  |  | 76.5833 | 1
| LCA | Outside LA Basin | 7 | Monthly System Peak Day | SCE | 1-in-2 | 2027 | 7 |  |  |  | 76.6933 | 1
| LCA | Outside LA Basin | 7 | Monthly System Peak Day | SCE | 1-in-2 | 2027 | 8 |  |  |  | 77.1933 | 1
| LCA | Outside LA Basin | 7 | Monthly System Peak Day | SCE | 1-in-2 | 2027 | 9 |  |  |  | 78.5 | 1
| LCA | Outside LA Basin | 7 | Monthly System Peak Day | SCE | 1-in-2 | 2027 | 10 |  |  |  | 84.4 | 1
| LCA | Outside LA Basin | 7 | Monthly System Peak Day | SCE | 1-in-2 | 2027 | 11 |  |  |  | 88.5333 | 1
| LCA | Outside LA Basin | 7 | Monthly System Peak Day | SCE | 1-in-2 | 2027 | 12 |  |  |  | 91.3333 | 1
| LCA | Outside LA Basin | 7 | Monthly System Peak Day | SCE | 1-in-2 | 2027 | 13 |  |  |  | 93.8667 | 1
| LCA | Outside LA Basin | 7 | Monthly System Peak Day | SCE | 1-in-2 | 2027 | 14 |  |  |  | 96.5667 | 1
| LCA | Outside LA Basin | 7 | Monthly System Peak Day | SCE | 1-in-2 | 2027 | 15 |  |  |  | 97.3667 | 1
| LCA | Outside LA Basin | 7 | Monthly System Peak Day | SCE | 1-in-2 | 2027 | 16 |  |  |  | 97.4667 | 1
| LCA | Outside LA Basin | 7 | Monthly System Peak Day | SCE | 1-in-2 | 2027 | 17 |  |  |  | 97.7 | 1
| LCA | Outside LA Basin | 7 | Monthly System Peak Day | SCE | 1-in-2 | 2027 | 18 |  |  |  | 96.6333 | 1
| LCA | Outside LA Basin | 7 | Monthly System Peak Day | SCE | 1-in-2 | 2027 | 19 |  |  |  | 95.6 | 1
| LCA | Outside LA Basin | 7 | Monthly System Peak Day | SCE | 1-in-2 | 2027 | 20 |  |  |  | 93.7 | 1
| LCA | Outside LA Basin | 7 | Monthly System Peak Day | SCE | 1-in-2 | 2027 | 21 |  |  |  | 91.2 | 1
| LCA | Outside LA Basin | 7 | Monthly System Peak Day | SCE | 1-in-2 | 2027 | 22 |  |  |  | 88.6667 | 1
| LCA | Outside LA Basin | 7 | Monthly System Peak Day | SCE | 1-in-2 | 2027 | 23 |  |  |  | 87.2333 | 1
| LCA | Outside LA Basin | 7 | Monthly System Peak Day | SCE | 1-in-2 | 2027 | 24 |  |  |  | 85.4333 | 1
| LCA | Outside LA Basin | 8 | Average Weekday | SCE | 1-in-2 | 2027 | 1 |  |  |  | 75.7472 | 1
| LCA | Outside LA Basin | 8 | Average Weekday | SCE | 1-in-2 | 2027 | 2 |  |  |  | 74.2555 | 1
| LCA | Outside LA Basin | 8 | Average Weekday | SCE | 1-in-2 | 2027 | 3 |  |  |  | 73.0105 | 1
| LCA | Outside LA Basin | 8 | Average Weekday | SCE | 1-in-2 | 2027 | 4 |  |  |  | 72.0766 | 1
| LCA | Outside LA Basin | 8 | Average Weekday | SCE | 1-in-2 | 2027 | 5 |  |  |  | 70.8588 | 1
| LCA | Outside LA Basin | 8 | Average Weekday | SCE | 1-in-2 | 2027 | 6 |  |  |  | 69.7494 | 1
| LCA | Outside LA Basin | 8 | Average Weekday | SCE | 1-in-2 | 2027 | 7 |  |  |  | 68.9219 | 1
| LCA | Outside LA Basin | 8 | Average Weekday | SCE | 1-in-2 | 2027 | 8 |  |  |  | 68.7296 | 1
| LCA | Outside LA Basin | 8 | Average Weekday | SCE | 1-in-2 | 2027 | 9 |  |  |  | 71.4096 | 1
| LCA | Outside LA Basin | 8 | Average Weekday | SCE | 1-in-2 | 2027 | 10 |  |  |  | 75.4677 | 1
| LCA | Outside LA Basin | 8 | Average Weekday | SCE | 1-in-2 | 2027 | 11 |  |  |  | 80.3291 | 1
| LCA | Outside LA Basin | 8 | Average Weekday | SCE | 1-in-2 | 2027 | 12 |  |  |  | 84.3566 | 1
| LCA | Outside LA Basin | 8 | Average Weekday | SCE | 1-in-2 | 2027 | 13 |  |  |  | 87.425 | 1
| LCA | Outside LA Basin | 8 | Average Weekday | SCE | 1-in-2 | 2027 | 14 |  |  |  | 89.5426 | 1
| LCA | Outside LA Basin | 8 | Average Weekday | SCE | 1-in-2 | 2027 | 15 |  |  |  | 90.8609 | 1
| LCA | Outside LA Basin | 8 | Average Weekday | SCE | 1-in-2 | 2027 | 16 |  |  |  | 91.4819 | 1
| LCA | Outside LA Basin | 8 | Average Weekday | SCE | 1-in-2 | 2027 | 17 |  |  |  | 91.2461 | 1
| LCA | Outside LA Basin | 8 | Average Weekday | SCE | 1-in-2 | 2027 | 18 |  |  |  | 90.6423 | 1
| LCA | Outside LA Basin | 8 | Average Weekday | SCE | 1-in-2 | 2027 | 19 |  |  |  | 89.2134 | 1
| LCA | Outside LA Basin | 8 | Average Weekday | SCE | 1-in-2 | 2027 | 20 |  |  |  | 86.9542 | 1
| LCA | Outside LA Basin | 8 | Average Weekday | SCE | 1-in-2 | 2027 | 21 |  |  |  | 83.7909 | 1
| LCA | Outside LA Basin | 8 | Average Weekday | SCE | 1-in-2 | 2027 | 22 |  |  |  | 81.008 | 1
| LCA | Outside LA Basin | 8 | Average Weekday | SCE | 1-in-2 | 2027 | 23 |  |  |  | 79.0446 | 1
| LCA | Outside LA Basin | 8 | Average Weekday | SCE | 1-in-2 | 2027 | 24 |  |  |  | 77.3034 | 1
| LCA | Outside LA Basin | 8 | Monthly System Peak Day | SCE | 1-in-2 | 2027 | 1 |  |  |  | 83.1333 | 1
| LCA | Outside LA Basin | 8 | Monthly System Peak Day | SCE | 1-in-2 | 2027 | 2 |  |  |  | 81.4 | 1
| LCA | Outside LA Basin | 8 | Monthly System Peak Day | SCE | 1-in-2 | 2027 | 3 |  |  |  | 79.9333 | 1
| LCA | Outside LA Basin | 8 | Monthly System Peak Day | SCE | 1-in-2 | 2027 | 4 |  |  |  | 79.5333 | 1
| LCA | Outside LA Basin | 8 | Monthly System Peak Day | SCE | 1-in-2 | 2027 | 5 |  |  |  | 78.1 | 1
| LCA | Outside LA Basin | 8 | Monthly System Peak Day | SCE | 1-in-2 | 2027 | 6 |  |  |  | 76.7333 | 1
| LCA | Outside LA Basin | 8 | Monthly System Peak Day | SCE | 1-in-2 | 2027 | 7 |  |  |  | 76.2 | 1
| LCA | Outside LA Basin | 8 | Monthly System Peak Day | SCE | 1-in-2 | 2027 | 8 |  |  |  | 75.7 | 1
| LCA | Outside LA Basin | 8 | Monthly System Peak Day | SCE | 1-in-2 | 2027 | 9 |  |  |  | 77.5667 | 1
| LCA | Outside LA Basin | 8 | Monthly System Peak Day | SCE | 1-in-2 | 2027 | 10 |  |  |  | 81.4 | 1
| LCA | Outside LA Basin | 8 | Monthly System Peak Day | SCE | 1-in-2 | 2027 | 11 |  |  |  | 87.1 | 1
| LCA | Outside LA Basin | 8 | Monthly System Peak Day | SCE | 1-in-2 | 2027 | 12 |  |  |  | 90.1667 | 1
| LCA | Outside LA Basin | 8 | Monthly System Peak Day | SCE | 1-in-2 | 2027 | 13 |  |  |  | 92.1667 | 1
| LCA | Outside LA Basin | 8 | Monthly System Peak Day | SCE | 1-in-2 | 2027 | 14 |  |  |  | 94 | 1
| LCA | Outside LA Basin | 8 | Monthly System Peak Day | SCE | 1-in-2 | 2027 | 15 |  |  |  | 93.7 | 1
| LCA | Outside LA Basin | 8 | Monthly System Peak Day | SCE | 1-in-2 | 2027 | 16 |  |  |  | 92.6667 | 1
| LCA | Outside LA Basin | 8 | Monthly System Peak Day | SCE | 1-in-2 | 2027 | 17 |  |  |  | 90.6667 | 1
| LCA | Outside LA Basin | 8 | Monthly System Peak Day | SCE | 1-in-2 | 2027 | 18 |  |  |  | 92.6 | 1
| LCA | Outside LA Basin | 8 | Monthly System Peak Day | SCE | 1-in-2 | 2027 | 19 |  |  |  | 91.9 | 1
| LCA | Outside LA Basin | 8 | Monthly System Peak Day | SCE | 1-in-2 | 2027 | 20 |  |  |  | 89.5333 | 1
| LCA | Outside LA Basin | 8 | Monthly System Peak Day | SCE | 1-in-2 | 2027 | 21 |  |  |  | 87.2 | 1
| LCA | Outside LA Basin | 8 | Monthly System Peak Day | SCE | 1-in-2 | 2027 | 22 |  |  |  | 84.9667 | 1
| LCA | Outside LA Basin | 8 | Monthly System Peak Day | SCE | 1-in-2 | 2027 | 23 |  |  |  | 82.8333 | 1
| LCA | Outside LA Basin | 8 | Monthly System Peak Day | SCE | 1-in-2 | 2027 | 24 |  |  |  | 81.4667 | 1
| LCA | Outside LA Basin | 8 | Typical Event Day | SCE | 1-in-2 | 2027 | 1 |  |  |  | 80.3083 | 1
| LCA | Outside LA Basin | 8 | Typical Event Day | SCE | 1-in-2 | 2027 | 2 |  |  |  | 78.9 | 1
| LCA | Outside LA Basin | 8 | Typical Event Day | SCE | 1-in-2 | 2027 | 3 |  |  |  | 77.2833 | 1
| LCA | Outside LA Basin | 8 | Typical Event Day | SCE | 1-in-2 | 2027 | 4 |  |  |  | 75.9275 | 1
| LCA | Outside LA Basin | 8 | Typical Event Day | SCE | 1-in-2 | 2027 | 5 |  |  |  | 74.89 | 1
| LCA | Outside LA Basin | 8 | Typical Event Day | SCE | 1-in-2 | 2027 | 6 |  |  |  | 73.7808 | 1
| LCA | Outside LA Basin | 8 | Typical Event Day | SCE | 1-in-2 | 2027 | 7 |  |  |  | 73.0825 | 1
| LCA | Outside LA Basin | 8 | Typical Event Day | SCE | 1-in-2 | 2027 | 8 |  |  |  | 73.47 | 1
| LCA | Outside LA Basin | 8 | Typical Event Day | SCE | 1-in-2 | 2027 | 9 |  |  |  | 75.835 | 1
| LCA | Outside LA Basin | 8 | Typical Event Day | SCE | 1-in-2 | 2027 | 10 |  |  |  | 80.3833 | 1
| LCA | Outside LA Basin | 8 | Typical Event Day | SCE | 1-in-2 | 2027 | 11 |  |  |  | 84.875 | 1
| LCA | Outside LA Basin | 8 | Typical Event Day | SCE | 1-in-2 | 2027 | 12 |  |  |  | 88.05 | 1
| LCA | Outside LA Basin | 8 | Typical Event Day | SCE | 1-in-2 | 2027 | 13 |  |  |  | 90.55 | 1
| LCA | Outside LA Basin | 8 | Typical Event Day | SCE | 1-in-2 | 2027 | 14 |  |  |  | 92.8417 | 1
| LCA | Outside LA Basin | 8 | Typical Event Day | SCE | 1-in-2 | 2027 | 15 |  |  |  | 93.3917 | 1
| LCA | Outside LA Basin | 8 | Typical Event Day | SCE | 1-in-2 | 2027 | 16 |  |  |  | 93.25 | 1
| LCA | Outside LA Basin | 8 | Typical Event Day | SCE | 1-in-2 | 2027 | 17 |  |  |  | 92.6167 | 1
| LCA | Outside LA Basin | 8 | Typical Event Day | SCE | 1-in-2 | 2027 | 18 |  |  |  | 92.8833 | 1
| LCA | Outside LA Basin | 8 | Typical Event Day | SCE | 1-in-2 | 2027 | 19 |  |  |  | 91.9083 | 1
| LCA | Outside LA Basin | 8 | Typical Event Day | SCE | 1-in-2 | 2027 | 20 |  |  |  | 89.925 | 1
| LCA | Outside LA Basin | 8 | Typical Event Day | SCE | 1-in-2 | 2027 | 21 |  |  |  | 87.475 | 1
| LCA | Outside LA Basin | 8 | Typical Event Day | SCE | 1-in-2 | 2027 | 22 |  |  |  | 85.2083 | 1
| LCA | Outside LA Basin | 8 | Typical Event Day | SCE | 1-in-2 | 2027 | 23 |  |  |  | 83.3 | 1
| LCA | Outside LA Basin | 8 | Typical Event Day | SCE | 1-in-2 | 2027 | 24 |  |  |  | 81.2667 | 1
| LCA | Outside LA Basin | 9 | Average Weekday | SCE | 1-in-2 | 2027 | 1 |  |  |  | 70.0932 | 1
| LCA | Outside LA Basin | 9 | Average Weekday | SCE | 1-in-2 | 2027 | 2 |  |  |  | 68.5513 | 1
| LCA | Outside LA Basin | 9 | Average Weekday | SCE | 1-in-2 | 2027 | 3 |  |  |  | 67.3304 | 1
| LCA | Outside LA Basin | 9 | Average Weekday | SCE | 1-in-2 | 2027 | 4 |  |  |  | 66.2761 | 1
| LCA | Outside LA Basin | 9 | Average Weekday | SCE | 1-in-2 | 2027 | 5 |  |  |  | 65.0104 | 1
| LCA | Outside LA Basin | 9 | Average Weekday | SCE | 1-in-2 | 2027 | 6 |  |  |  | 63.9356 | 1
| LCA | Outside LA Basin | 9 | Average Weekday | SCE | 1-in-2 | 2027 | 7 |  |  |  | 63.0654 | 1
| LCA | Outside LA Basin | 9 | Average Weekday | SCE | 1-in-2 | 2027 | 8 |  |  |  | 62.6267 | 1
| LCA | Outside LA Basin | 9 | Average Weekday | SCE | 1-in-2 | 2027 | 9 |  |  |  | 64.3898 | 1
| LCA | Outside LA Basin | 9 | Average Weekday | SCE | 1-in-2 | 2027 | 10 |  |  |  | 68.3428 | 1
| LCA | Outside LA Basin | 9 | Average Weekday | SCE | 1-in-2 | 2027 | 11 |  |  |  | 72.951 | 1
| LCA | Outside LA Basin | 9 | Average Weekday | SCE | 1-in-2 | 2027 | 12 |  |  |  | 77.2645 | 1
| LCA | Outside LA Basin | 9 | Average Weekday | SCE | 1-in-2 | 2027 | 13 |  |  |  | 80.5357 | 1
| LCA | Outside LA Basin | 9 | Average Weekday | SCE | 1-in-2 | 2027 | 14 |  |  |  | 82.8833 | 1
| LCA | Outside LA Basin | 9 | Average Weekday | SCE | 1-in-2 | 2027 | 15 |  |  |  | 84.2578 | 1
| LCA | Outside LA Basin | 9 | Average Weekday | SCE | 1-in-2 | 2027 | 16 |  |  |  | 85.0622 | 1
| LCA | Outside LA Basin | 9 | Average Weekday | SCE | 1-in-2 | 2027 | 17 |  |  |  | 85.1449 | 1
| LCA | Outside LA Basin | 9 | Average Weekday | SCE | 1-in-2 | 2027 | 18 |  |  |  | 84.6285 | 1
| LCA | Outside LA Basin | 9 | Average Weekday | SCE | 1-in-2 | 2027 | 19 |  |  |  | 83.1673 | 1
| LCA | Outside LA Basin | 9 | Average Weekday | SCE | 1-in-2 | 2027 | 20 |  |  |  | 80.199 | 1
| LCA | Outside LA Basin | 9 | Average Weekday | SCE | 1-in-2 | 2027 | 21 |  |  |  | 76.7219 | 1
| LCA | Outside LA Basin | 9 | Average Weekday | SCE | 1-in-2 | 2027 | 22 |  |  |  | 74.6149 | 1
| LCA | Outside LA Basin | 9 | Average Weekday | SCE | 1-in-2 | 2027 | 23 |  |  |  | 72.8209 | 1
| LCA | Outside LA Basin | 9 | Average Weekday | SCE | 1-in-2 | 2027 | 24 |  |  |  | 71.2657 | 1
| LCA | Outside LA Basin | 9 | Monthly System Peak Day | SCE | 1-in-2 | 2027 | 1 |  |  |  | 78.2333 | 1
| LCA | Outside LA Basin | 9 | Monthly System Peak Day | SCE | 1-in-2 | 2027 | 2 |  |  |  | 77.3667 | 1
| LCA | Outside LA Basin | 9 | Monthly System Peak Day | SCE | 1-in-2 | 2027 | 3 |  |  |  | 74.9667 | 1
| LCA | Outside LA Basin | 9 | Monthly System Peak Day | SCE | 1-in-2 | 2027 | 4 |  |  |  | 73.2333 | 1
| LCA | Outside LA Basin | 9 | Monthly System Peak Day | SCE | 1-in-2 | 2027 | 5 |  |  |  | 71.9867 | 1
| LCA | Outside LA Basin | 9 | Monthly System Peak Day | SCE | 1-in-2 | 2027 | 6 |  |  |  | 71.1167 | 1
| LCA | Outside LA Basin | 9 | Monthly System Peak Day | SCE | 1-in-2 | 2027 | 7 |  |  |  | 69.3533 | 1
| LCA | Outside LA Basin | 9 | Monthly System Peak Day | SCE | 1-in-2 | 2027 | 8 |  |  |  | 69.2933 | 1
| LCA | Outside LA Basin | 9 | Monthly System Peak Day | SCE | 1-in-2 | 2027 | 9 |  |  |  | 72.04 | 1
| LCA | Outside LA Basin | 9 | Monthly System Peak Day | SCE | 1-in-2 | 2027 | 10 |  |  |  | 74.6333 | 1
| LCA | Outside LA Basin | 9 | Monthly System Peak Day | SCE | 1-in-2 | 2027 | 11 |  |  |  | 79.6 | 1
| LCA | Outside LA Basin | 9 | Monthly System Peak Day | SCE | 1-in-2 | 2027 | 12 |  |  |  | 84.4333 | 1
| LCA | Outside LA Basin | 9 | Monthly System Peak Day | SCE | 1-in-2 | 2027 | 13 |  |  |  | 88.4667 | 1
| LCA | Outside LA Basin | 9 | Monthly System Peak Day | SCE | 1-in-2 | 2027 | 14 |  |  |  | 91.2 | 1
| LCA | Outside LA Basin | 9 | Monthly System Peak Day | SCE | 1-in-2 | 2027 | 15 |  |  |  | 92.5333 | 1
| LCA | Outside LA Basin | 9 | Monthly System Peak Day | SCE | 1-in-2 | 2027 | 16 |  |  |  | 93.1667 | 1
| LCA | Outside LA Basin | 9 | Monthly System Peak Day | SCE | 1-in-2 | 2027 | 17 |  |  |  | 92.5667 | 1
| LCA | Outside LA Basin | 9 | Monthly System Peak Day | SCE | 1-in-2 | 2027 | 18 |  |  |  | 92.9333 | 1
| LCA | Outside LA Basin | 9 | Monthly System Peak Day | SCE | 1-in-2 | 2027 | 19 |  |  |  | 92.4 | 1
| LCA | Outside LA Basin | 9 | Monthly System Peak Day | SCE | 1-in-2 | 2027 | 20 |  |  |  | 90.5333 | 1
| LCA | Outside LA Basin | 9 | Monthly System Peak Day | SCE | 1-in-2 | 2027 | 21 |  |  |  | 87.4 | 1
| LCA | Outside LA Basin | 9 | Monthly System Peak Day | SCE | 1-in-2 | 2027 | 22 |  |  |  | 85.0667 | 1
| LCA | Outside LA Basin | 9 | Monthly System Peak Day | SCE | 1-in-2 | 2027 | 23 |  |  |  | 83.6333 | 1
| LCA | Outside LA Basin | 9 | Monthly System Peak Day | SCE | 1-in-2 | 2027 | 24 |  |  |  | 81.8 | 1
| LCA | Outside LA Basin | 10 | Average Weekday | SCE | 1-in-2 | 2027 | 1 |  |  |  | 60.4336 | 1
| LCA | Outside LA Basin | 10 | Average Weekday | SCE | 1-in-2 | 2027 | 2 |  |  |  | 59.286 | 1
| LCA | Outside LA Basin | 10 | Average Weekday | SCE | 1-in-2 | 2027 | 3 |  |  |  | 58.1458 | 1
| LCA | Outside LA Basin | 10 | Average Weekday | SCE | 1-in-2 | 2027 | 4 |  |  |  | 57.1754 | 1
| LCA | Outside LA Basin | 10 | Average Weekday | SCE | 1-in-2 | 2027 | 5 |  |  |  | 56.215 | 1
| LCA | Outside LA Basin | 10 | Average Weekday | SCE | 1-in-2 | 2027 | 6 |  |  |  | 55.1583 | 1
| LCA | Outside LA Basin | 10 | Average Weekday | SCE | 1-in-2 | 2027 | 7 |  |  |  | 54.49 | 1
| LCA | Outside LA Basin | 10 | Average Weekday | SCE | 1-in-2 | 2027 | 8 |  |  |  | 53.6358 | 1
| LCA | Outside LA Basin | 10 | Average Weekday | SCE | 1-in-2 | 2027 | 9 |  |  |  | 54.4171 | 1
| LCA | Outside LA Basin | 10 | Average Weekday | SCE | 1-in-2 | 2027 | 10 |  |  |  | 57.9545 | 1
| LCA | Outside LA Basin | 10 | Average Weekday | SCE | 1-in-2 | 2027 | 11 |  |  |  | 61.7414 | 1
| LCA | Outside LA Basin | 10 | Average Weekday | SCE | 1-in-2 | 2027 | 12 |  |  |  | 65.9167 | 1
| LCA | Outside LA Basin | 10 | Average Weekday | SCE | 1-in-2 | 2027 | 13 |  |  |  | 68.9416 | 1
| LCA | Outside LA Basin | 10 | Average Weekday | SCE | 1-in-2 | 2027 | 14 |  |  |  | 71.197 | 1
| LCA | Outside LA Basin | 10 | Average Weekday | SCE | 1-in-2 | 2027 | 15 |  |  |  | 72.6184 | 1
| LCA | Outside LA Basin | 10 | Average Weekday | SCE | 1-in-2 | 2027 | 16 |  |  |  | 73.7341 | 1
| LCA | Outside LA Basin | 10 | Average Weekday | SCE | 1-in-2 | 2027 | 17 |  |  |  | 74.2117 | 1
| LCA | Outside LA Basin | 10 | Average Weekday | SCE | 1-in-2 | 2027 | 18 |  |  |  | 73.7775 | 1
| LCA | Outside LA Basin | 10 | Average Weekday | SCE | 1-in-2 | 2027 | 19 |  |  |  | 72.1593 | 1
| LCA | Outside LA Basin | 10 | Average Weekday | SCE | 1-in-2 | 2027 | 20 |  |  |  | 69.4478 | 1
| LCA | Outside LA Basin | 10 | Average Weekday | SCE | 1-in-2 | 2027 | 21 |  |  |  | 66.7659 | 1
| LCA | Outside LA Basin | 10 | Average Weekday | SCE | 1-in-2 | 2027 | 22 |  |  |  | 64.546 | 1
| LCA | Outside LA Basin | 10 | Average Weekday | SCE | 1-in-2 | 2027 | 23 |  |  |  | 62.7739 | 1
| LCA | Outside LA Basin | 10 | Average Weekday | SCE | 1-in-2 | 2027 | 24 |  |  |  | 61.2232 | 1
| LCA | Outside LA Basin | 10 | Monthly System Peak Day | SCE | 1-in-2 | 2027 | 1 |  |  |  | 63.64 | 1
| LCA | Outside LA Basin | 10 | Monthly System Peak Day | SCE | 1-in-2 | 2027 | 2 |  |  |  | 62 | 1
| LCA | Outside LA Basin | 10 | Monthly System Peak Day | SCE | 1-in-2 | 2027 | 3 |  |  |  | 60.68 | 1
| LCA | Outside LA Basin | 10 | Monthly System Peak Day | SCE | 1-in-2 | 2027 | 4 |  |  |  | 59.6367 | 1
| LCA | Outside LA Basin | 10 | Monthly System Peak Day | SCE | 1-in-2 | 2027 | 5 |  |  |  | 58.04 | 1
| LCA | Outside LA Basin | 10 | Monthly System Peak Day | SCE | 1-in-2 | 2027 | 6 |  |  |  | 57.4667 | 1
| LCA | Outside LA Basin | 10 | Monthly System Peak Day | SCE | 1-in-2 | 2027 | 7 |  |  |  | 55.4333 | 1
| LCA | Outside LA Basin | 10 | Monthly System Peak Day | SCE | 1-in-2 | 2027 | 8 |  |  |  | 55.1433 | 1
| LCA | Outside LA Basin | 10 | Monthly System Peak Day | SCE | 1-in-2 | 2027 | 9 |  |  |  | 56.5233 | 1
| LCA | Outside LA Basin | 10 | Monthly System Peak Day | SCE | 1-in-2 | 2027 | 10 |  |  |  | 60.3667 | 1
| LCA | Outside LA Basin | 10 | Monthly System Peak Day | SCE | 1-in-2 | 2027 | 11 |  |  |  | 65.6933 | 1
| LCA | Outside LA Basin | 10 | Monthly System Peak Day | SCE | 1-in-2 | 2027 | 12 |  |  |  | 71.3633 | 1
| LCA | Outside LA Basin | 10 | Monthly System Peak Day | SCE | 1-in-2 | 2027 | 13 |  |  |  | 75.4 | 1
| LCA | Outside LA Basin | 10 | Monthly System Peak Day | SCE | 1-in-2 | 2027 | 14 |  |  |  | 77.8667 | 1
| LCA | Outside LA Basin | 10 | Monthly System Peak Day | SCE | 1-in-2 | 2027 | 15 |  |  |  | 80.0667 | 1
| LCA | Outside LA Basin | 10 | Monthly System Peak Day | SCE | 1-in-2 | 2027 | 16 |  |  |  | 81.4333 | 1
| LCA | Outside LA Basin | 10 | Monthly System Peak Day | SCE | 1-in-2 | 2027 | 17 |  |  |  | 82.6 | 1
| LCA | Outside LA Basin | 10 | Monthly System Peak Day | SCE | 1-in-2 | 2027 | 18 |  |  |  | 82.6 | 1
| LCA | Outside LA Basin | 10 | Monthly System Peak Day | SCE | 1-in-2 | 2027 | 19 |  |  |  | 81.5 | 1
| LCA | Outside LA Basin | 10 | Monthly System Peak Day | SCE | 1-in-2 | 2027 | 20 |  |  |  | 79.6667 | 1
| LCA | Outside LA Basin | 10 | Monthly System Peak Day | SCE | 1-in-2 | 2027 | 21 |  |  |  | 76.4 | 1
| LCA | Outside LA Basin | 10 | Monthly System Peak Day | SCE | 1-in-2 | 2027 | 22 |  |  |  | 73.4567 | 1
| LCA | Outside LA Basin | 10 | Monthly System Peak Day | SCE | 1-in-2 | 2027 | 23 |  |  |  | 70.2367 | 1
| LCA | Outside LA Basin | 10 | Monthly System Peak Day | SCE | 1-in-2 | 2027 | 24 |  |  |  | 68.1933 | 1
| LCA | Outside LA Basin | 11 | Average Weekday | SCE | 1-in-2 | 2027 | 1 |  |  |  | 50.3167 | 1
| LCA | Outside LA Basin | 11 | Average Weekday | SCE | 1-in-2 | 2027 | 2 |  |  |  | 49.3569 | 1
| LCA | Outside LA Basin | 11 | Average Weekday | SCE | 1-in-2 | 2027 | 3 |  |  |  | 48.4878 | 1
| LCA | Outside LA Basin | 11 | Average Weekday | SCE | 1-in-2 | 2027 | 4 |  |  |  | 47.5462 | 1
| LCA | Outside LA Basin | 11 | Average Weekday | SCE | 1-in-2 | 2027 | 5 |  |  |  | 46.7327 | 1
| LCA | Outside LA Basin | 11 | Average Weekday | SCE | 1-in-2 | 2027 | 6 |  |  |  | 46.0488 | 1
| LCA | Outside LA Basin | 11 | Average Weekday | SCE | 1-in-2 | 2027 | 7 |  |  |  | 45.52 | 1
| LCA | Outside LA Basin | 11 | Average Weekday | SCE | 1-in-2 | 2027 | 8 |  |  |  | 45.3154 | 1
| LCA | Outside LA Basin | 11 | Average Weekday | SCE | 1-in-2 | 2027 | 9 |  |  |  | 47.3197 | 1
| LCA | Outside LA Basin | 11 | Average Weekday | SCE | 1-in-2 | 2027 | 10 |  |  |  | 50.8691 | 1
| LCA | Outside LA Basin | 11 | Average Weekday | SCE | 1-in-2 | 2027 | 11 |  |  |  | 54.8616 | 1
| LCA | Outside LA Basin | 11 | Average Weekday | SCE | 1-in-2 | 2027 | 12 |  |  |  | 58.2734 | 1
| LCA | Outside LA Basin | 11 | Average Weekday | SCE | 1-in-2 | 2027 | 13 |  |  |  | 60.7605 | 1
| LCA | Outside LA Basin | 11 | Average Weekday | SCE | 1-in-2 | 2027 | 14 |  |  |  | 62.569 | 1
| LCA | Outside LA Basin | 11 | Average Weekday | SCE | 1-in-2 | 2027 | 15 |  |  |  | 63.734 | 1
| LCA | Outside LA Basin | 11 | Average Weekday | SCE | 1-in-2 | 2027 | 16 |  |  |  | 64.2435 | 1
| LCA | Outside LA Basin | 11 | Average Weekday | SCE | 1-in-2 | 2027 | 17 |  |  |  | 63.9308 | 1
| LCA | Outside LA Basin | 11 | Average Weekday | SCE | 1-in-2 | 2027 | 18 |  |  |  | 62.2643 | 1
| LCA | Outside LA Basin | 11 | Average Weekday | SCE | 1-in-2 | 2027 | 19 |  |  |  | 59.8024 | 1
| LCA | Outside LA Basin | 11 | Average Weekday | SCE | 1-in-2 | 2027 | 20 |  |  |  | 57.6427 | 1
| LCA | Outside LA Basin | 11 | Average Weekday | SCE | 1-in-2 | 2027 | 21 |  |  |  | 55.6085 | 1
| LCA | Outside LA Basin | 11 | Average Weekday | SCE | 1-in-2 | 2027 | 22 |  |  |  | 54.1119 | 1
| LCA | Outside LA Basin | 11 | Average Weekday | SCE | 1-in-2 | 2027 | 23 |  |  |  | 52.8488 | 1
| LCA | Outside LA Basin | 11 | Average Weekday | SCE | 1-in-2 | 2027 | 24 |  |  |  | 51.6978 | 1
| LCA | Outside LA Basin | 11 | Monthly System Peak Day | SCE | 1-in-2 | 2027 | 1 |  |  |  | 55.42 | 1
| LCA | Outside LA Basin | 11 | Monthly System Peak Day | SCE | 1-in-2 | 2027 | 2 |  |  |  | 53.26 | 1
| LCA | Outside LA Basin | 11 | Monthly System Peak Day | SCE | 1-in-2 | 2027 | 3 |  |  |  | 52.3233 | 1
| LCA | Outside LA Basin | 11 | Monthly System Peak Day | SCE | 1-in-2 | 2027 | 4 |  |  |  | 50.53 | 1
| LCA | Outside LA Basin | 11 | Monthly System Peak Day | SCE | 1-in-2 | 2027 | 5 |  |  |  | 49.4333 | 1
| LCA | Outside LA Basin | 11 | Monthly System Peak Day | SCE | 1-in-2 | 2027 | 6 |  |  |  | 48.84 | 1
| LCA | Outside LA Basin | 11 | Monthly System Peak Day | SCE | 1-in-2 | 2027 | 7 |  |  |  | 48.4367 | 1
| LCA | Outside LA Basin | 11 | Monthly System Peak Day | SCE | 1-in-2 | 2027 | 8 |  |  |  | 48.8867 | 1
| LCA | Outside LA Basin | 11 | Monthly System Peak Day | SCE | 1-in-2 | 2027 | 9 |  |  |  | 50.3233 | 1
| LCA | Outside LA Basin | 11 | Monthly System Peak Day | SCE | 1-in-2 | 2027 | 10 |  |  |  | 54.6 | 1
| LCA | Outside LA Basin | 11 | Monthly System Peak Day | SCE | 1-in-2 | 2027 | 11 |  |  |  | 60.1 | 1
| LCA | Outside LA Basin | 11 | Monthly System Peak Day | SCE | 1-in-2 | 2027 | 12 |  |  |  | 65.17 | 1
| LCA | Outside LA Basin | 11 | Monthly System Peak Day | SCE | 1-in-2 | 2027 | 13 |  |  |  | 69.0433 | 1
| LCA | Outside LA Basin | 11 | Monthly System Peak Day | SCE | 1-in-2 | 2027 | 14 |  |  |  | 71.8667 | 1
| LCA | Outside LA Basin | 11 | Monthly System Peak Day | SCE | 1-in-2 | 2027 | 15 |  |  |  | 73.5 | 1
| LCA | Outside LA Basin | 11 | Monthly System Peak Day | SCE | 1-in-2 | 2027 | 16 |  |  |  | 74.9333 | 1
| LCA | Outside LA Basin | 11 | Monthly System Peak Day | SCE | 1-in-2 | 2027 | 17 |  |  |  | 75.4 | 1
| LCA | Outside LA Basin | 11 | Monthly System Peak Day | SCE | 1-in-2 | 2027 | 18 |  |  |  | 74.4667 | 1
| LCA | Outside LA Basin | 11 | Monthly System Peak Day | SCE | 1-in-2 | 2027 | 19 |  |  |  | 72.0267 | 1
| LCA | Outside LA Basin | 11 | Monthly System Peak Day | SCE | 1-in-2 | 2027 | 20 |  |  |  | 69.2733 | 1
| LCA | Outside LA Basin | 11 | Monthly System Peak Day | SCE | 1-in-2 | 2027 | 21 |  |  |  | 66.08 | 1
| LCA | Outside LA Basin | 11 | Monthly System Peak Day | SCE | 1-in-2 | 2027 | 22 |  |  |  | 62.71 | 1
| LCA | Outside LA Basin | 11 | Monthly System Peak Day | SCE | 1-in-2 | 2027 | 23 |  |  |  | 60.74 | 1
| LCA | Outside LA Basin | 11 | Monthly System Peak Day | SCE | 1-in-2 | 2027 | 24 |  |  |  | 58.7433 | 1
| LCA | Outside LA Basin | 12 | Average Weekday | SCE | 1-in-2 | 2027 | 1 |  |  |  | 45.0921 | 1
| LCA | Outside LA Basin | 12 | Average Weekday | SCE | 1-in-2 | 2027 | 2 |  |  |  | 44.3702 | 1
| LCA | Outside LA Basin | 12 | Average Weekday | SCE | 1-in-2 | 2027 | 3 |  |  |  | 43.7639 | 1
| LCA | Outside LA Basin | 12 | Average Weekday | SCE | 1-in-2 | 2027 | 4 |  |  |  | 42.9765 | 1
| LCA | Outside LA Basin | 12 | Average Weekday | SCE | 1-in-2 | 2027 | 5 |  |  |  | 42.3767 | 1
| LCA | Outside LA Basin | 12 | Average Weekday | SCE | 1-in-2 | 2027 | 6 |  |  |  | 41.9821 | 1
| LCA | Outside LA Basin | 12 | Average Weekday | SCE | 1-in-2 | 2027 | 7 |  |  |  | 41.6482 | 1
| LCA | Outside LA Basin | 12 | Average Weekday | SCE | 1-in-2 | 2027 | 8 |  |  |  | 41.6843 | 1
| LCA | Outside LA Basin | 12 | Average Weekday | SCE | 1-in-2 | 2027 | 9 |  |  |  | 42.0668 | 1
| LCA | Outside LA Basin | 12 | Average Weekday | SCE | 1-in-2 | 2027 | 10 |  |  |  | 44.0885 | 1
| LCA | Outside LA Basin | 12 | Average Weekday | SCE | 1-in-2 | 2027 | 11 |  |  |  | 46.8469 | 1
| LCA | Outside LA Basin | 12 | Average Weekday | SCE | 1-in-2 | 2027 | 12 |  |  |  | 49.5349 | 1
| LCA | Outside LA Basin | 12 | Average Weekday | SCE | 1-in-2 | 2027 | 13 |  |  |  | 51.4815 | 1
| LCA | Outside LA Basin | 12 | Average Weekday | SCE | 1-in-2 | 2027 | 14 |  |  |  | 52.9409 | 1
| LCA | Outside LA Basin | 12 | Average Weekday | SCE | 1-in-2 | 2027 | 15 |  |  |  | 54.0926 | 1
| LCA | Outside LA Basin | 12 | Average Weekday | SCE | 1-in-2 | 2027 | 16 |  |  |  | 54.4437 | 1
| LCA | Outside LA Basin | 12 | Average Weekday | SCE | 1-in-2 | 2027 | 17 |  |  |  | 54.2707 | 1
| LCA | Outside LA Basin | 12 | Average Weekday | SCE | 1-in-2 | 2027 | 18 |  |  |  | 52.7977 | 1
| LCA | Outside LA Basin | 12 | Average Weekday | SCE | 1-in-2 | 2027 | 19 |  |  |  | 50.9346 | 1
| LCA | Outside LA Basin | 12 | Average Weekday | SCE | 1-in-2 | 2027 | 20 |  |  |  | 49.4582 | 1
| LCA | Outside LA Basin | 12 | Average Weekday | SCE | 1-in-2 | 2027 | 21 |  |  |  | 48.0147 | 1
| LCA | Outside LA Basin | 12 | Average Weekday | SCE | 1-in-2 | 2027 | 22 |  |  |  | 46.8687 | 1
| LCA | Outside LA Basin | 12 | Average Weekday | SCE | 1-in-2 | 2027 | 23 |  |  |  | 45.9316 | 1
| LCA | Outside LA Basin | 12 | Average Weekday | SCE | 1-in-2 | 2027 | 24 |  |  |  | 45.0562 | 1
| LCA | Outside LA Basin | 12 | Monthly System Peak Day | SCE | 1-in-2 | 2027 | 1 |  |  |  | 32.01 | 1
| LCA | Outside LA Basin | 12 | Monthly System Peak Day | SCE | 1-in-2 | 2027 | 2 |  |  |  | 31.58 | 1
| LCA | Outside LA Basin | 12 | Monthly System Peak Day | SCE | 1-in-2 | 2027 | 3 |  |  |  | 30.7 | 1
| LCA | Outside LA Basin | 12 | Monthly System Peak Day | SCE | 1-in-2 | 2027 | 4 |  |  |  | 29.6667 | 1
| LCA | Outside LA Basin | 12 | Monthly System Peak Day | SCE | 1-in-2 | 2027 | 5 |  |  |  | 28.1867 | 1
| LCA | Outside LA Basin | 12 | Monthly System Peak Day | SCE | 1-in-2 | 2027 | 6 |  |  |  | 27.6067 | 1
| LCA | Outside LA Basin | 12 | Monthly System Peak Day | SCE | 1-in-2 | 2027 | 7 |  |  |  | 27.9167 | 1
| LCA | Outside LA Basin | 12 | Monthly System Peak Day | SCE | 1-in-2 | 2027 | 8 |  |  |  | 26.9333 | 1
| LCA | Outside LA Basin | 12 | Monthly System Peak Day | SCE | 1-in-2 | 2027 | 9 |  |  |  | 28.0667 | 1
| LCA | Outside LA Basin | 12 | Monthly System Peak Day | SCE | 1-in-2 | 2027 | 10 |  |  |  | 32.0067 | 1
| LCA | Outside LA Basin | 12 | Monthly System Peak Day | SCE | 1-in-2 | 2027 | 11 |  |  |  | 35.99 | 1
| LCA | Outside LA Basin | 12 | Monthly System Peak Day | SCE | 1-in-2 | 2027 | 12 |  |  |  | 39.0633 | 1
| LCA | Outside LA Basin | 12 | Monthly System Peak Day | SCE | 1-in-2 | 2027 | 13 |  |  |  | 40.5267 | 1
| LCA | Outside LA Basin | 12 | Monthly System Peak Day | SCE | 1-in-2 | 2027 | 14 |  |  |  | 41.93 | 1
| LCA | Outside LA Basin | 12 | Monthly System Peak Day | SCE | 1-in-2 | 2027 | 15 |  |  |  | 43.4467 | 1
| LCA | Outside LA Basin | 12 | Monthly System Peak Day | SCE | 1-in-2 | 2027 | 16 |  |  |  | 44.38 | 1
| LCA | Outside LA Basin | 12 | Monthly System Peak Day | SCE | 1-in-2 | 2027 | 17 |  |  |  | 44.5667 | 1
| LCA | Outside LA Basin | 12 | Monthly System Peak Day | SCE | 1-in-2 | 2027 | 18 |  |  |  | 43.1667 | 1
| LCA | Outside LA Basin | 12 | Monthly System Peak Day | SCE | 1-in-2 | 2027 | 19 |  |  |  | 40.54 | 1
| LCA | Outside LA Basin | 12 | Monthly System Peak Day | SCE | 1-in-2 | 2027 | 20 |  |  |  | 37.9467 | 1
| LCA | Outside LA Basin | 12 | Monthly System Peak Day | SCE | 1-in-2 | 2027 | 21 |  |  |  | 35.7167 | 1
| LCA | Outside LA Basin | 12 | Monthly System Peak Day | SCE | 1-in-2 | 2027 | 22 |  |  |  | 34.31 | 1
| LCA | Outside LA Basin | 12 | Monthly System Peak Day | SCE | 1-in-2 | 2027 | 23 |  |  |  | 33.5767 | 1
| LCA | Outside LA Basin | 12 | Monthly System Peak Day | SCE | 1-in-2 | 2027 | 24 |  |  |  | 31.0067 | 1
| LCA | Outside LA Basin | 1 | Average Weekday | SCE | 1-in-2 | 2028 | 1 |  |  |  | 42.7993 | 1
| LCA | Outside LA Basin | 1 | Average Weekday | SCE | 1-in-2 | 2028 | 2 |  |  |  | 41.7604 | 1
| LCA | Outside LA Basin | 1 | Average Weekday | SCE | 1-in-2 | 2028 | 3 |  |  |  | 40.7429 | 1
| LCA | Outside LA Basin | 1 | Average Weekday | SCE | 1-in-2 | 2028 | 4 |  |  |  | 39.9359 | 1
| LCA | Outside LA Basin | 1 | Average Weekday | SCE | 1-in-2 | 2028 | 5 |  |  |  | 39.1415 | 1
| LCA | Outside LA Basin | 1 | Average Weekday | SCE | 1-in-2 | 2028 | 6 |  |  |  | 38.8219 | 1
| LCA | Outside LA Basin | 1 | Average Weekday | SCE | 1-in-2 | 2028 | 7 |  |  |  | 38.0672 | 1
| LCA | Outside LA Basin | 1 | Average Weekday | SCE | 1-in-2 | 2028 | 8 |  |  |  | 37.6109 | 1
| LCA | Outside LA Basin | 1 | Average Weekday | SCE | 1-in-2 | 2028 | 9 |  |  |  | 38.4194 | 1
| LCA | Outside LA Basin | 1 | Average Weekday | SCE | 1-in-2 | 2028 | 10 |  |  |  | 41.5477 | 1
| LCA | Outside LA Basin | 1 | Average Weekday | SCE | 1-in-2 | 2028 | 11 |  |  |  | 45.908 | 1
| LCA | Outside LA Basin | 1 | Average Weekday | SCE | 1-in-2 | 2028 | 12 |  |  |  | 50.9033 | 1
| LCA | Outside LA Basin | 1 | Average Weekday | SCE | 1-in-2 | 2028 | 13 |  |  |  | 54.1978 | 1
| LCA | Outside LA Basin | 1 | Average Weekday | SCE | 1-in-2 | 2028 | 14 |  |  |  | 56.4792 | 1
| LCA | Outside LA Basin | 1 | Average Weekday | SCE | 1-in-2 | 2028 | 15 |  |  |  | 58.1691 | 1
| LCA | Outside LA Basin | 1 | Average Weekday | SCE | 1-in-2 | 2028 | 16 |  |  |  | 59.1143 | 1
| LCA | Outside LA Basin | 1 | Average Weekday | SCE | 1-in-2 | 2028 | 17 |  |  |  | 59.0482 | 1
| LCA | Outside LA Basin | 1 | Average Weekday | SCE | 1-in-2 | 2028 | 18 |  |  |  | 57.7988 | 1
| LCA | Outside LA Basin | 1 | Average Weekday | SCE | 1-in-2 | 2028 | 19 |  |  |  | 55.1406 | 1
| LCA | Outside LA Basin | 1 | Average Weekday | SCE | 1-in-2 | 2028 | 20 |  |  |  | 52.232 | 1
| LCA | Outside LA Basin | 1 | Average Weekday | SCE | 1-in-2 | 2028 | 21 |  |  |  | 49.7834 | 1
| LCA | Outside LA Basin | 1 | Average Weekday | SCE | 1-in-2 | 2028 | 22 |  |  |  | 48.125 | 1
| LCA | Outside LA Basin | 1 | Average Weekday | SCE | 1-in-2 | 2028 | 23 |  |  |  | 46.5186 | 1
| LCA | Outside LA Basin | 1 | Average Weekday | SCE | 1-in-2 | 2028 | 24 |  |  |  | 45.2073 | 1
| LCA | Outside LA Basin | 1 | Monthly System Peak Day | SCE | 1-in-2 | 2028 | 1 |  |  |  | 35.7933 | 1
| LCA | Outside LA Basin | 1 | Monthly System Peak Day | SCE | 1-in-2 | 2028 | 2 |  |  |  | 34.8567 | 1
| LCA | Outside LA Basin | 1 | Monthly System Peak Day | SCE | 1-in-2 | 2028 | 3 |  |  |  | 33.8267 | 1
| LCA | Outside LA Basin | 1 | Monthly System Peak Day | SCE | 1-in-2 | 2028 | 4 |  |  |  | 34.54 | 1
| LCA | Outside LA Basin | 1 | Monthly System Peak Day | SCE | 1-in-2 | 2028 | 5 |  |  |  | 33.1433 | 1
| LCA | Outside LA Basin | 1 | Monthly System Peak Day | SCE | 1-in-2 | 2028 | 6 |  |  |  | 32.78 | 1
| LCA | Outside LA Basin | 1 | Monthly System Peak Day | SCE | 1-in-2 | 2028 | 7 |  |  |  | 32.9633 | 1
| LCA | Outside LA Basin | 1 | Monthly System Peak Day | SCE | 1-in-2 | 2028 | 8 |  |  |  | 32.38 | 1
| LCA | Outside LA Basin | 1 | Monthly System Peak Day | SCE | 1-in-2 | 2028 | 9 |  |  |  | 33.07 | 1
| LCA | Outside LA Basin | 1 | Monthly System Peak Day | SCE | 1-in-2 | 2028 | 10 |  |  |  | 35.4767 | 1
| LCA | Outside LA Basin | 1 | Monthly System Peak Day | SCE | 1-in-2 | 2028 | 11 |  |  |  | 38.8733 | 1
| LCA | Outside LA Basin | 1 | Monthly System Peak Day | SCE | 1-in-2 | 2028 | 12 |  |  |  | 42.2133 | 1
| LCA | Outside LA Basin | 1 | Monthly System Peak Day | SCE | 1-in-2 | 2028 | 13 |  |  |  | 45.2233 | 1
| LCA | Outside LA Basin | 1 | Monthly System Peak Day | SCE | 1-in-2 | 2028 | 14 |  |  |  | 48.8767 | 1
| LCA | Outside LA Basin | 1 | Monthly System Peak Day | SCE | 1-in-2 | 2028 | 15 |  |  |  | 47.8033 | 1
| LCA | Outside LA Basin | 1 | Monthly System Peak Day | SCE | 1-in-2 | 2028 | 16 |  |  |  | 47.0367 | 1
| LCA | Outside LA Basin | 1 | Monthly System Peak Day | SCE | 1-in-2 | 2028 | 17 |  |  |  | 47.32 | 1
| LCA | Outside LA Basin | 1 | Monthly System Peak Day | SCE | 1-in-2 | 2028 | 18 |  |  |  | 46.11 | 1
| LCA | Outside LA Basin | 1 | Monthly System Peak Day | SCE | 1-in-2 | 2028 | 19 |  |  |  | 44.34 | 1
| LCA | Outside LA Basin | 1 | Monthly System Peak Day | SCE | 1-in-2 | 2028 | 20 |  |  |  | 42.3967 | 1
| LCA | Outside LA Basin | 1 | Monthly System Peak Day | SCE | 1-in-2 | 2028 | 21 |  |  |  | 41.58 | 1
| LCA | Outside LA Basin | 1 | Monthly System Peak Day | SCE | 1-in-2 | 2028 | 22 |  |  |  | 41.57 | 1
| LCA | Outside LA Basin | 1 | Monthly System Peak Day | SCE | 1-in-2 | 2028 | 23 |  |  |  | 40.4967 | 1
| LCA | Outside LA Basin | 1 | Monthly System Peak Day | SCE | 1-in-2 | 2028 | 24 |  |  |  | 39.53 | 1
| LCA | Outside LA Basin | 2 | Average Weekday | SCE | 1-in-2 | 2028 | 1 |  |  |  | 45.8051 | 1
| LCA | Outside LA Basin | 2 | Average Weekday | SCE | 1-in-2 | 2028 | 2 |  |  |  | 44.7657 | 1
| LCA | Outside LA Basin | 2 | Average Weekday | SCE | 1-in-2 | 2028 | 3 |  |  |  | 43.8638 | 1
| LCA | Outside LA Basin | 2 | Average Weekday | SCE | 1-in-2 | 2028 | 4 |  |  |  | 43.1001 | 1
| LCA | Outside LA Basin | 2 | Average Weekday | SCE | 1-in-2 | 2028 | 5 |  |  |  | 42.0324 | 1
| LCA | Outside LA Basin | 2 | Average Weekday | SCE | 1-in-2 | 2028 | 6 |  |  |  | 41.2169 | 1
| LCA | Outside LA Basin | 2 | Average Weekday | SCE | 1-in-2 | 2028 | 7 |  |  |  | 40.7883 | 1
| LCA | Outside LA Basin | 2 | Average Weekday | SCE | 1-in-2 | 2028 | 8 |  |  |  | 40.4625 | 1
| LCA | Outside LA Basin | 2 | Average Weekday | SCE | 1-in-2 | 2028 | 9 |  |  |  | 41.828 | 1
| LCA | Outside LA Basin | 2 | Average Weekday | SCE | 1-in-2 | 2028 | 10 |  |  |  | 45.273 | 1
| LCA | Outside LA Basin | 2 | Average Weekday | SCE | 1-in-2 | 2028 | 11 |  |  |  | 49.4713 | 1
| LCA | Outside LA Basin | 2 | Average Weekday | SCE | 1-in-2 | 2028 | 12 |  |  |  | 52.8686 | 1
| LCA | Outside LA Basin | 2 | Average Weekday | SCE | 1-in-2 | 2028 | 13 |  |  |  | 55.5261 | 1
| LCA | Outside LA Basin | 2 | Average Weekday | SCE | 1-in-2 | 2028 | 14 |  |  |  | 57.4444 | 1
| LCA | Outside LA Basin | 2 | Average Weekday | SCE | 1-in-2 | 2028 | 15 |  |  |  | 58.6077 | 1
| LCA | Outside LA Basin | 2 | Average Weekday | SCE | 1-in-2 | 2028 | 16 |  |  |  | 59.1948 | 1
| LCA | Outside LA Basin | 2 | Average Weekday | SCE | 1-in-2 | 2028 | 17 |  |  |  | 59.302 | 1
| LCA | Outside LA Basin | 2 | Average Weekday | SCE | 1-in-2 | 2028 | 18 |  |  |  | 58.4631 | 1
| LCA | Outside LA Basin | 2 | Average Weekday | SCE | 1-in-2 | 2028 | 19 |  |  |  | 56.3507 | 1
| LCA | Outside LA Basin | 2 | Average Weekday | SCE | 1-in-2 | 2028 | 20 |  |  |  | 53.8282 | 1
| LCA | Outside LA Basin | 2 | Average Weekday | SCE | 1-in-2 | 2028 | 21 |  |  |  | 51.7142 | 1
| LCA | Outside LA Basin | 2 | Average Weekday | SCE | 1-in-2 | 2028 | 22 |  |  |  | 50.1008 | 1
| LCA | Outside LA Basin | 2 | Average Weekday | SCE | 1-in-2 | 2028 | 23 |  |  |  | 48.6919 | 1
| LCA | Outside LA Basin | 2 | Average Weekday | SCE | 1-in-2 | 2028 | 24 |  |  |  | 47.1528 | 1
| LCA | Outside LA Basin | 2 | Monthly System Peak Day | SCE | 1-in-2 | 2028 | 1 |  |  |  | 35.05 | 1
| LCA | Outside LA Basin | 2 | Monthly System Peak Day | SCE | 1-in-2 | 2028 | 2 |  |  |  | 34.3867 | 1
| LCA | Outside LA Basin | 2 | Monthly System Peak Day | SCE | 1-in-2 | 2028 | 3 |  |  |  | 34.5567 | 1
| LCA | Outside LA Basin | 2 | Monthly System Peak Day | SCE | 1-in-2 | 2028 | 4 |  |  |  | 34.5033 | 1
| LCA | Outside LA Basin | 2 | Monthly System Peak Day | SCE | 1-in-2 | 2028 | 5 |  |  |  | 34.02 | 1
| LCA | Outside LA Basin | 2 | Monthly System Peak Day | SCE | 1-in-2 | 2028 | 6 |  |  |  | 33.9433 | 1
| LCA | Outside LA Basin | 2 | Monthly System Peak Day | SCE | 1-in-2 | 2028 | 7 |  |  |  | 33.7267 | 1
| LCA | Outside LA Basin | 2 | Monthly System Peak Day | SCE | 1-in-2 | 2028 | 8 |  |  |  | 33.9167 | 1
| LCA | Outside LA Basin | 2 | Monthly System Peak Day | SCE | 1-in-2 | 2028 | 9 |  |  |  | 34.3967 | 1
| LCA | Outside LA Basin | 2 | Monthly System Peak Day | SCE | 1-in-2 | 2028 | 10 |  |  |  | 35.7233 | 1
| LCA | Outside LA Basin | 2 | Monthly System Peak Day | SCE | 1-in-2 | 2028 | 11 |  |  |  | 37.9567 | 1
| LCA | Outside LA Basin | 2 | Monthly System Peak Day | SCE | 1-in-2 | 2028 | 12 |  |  |  | 39.9933 | 1
| LCA | Outside LA Basin | 2 | Monthly System Peak Day | SCE | 1-in-2 | 2028 | 13 |  |  |  | 42.1833 | 1
| LCA | Outside LA Basin | 2 | Monthly System Peak Day | SCE | 1-in-2 | 2028 | 14 |  |  |  | 44.06 | 1
| LCA | Outside LA Basin | 2 | Monthly System Peak Day | SCE | 1-in-2 | 2028 | 15 |  |  |  | 45.9333 | 1
| LCA | Outside LA Basin | 2 | Monthly System Peak Day | SCE | 1-in-2 | 2028 | 16 |  |  |  | 47.18 | 1
| LCA | Outside LA Basin | 2 | Monthly System Peak Day | SCE | 1-in-2 | 2028 | 17 |  |  |  | 47.52 | 1
| LCA | Outside LA Basin | 2 | Monthly System Peak Day | SCE | 1-in-2 | 2028 | 18 |  |  |  | 47.1067 | 1
| LCA | Outside LA Basin | 2 | Monthly System Peak Day | SCE | 1-in-2 | 2028 | 19 |  |  |  | 45.2067 | 1
| LCA | Outside LA Basin | 2 | Monthly System Peak Day | SCE | 1-in-2 | 2028 | 20 |  |  |  | 43.6533 | 1
| LCA | Outside LA Basin | 2 | Monthly System Peak Day | SCE | 1-in-2 | 2028 | 21 |  |  |  | 42.0133 | 1
| LCA | Outside LA Basin | 2 | Monthly System Peak Day | SCE | 1-in-2 | 2028 | 22 |  |  |  | 40.6967 | 1
| LCA | Outside LA Basin | 2 | Monthly System Peak Day | SCE | 1-in-2 | 2028 | 23 |  |  |  | 40.0133 | 1
| LCA | Outside LA Basin | 2 | Monthly System Peak Day | SCE | 1-in-2 | 2028 | 24 |  |  |  | 39.2733 | 1
| LCA | Outside LA Basin | 3 | Average Weekday | SCE | 1-in-2 | 2028 | 1 |  |  |  | 50.5648 | 1
| LCA | Outside LA Basin | 3 | Average Weekday | SCE | 1-in-2 | 2028 | 2 |  |  |  | 49.5662 | 1
| LCA | Outside LA Basin | 3 | Average Weekday | SCE | 1-in-2 | 2028 | 3 |  |  |  | 48.4714 | 1
| LCA | Outside LA Basin | 3 | Average Weekday | SCE | 1-in-2 | 2028 | 4 |  |  |  | 47.8283 | 1
| LCA | Outside LA Basin | 3 | Average Weekday | SCE | 1-in-2 | 2028 | 5 |  |  |  | 46.9052 | 1
| LCA | Outside LA Basin | 3 | Average Weekday | SCE | 1-in-2 | 2028 | 6 |  |  |  | 46.17 | 1
| LCA | Outside LA Basin | 3 | Average Weekday | SCE | 1-in-2 | 2028 | 7 |  |  |  | 45.5217 | 1
| LCA | Outside LA Basin | 3 | Average Weekday | SCE | 1-in-2 | 2028 | 8 |  |  |  | 45.1175 | 1
| LCA | Outside LA Basin | 3 | Average Weekday | SCE | 1-in-2 | 2028 | 9 |  |  |  | 46.1368 | 1
| LCA | Outside LA Basin | 3 | Average Weekday | SCE | 1-in-2 | 2028 | 10 |  |  |  | 49.4075 | 1
| LCA | Outside LA Basin | 3 | Average Weekday | SCE | 1-in-2 | 2028 | 11 |  |  |  | 53.1608 | 1
| LCA | Outside LA Basin | 3 | Average Weekday | SCE | 1-in-2 | 2028 | 12 |  |  |  | 56.4497 | 1
| LCA | Outside LA Basin | 3 | Average Weekday | SCE | 1-in-2 | 2028 | 13 |  |  |  | 59.1687 | 1
| LCA | Outside LA Basin | 3 | Average Weekday | SCE | 1-in-2 | 2028 | 14 |  |  |  | 61.0428 | 1
| LCA | Outside LA Basin | 3 | Average Weekday | SCE | 1-in-2 | 2028 | 15 |  |  |  | 62.3557 | 1
| LCA | Outside LA Basin | 3 | Average Weekday | SCE | 1-in-2 | 2028 | 16 |  |  |  | 63.2505 | 1
| LCA | Outside LA Basin | 3 | Average Weekday | SCE | 1-in-2 | 2028 | 17 |  |  |  | 63.5652 | 1
| LCA | Outside LA Basin | 3 | Average Weekday | SCE | 1-in-2 | 2028 | 18 |  |  |  | 63.0934 | 1
| LCA | Outside LA Basin | 3 | Average Weekday | SCE | 1-in-2 | 2028 | 19 |  |  |  | 61.8806 | 1
| LCA | Outside LA Basin | 3 | Average Weekday | SCE | 1-in-2 | 2028 | 20 |  |  |  | 59.9275 | 1
| LCA | Outside LA Basin | 3 | Average Weekday | SCE | 1-in-2 | 2028 | 21 |  |  |  | 57.5472 | 1
| LCA | Outside LA Basin | 3 | Average Weekday | SCE | 1-in-2 | 2028 | 22 |  |  |  | 55.3093 | 1
| LCA | Outside LA Basin | 3 | Average Weekday | SCE | 1-in-2 | 2028 | 23 |  |  |  | 53.6298 | 1
| LCA | Outside LA Basin | 3 | Average Weekday | SCE | 1-in-2 | 2028 | 24 |  |  |  | 52.2265 | 1
| LCA | Outside LA Basin | 3 | Monthly System Peak Day | SCE | 1-in-2 | 2028 | 1 |  |  |  | 50.1467 | 1
| LCA | Outside LA Basin | 3 | Monthly System Peak Day | SCE | 1-in-2 | 2028 | 2 |  |  |  | 48.9233 | 1
| LCA | Outside LA Basin | 3 | Monthly System Peak Day | SCE | 1-in-2 | 2028 | 3 |  |  |  | 47.02 | 1
| LCA | Outside LA Basin | 3 | Monthly System Peak Day | SCE | 1-in-2 | 2028 | 4 |  |  |  | 46.39 | 1
| LCA | Outside LA Basin | 3 | Monthly System Peak Day | SCE | 1-in-2 | 2028 | 5 |  |  |  | 45.5167 | 1
| LCA | Outside LA Basin | 3 | Monthly System Peak Day | SCE | 1-in-2 | 2028 | 6 |  |  |  | 44.15 | 1
| LCA | Outside LA Basin | 3 | Monthly System Peak Day | SCE | 1-in-2 | 2028 | 7 |  |  |  | 42.9533 | 1
| LCA | Outside LA Basin | 3 | Monthly System Peak Day | SCE | 1-in-2 | 2028 | 8 |  |  |  | 42.4867 | 1
| LCA | Outside LA Basin | 3 | Monthly System Peak Day | SCE | 1-in-2 | 2028 | 9 |  |  |  | 43.23 | 1
| LCA | Outside LA Basin | 3 | Monthly System Peak Day | SCE | 1-in-2 | 2028 | 10 |  |  |  | 44.9167 | 1
| LCA | Outside LA Basin | 3 | Monthly System Peak Day | SCE | 1-in-2 | 2028 | 11 |  |  |  | 49.4633 | 1
| LCA | Outside LA Basin | 3 | Monthly System Peak Day | SCE | 1-in-2 | 2028 | 12 |  |  |  | 53.3167 | 1
| LCA | Outside LA Basin | 3 | Monthly System Peak Day | SCE | 1-in-2 | 2028 | 13 |  |  |  | 56.54 | 1
| LCA | Outside LA Basin | 3 | Monthly System Peak Day | SCE | 1-in-2 | 2028 | 14 |  |  |  | 59.1767 | 1
| LCA | Outside LA Basin | 3 | Monthly System Peak Day | SCE | 1-in-2 | 2028 | 15 |  |  |  | 61.4167 | 1
| LCA | Outside LA Basin | 3 | Monthly System Peak Day | SCE | 1-in-2 | 2028 | 16 |  |  |  | 63.2333 | 1
| LCA | Outside LA Basin | 3 | Monthly System Peak Day | SCE | 1-in-2 | 2028 | 17 |  |  |  | 64.2933 | 1
| LCA | Outside LA Basin | 3 | Monthly System Peak Day | SCE | 1-in-2 | 2028 | 18 |  |  |  | 64.4733 | 1
| LCA | Outside LA Basin | 3 | Monthly System Peak Day | SCE | 1-in-2 | 2028 | 19 |  |  |  | 63.6233 | 1
| LCA | Outside LA Basin | 3 | Monthly System Peak Day | SCE | 1-in-2 | 2028 | 20 |  |  |  | 61.6733 | 1
| LCA | Outside LA Basin | 3 | Monthly System Peak Day | SCE | 1-in-2 | 2028 | 21 |  |  |  | 58.8133 | 1
| LCA | Outside LA Basin | 3 | Monthly System Peak Day | SCE | 1-in-2 | 2028 | 22 |  |  |  | 57.0467 | 1
| LCA | Outside LA Basin | 3 | Monthly System Peak Day | SCE | 1-in-2 | 2028 | 23 |  |  |  | 54.9467 | 1
| LCA | Outside LA Basin | 3 | Monthly System Peak Day | SCE | 1-in-2 | 2028 | 24 |  |  |  | 52.9967 | 1
| LCA | Outside LA Basin | 4 | Average Weekday | SCE | 1-in-2 | 2028 | 1 |  |  |  | 55.4314 | 1
| LCA | Outside LA Basin | 4 | Average Weekday | SCE | 1-in-2 | 2028 | 2 |  |  |  | 54.0393 | 1
| LCA | Outside LA Basin | 4 | Average Weekday | SCE | 1-in-2 | 2028 | 3 |  |  |  | 53.0091 | 1
| LCA | Outside LA Basin | 4 | Average Weekday | SCE | 1-in-2 | 2028 | 4 |  |  |  | 51.8922 | 1
| LCA | Outside LA Basin | 4 | Average Weekday | SCE | 1-in-2 | 2028 | 5 |  |  |  | 50.9195 | 1
| LCA | Outside LA Basin | 4 | Average Weekday | SCE | 1-in-2 | 2028 | 6 |  |  |  | 49.939 | 1
| LCA | Outside LA Basin | 4 | Average Weekday | SCE | 1-in-2 | 2028 | 7 |  |  |  | 49.0993 | 1
| LCA | Outside LA Basin | 4 | Average Weekday | SCE | 1-in-2 | 2028 | 8 |  |  |  | 48.9968 | 1
| LCA | Outside LA Basin | 4 | Average Weekday | SCE | 1-in-2 | 2028 | 9 |  |  |  | 51.1425 | 1
| LCA | Outside LA Basin | 4 | Average Weekday | SCE | 1-in-2 | 2028 | 10 |  |  |  | 54.716 | 1
| LCA | Outside LA Basin | 4 | Average Weekday | SCE | 1-in-2 | 2028 | 11 |  |  |  | 58.5012 | 1
| LCA | Outside LA Basin | 4 | Average Weekday | SCE | 1-in-2 | 2028 | 12 |  |  |  | 61.5829 | 1
| LCA | Outside LA Basin | 4 | Average Weekday | SCE | 1-in-2 | 2028 | 13 |  |  |  | 64.4076 | 1
| LCA | Outside LA Basin | 4 | Average Weekday | SCE | 1-in-2 | 2028 | 14 |  |  |  | 66.5797 | 1
| LCA | Outside LA Basin | 4 | Average Weekday | SCE | 1-in-2 | 2028 | 15 |  |  |  | 67.984 | 1
| LCA | Outside LA Basin | 4 | Average Weekday | SCE | 1-in-2 | 2028 | 16 |  |  |  | 68.8393 | 1
| LCA | Outside LA Basin | 4 | Average Weekday | SCE | 1-in-2 | 2028 | 17 |  |  |  | 69.0253 | 1
| LCA | Outside LA Basin | 4 | Average Weekday | SCE | 1-in-2 | 2028 | 18 |  |  |  | 68.4056 | 1
| LCA | Outside LA Basin | 4 | Average Weekday | SCE | 1-in-2 | 2028 | 19 |  |  |  | 67.0783 | 1
| LCA | Outside LA Basin | 4 | Average Weekday | SCE | 1-in-2 | 2028 | 20 |  |  |  | 64.7131 | 1
| LCA | Outside LA Basin | 4 | Average Weekday | SCE | 1-in-2 | 2028 | 21 |  |  |  | 61.7427 | 1
| LCA | Outside LA Basin | 4 | Average Weekday | SCE | 1-in-2 | 2028 | 22 |  |  |  | 59.3168 | 1
| LCA | Outside LA Basin | 4 | Average Weekday | SCE | 1-in-2 | 2028 | 23 |  |  |  | 57.5233 | 1
| LCA | Outside LA Basin | 4 | Average Weekday | SCE | 1-in-2 | 2028 | 24 |  |  |  | 56.0273 | 1
| LCA | Outside LA Basin | 4 | Monthly System Peak Day | SCE | 1-in-2 | 2028 | 1 |  |  |  | 61.64 | 1
| LCA | Outside LA Basin | 4 | Monthly System Peak Day | SCE | 1-in-2 | 2028 | 2 |  |  |  | 59.72 | 1
| LCA | Outside LA Basin | 4 | Monthly System Peak Day | SCE | 1-in-2 | 2028 | 3 |  |  |  | 57.7433 | 1
| LCA | Outside LA Basin | 4 | Monthly System Peak Day | SCE | 1-in-2 | 2028 | 4 |  |  |  | 57.3967 | 1
| LCA | Outside LA Basin | 4 | Monthly System Peak Day | SCE | 1-in-2 | 2028 | 5 |  |  |  | 55.9733 | 1
| LCA | Outside LA Basin | 4 | Monthly System Peak Day | SCE | 1-in-2 | 2028 | 6 |  |  |  | 54.13 | 1
| LCA | Outside LA Basin | 4 | Monthly System Peak Day | SCE | 1-in-2 | 2028 | 7 |  |  |  | 53.4 | 1
| LCA | Outside LA Basin | 4 | Monthly System Peak Day | SCE | 1-in-2 | 2028 | 8 |  |  |  | 53.7033 | 1
| LCA | Outside LA Basin | 4 | Monthly System Peak Day | SCE | 1-in-2 | 2028 | 9 |  |  |  | 55.19 | 1
| LCA | Outside LA Basin | 4 | Monthly System Peak Day | SCE | 1-in-2 | 2028 | 10 |  |  |  | 58.9167 | 1
| LCA | Outside LA Basin | 4 | Monthly System Peak Day | SCE | 1-in-2 | 2028 | 11 |  |  |  | 64.7733 | 1
| LCA | Outside LA Basin | 4 | Monthly System Peak Day | SCE | 1-in-2 | 2028 | 12 |  |  |  | 70.5833 | 1
| LCA | Outside LA Basin | 4 | Monthly System Peak Day | SCE | 1-in-2 | 2028 | 13 |  |  |  | 75.6933 | 1
| LCA | Outside LA Basin | 4 | Monthly System Peak Day | SCE | 1-in-2 | 2028 | 14 |  |  |  | 79.3667 | 1
| LCA | Outside LA Basin | 4 | Monthly System Peak Day | SCE | 1-in-2 | 2028 | 15 |  |  |  | 80.9 | 1
| LCA | Outside LA Basin | 4 | Monthly System Peak Day | SCE | 1-in-2 | 2028 | 16 |  |  |  | 82.1667 | 1
| LCA | Outside LA Basin | 4 | Monthly System Peak Day | SCE | 1-in-2 | 2028 | 17 |  |  |  | 82.2333 | 1
| LCA | Outside LA Basin | 4 | Monthly System Peak Day | SCE | 1-in-2 | 2028 | 18 |  |  |  | 81.6 | 1
| LCA | Outside LA Basin | 4 | Monthly System Peak Day | SCE | 1-in-2 | 2028 | 19 |  |  |  | 80.5667 | 1
| LCA | Outside LA Basin | 4 | Monthly System Peak Day | SCE | 1-in-2 | 2028 | 20 |  |  |  | 78.5333 | 1
| LCA | Outside LA Basin | 4 | Monthly System Peak Day | SCE | 1-in-2 | 2028 | 21 |  |  |  | 75.2 | 1
| LCA | Outside LA Basin | 4 | Monthly System Peak Day | SCE | 1-in-2 | 2028 | 22 |  |  |  | 72.4667 | 1
| LCA | Outside LA Basin | 4 | Monthly System Peak Day | SCE | 1-in-2 | 2028 | 23 |  |  |  | 71.2 | 1
| LCA | Outside LA Basin | 4 | Monthly System Peak Day | SCE | 1-in-2 | 2028 | 24 |  |  |  | 69.2467 | 1
| LCA | Outside LA Basin | 5 | Average Weekday | SCE | 1-in-2 | 2028 | 1 |  |  |  | 62.137 | 1
| LCA | Outside LA Basin | 5 | Average Weekday | SCE | 1-in-2 | 2028 | 2 |  |  |  | 60.8508 | 1
| LCA | Outside LA Basin | 5 | Average Weekday | SCE | 1-in-2 | 2028 | 3 |  |  |  | 59.6166 | 1
| LCA | Outside LA Basin | 5 | Average Weekday | SCE | 1-in-2 | 2028 | 4 |  |  |  | 58.5375 | 1
| LCA | Outside LA Basin | 5 | Average Weekday | SCE | 1-in-2 | 2028 | 5 |  |  |  | 57.4615 | 1
| LCA | Outside LA Basin | 5 | Average Weekday | SCE | 1-in-2 | 2028 | 6 |  |  |  | 56.6158 | 1
| LCA | Outside LA Basin | 5 | Average Weekday | SCE | 1-in-2 | 2028 | 7 |  |  |  | 55.73 | 1
| LCA | Outside LA Basin | 5 | Average Weekday | SCE | 1-in-2 | 2028 | 8 |  |  |  | 56.6615 | 1
| LCA | Outside LA Basin | 5 | Average Weekday | SCE | 1-in-2 | 2028 | 9 |  |  |  | 59.8644 | 1
| LCA | Outside LA Basin | 5 | Average Weekday | SCE | 1-in-2 | 2028 | 10 |  |  |  | 63.6587 | 1
| LCA | Outside LA Basin | 5 | Average Weekday | SCE | 1-in-2 | 2028 | 11 |  |  |  | 67.2326 | 1
| LCA | Outside LA Basin | 5 | Average Weekday | SCE | 1-in-2 | 2028 | 12 |  |  |  | 70.5618 | 1
| LCA | Outside LA Basin | 5 | Average Weekday | SCE | 1-in-2 | 2028 | 13 |  |  |  | 73.2877 | 1
| LCA | Outside LA Basin | 5 | Average Weekday | SCE | 1-in-2 | 2028 | 14 |  |  |  | 75.0811 | 1
| LCA | Outside LA Basin | 5 | Average Weekday | SCE | 1-in-2 | 2028 | 15 |  |  |  | 76.3295 | 1
| LCA | Outside LA Basin | 5 | Average Weekday | SCE | 1-in-2 | 2028 | 16 |  |  |  | 77.0623 | 1
| LCA | Outside LA Basin | 5 | Average Weekday | SCE | 1-in-2 | 2028 | 17 |  |  |  | 77.2838 | 1
| LCA | Outside LA Basin | 5 | Average Weekday | SCE | 1-in-2 | 2028 | 18 |  |  |  | 76.6675 | 1
| LCA | Outside LA Basin | 5 | Average Weekday | SCE | 1-in-2 | 2028 | 19 |  |  |  | 75.2703 | 1
| LCA | Outside LA Basin | 5 | Average Weekday | SCE | 1-in-2 | 2028 | 20 |  |  |  | 72.9802 | 1
| LCA | Outside LA Basin | 5 | Average Weekday | SCE | 1-in-2 | 2028 | 21 |  |  |  | 69.5905 | 1
| LCA | Outside LA Basin | 5 | Average Weekday | SCE | 1-in-2 | 2028 | 22 |  |  |  | 66.5993 | 1
| LCA | Outside LA Basin | 5 | Average Weekday | SCE | 1-in-2 | 2028 | 23 |  |  |  | 64.7036 | 1
| LCA | Outside LA Basin | 5 | Average Weekday | SCE | 1-in-2 | 2028 | 24 |  |  |  | 63.0014 | 1
| LCA | Outside LA Basin | 5 | Monthly System Peak Day | SCE | 1-in-2 | 2028 | 1 |  |  |  | 67.2867 | 1
| LCA | Outside LA Basin | 5 | Monthly System Peak Day | SCE | 1-in-2 | 2028 | 2 |  |  |  | 65.1267 | 1
| LCA | Outside LA Basin | 5 | Monthly System Peak Day | SCE | 1-in-2 | 2028 | 3 |  |  |  | 64.1067 | 1
| LCA | Outside LA Basin | 5 | Monthly System Peak Day | SCE | 1-in-2 | 2028 | 4 |  |  |  | 62.5933 | 1
| LCA | Outside LA Basin | 5 | Monthly System Peak Day | SCE | 1-in-2 | 2028 | 5 |  |  |  | 60.6067 | 1
| LCA | Outside LA Basin | 5 | Monthly System Peak Day | SCE | 1-in-2 | 2028 | 6 |  |  |  | 60.18 | 1
| LCA | Outside LA Basin | 5 | Monthly System Peak Day | SCE | 1-in-2 | 2028 | 7 |  |  |  | 59.8233 | 1
| LCA | Outside LA Basin | 5 | Monthly System Peak Day | SCE | 1-in-2 | 2028 | 8 |  |  |  | 59.8433 | 1
| LCA | Outside LA Basin | 5 | Monthly System Peak Day | SCE | 1-in-2 | 2028 | 9 |  |  |  | 60.9633 | 1
| LCA | Outside LA Basin | 5 | Monthly System Peak Day | SCE | 1-in-2 | 2028 | 10 |  |  |  | 66.41 | 1
| LCA | Outside LA Basin | 5 | Monthly System Peak Day | SCE | 1-in-2 | 2028 | 11 |  |  |  | 71.1333 | 1
| LCA | Outside LA Basin | 5 | Monthly System Peak Day | SCE | 1-in-2 | 2028 | 12 |  |  |  | 75.33 | 1
| LCA | Outside LA Basin | 5 | Monthly System Peak Day | SCE | 1-in-2 | 2028 | 13 |  |  |  | 79.1 | 1
| LCA | Outside LA Basin | 5 | Monthly System Peak Day | SCE | 1-in-2 | 2028 | 14 |  |  |  | 81.1667 | 1
| LCA | Outside LA Basin | 5 | Monthly System Peak Day | SCE | 1-in-2 | 2028 | 15 |  |  |  | 83.1333 | 1
| LCA | Outside LA Basin | 5 | Monthly System Peak Day | SCE | 1-in-2 | 2028 | 16 |  |  |  | 85.4 | 1
| LCA | Outside LA Basin | 5 | Monthly System Peak Day | SCE | 1-in-2 | 2028 | 17 |  |  |  | 86.3667 | 1
| LCA | Outside LA Basin | 5 | Monthly System Peak Day | SCE | 1-in-2 | 2028 | 18 |  |  |  | 86.4 | 1
| LCA | Outside LA Basin | 5 | Monthly System Peak Day | SCE | 1-in-2 | 2028 | 19 |  |  |  | 85.9667 | 1
| LCA | Outside LA Basin | 5 | Monthly System Peak Day | SCE | 1-in-2 | 2028 | 20 |  |  |  | 83.2333 | 1
| LCA | Outside LA Basin | 5 | Monthly System Peak Day | SCE | 1-in-2 | 2028 | 21 |  |  |  | 78.9 | 1
| LCA | Outside LA Basin | 5 | Monthly System Peak Day | SCE | 1-in-2 | 2028 | 22 |  |  |  | 75.6667 | 1
| LCA | Outside LA Basin | 5 | Monthly System Peak Day | SCE | 1-in-2 | 2028 | 23 |  |  |  | 72.9667 | 1
| LCA | Outside LA Basin | 5 | Monthly System Peak Day | SCE | 1-in-2 | 2028 | 24 |  |  |  | 70.35 | 1
| LCA | Outside LA Basin | 6 | Average Weekday | SCE | 1-in-2 | 2028 | 1 |  |  |  | 70.2183 | 1
| LCA | Outside LA Basin | 6 | Average Weekday | SCE | 1-in-2 | 2028 | 2 |  |  |  | 68.7472 | 1
| LCA | Outside LA Basin | 6 | Average Weekday | SCE | 1-in-2 | 2028 | 3 |  |  |  | 67.542 | 1
| LCA | Outside LA Basin | 6 | Average Weekday | SCE | 1-in-2 | 2028 | 4 |  |  |  | 66.3818 | 1
| LCA | Outside LA Basin | 6 | Average Weekday | SCE | 1-in-2 | 2028 | 5 |  |  |  | 65.3338 | 1
| LCA | Outside LA Basin | 6 | Average Weekday | SCE | 1-in-2 | 2028 | 6 |  |  |  | 64.0672 | 1
| LCA | Outside LA Basin | 6 | Average Weekday | SCE | 1-in-2 | 2028 | 7 |  |  |  | 63.101 | 1
| LCA | Outside LA Basin | 6 | Average Weekday | SCE | 1-in-2 | 2028 | 8 |  |  |  | 64.2057 | 1
| LCA | Outside LA Basin | 6 | Average Weekday | SCE | 1-in-2 | 2028 | 9 |  |  |  | 67.7967 | 1
| LCA | Outside LA Basin | 6 | Average Weekday | SCE | 1-in-2 | 2028 | 10 |  |  |  | 72.0773 | 1
| LCA | Outside LA Basin | 6 | Average Weekday | SCE | 1-in-2 | 2028 | 11 |  |  |  | 76.7247 | 1
| LCA | Outside LA Basin | 6 | Average Weekday | SCE | 1-in-2 | 2028 | 12 |  |  |  | 80.4514 | 1
| LCA | Outside LA Basin | 6 | Average Weekday | SCE | 1-in-2 | 2028 | 13 |  |  |  | 83.3777 | 1
| LCA | Outside LA Basin | 6 | Average Weekday | SCE | 1-in-2 | 2028 | 14 |  |  |  | 85.5483 | 1
| LCA | Outside LA Basin | 6 | Average Weekday | SCE | 1-in-2 | 2028 | 15 |  |  |  | 86.8952 | 1
| LCA | Outside LA Basin | 6 | Average Weekday | SCE | 1-in-2 | 2028 | 16 |  |  |  | 87.5875 | 1
| LCA | Outside LA Basin | 6 | Average Weekday | SCE | 1-in-2 | 2028 | 17 |  |  |  | 87.5021 | 1
| LCA | Outside LA Basin | 6 | Average Weekday | SCE | 1-in-2 | 2028 | 18 |  |  |  | 86.6587 | 1
| LCA | Outside LA Basin | 6 | Average Weekday | SCE | 1-in-2 | 2028 | 19 |  |  |  | 85.162 | 1
| LCA | Outside LA Basin | 6 | Average Weekday | SCE | 1-in-2 | 2028 | 20 |  |  |  | 82.9063 | 1
| LCA | Outside LA Basin | 6 | Average Weekday | SCE | 1-in-2 | 2028 | 21 |  |  |  | 79.8354 | 1
| LCA | Outside LA Basin | 6 | Average Weekday | SCE | 1-in-2 | 2028 | 22 |  |  |  | 76.4285 | 1
| LCA | Outside LA Basin | 6 | Average Weekday | SCE | 1-in-2 | 2028 | 23 |  |  |  | 73.9694 | 1
| LCA | Outside LA Basin | 6 | Average Weekday | SCE | 1-in-2 | 2028 | 24 |  |  |  | 72.0462 | 1
| LCA | Outside LA Basin | 6 | Monthly System Peak Day | SCE | 1-in-2 | 2028 | 1 |  |  |  | 76.7667 | 1
| LCA | Outside LA Basin | 6 | Monthly System Peak Day | SCE | 1-in-2 | 2028 | 2 |  |  |  | 74.9667 | 1
| LCA | Outside LA Basin | 6 | Monthly System Peak Day | SCE | 1-in-2 | 2028 | 3 |  |  |  | 73.8667 | 1
| LCA | Outside LA Basin | 6 | Monthly System Peak Day | SCE | 1-in-2 | 2028 | 4 |  |  |  | 72.4433 | 1
| LCA | Outside LA Basin | 6 | Monthly System Peak Day | SCE | 1-in-2 | 2028 | 5 |  |  |  | 71.44 | 1
| LCA | Outside LA Basin | 6 | Monthly System Peak Day | SCE | 1-in-2 | 2028 | 6 |  |  |  | 70.69 | 1
| LCA | Outside LA Basin | 6 | Monthly System Peak Day | SCE | 1-in-2 | 2028 | 7 |  |  |  | 70.0833 | 1
| LCA | Outside LA Basin | 6 | Monthly System Peak Day | SCE | 1-in-2 | 2028 | 8 |  |  |  | 71.6933 | 1
| LCA | Outside LA Basin | 6 | Monthly System Peak Day | SCE | 1-in-2 | 2028 | 9 |  |  |  | 75.2333 | 1
| LCA | Outside LA Basin | 6 | Monthly System Peak Day | SCE | 1-in-2 | 2028 | 10 |  |  |  | 81.1 | 1
| LCA | Outside LA Basin | 6 | Monthly System Peak Day | SCE | 1-in-2 | 2028 | 11 |  |  |  | 84.2667 | 1
| LCA | Outside LA Basin | 6 | Monthly System Peak Day | SCE | 1-in-2 | 2028 | 12 |  |  |  | 86.2667 | 1
| LCA | Outside LA Basin | 6 | Monthly System Peak Day | SCE | 1-in-2 | 2028 | 13 |  |  |  | 87.7 | 1
| LCA | Outside LA Basin | 6 | Monthly System Peak Day | SCE | 1-in-2 | 2028 | 14 |  |  |  | 89.6 | 1
| LCA | Outside LA Basin | 6 | Monthly System Peak Day | SCE | 1-in-2 | 2028 | 15 |  |  |  | 89.9667 | 1
| LCA | Outside LA Basin | 6 | Monthly System Peak Day | SCE | 1-in-2 | 2028 | 16 |  |  |  | 89.7 | 1
| LCA | Outside LA Basin | 6 | Monthly System Peak Day | SCE | 1-in-2 | 2028 | 17 |  |  |  | 89.5333 | 1
| LCA | Outside LA Basin | 6 | Monthly System Peak Day | SCE | 1-in-2 | 2028 | 18 |  |  |  | 89.3667 | 1
| LCA | Outside LA Basin | 6 | Monthly System Peak Day | SCE | 1-in-2 | 2028 | 19 |  |  |  | 87.7333 | 1
| LCA | Outside LA Basin | 6 | Monthly System Peak Day | SCE | 1-in-2 | 2028 | 20 |  |  |  | 85.9333 | 1
| LCA | Outside LA Basin | 6 | Monthly System Peak Day | SCE | 1-in-2 | 2028 | 21 |  |  |  | 84.1 | 1
| LCA | Outside LA Basin | 6 | Monthly System Peak Day | SCE | 1-in-2 | 2028 | 22 |  |  |  | 82.1333 | 1
| LCA | Outside LA Basin | 6 | Monthly System Peak Day | SCE | 1-in-2 | 2028 | 23 |  |  |  | 79.5 | 1
| LCA | Outside LA Basin | 6 | Monthly System Peak Day | SCE | 1-in-2 | 2028 | 24 |  |  |  | 76.3667 | 1
| LCA | Outside LA Basin | 7 | Average Weekday | SCE | 1-in-2 | 2028 | 1 |  |  |  | 76.1269 | 1
| LCA | Outside LA Basin | 7 | Average Weekday | SCE | 1-in-2 | 2028 | 2 |  |  |  | 74.7718 | 1
| LCA | Outside LA Basin | 7 | Average Weekday | SCE | 1-in-2 | 2028 | 3 |  |  |  | 73.6633 | 1
| LCA | Outside LA Basin | 7 | Average Weekday | SCE | 1-in-2 | 2028 | 4 |  |  |  | 72.7788 | 1
| LCA | Outside LA Basin | 7 | Average Weekday | SCE | 1-in-2 | 2028 | 5 |  |  |  | 71.9272 | 1
| LCA | Outside LA Basin | 7 | Average Weekday | SCE | 1-in-2 | 2028 | 6 |  |  |  | 71.0136 | 1
| LCA | Outside LA Basin | 7 | Average Weekday | SCE | 1-in-2 | 2028 | 7 |  |  |  | 70.1683 | 1
| LCA | Outside LA Basin | 7 | Average Weekday | SCE | 1-in-2 | 2028 | 8 |  |  |  | 70.9198 | 1
| LCA | Outside LA Basin | 7 | Average Weekday | SCE | 1-in-2 | 2028 | 9 |  |  |  | 73.749 | 1
| LCA | Outside LA Basin | 7 | Average Weekday | SCE | 1-in-2 | 2028 | 10 |  |  |  | 77.6918 | 1
| LCA | Outside LA Basin | 7 | Average Weekday | SCE | 1-in-2 | 2028 | 11 |  |  |  | 81.8348 | 1
| LCA | Outside LA Basin | 7 | Average Weekday | SCE | 1-in-2 | 2028 | 12 |  |  |  | 85.2925 | 1
| LCA | Outside LA Basin | 7 | Average Weekday | SCE | 1-in-2 | 2028 | 13 |  |  |  | 88.0809 | 1
| LCA | Outside LA Basin | 7 | Average Weekday | SCE | 1-in-2 | 2028 | 14 |  |  |  | 90.2105 | 1
| LCA | Outside LA Basin | 7 | Average Weekday | SCE | 1-in-2 | 2028 | 15 |  |  |  | 91.2661 | 1
| LCA | Outside LA Basin | 7 | Average Weekday | SCE | 1-in-2 | 2028 | 16 |  |  |  | 91.6621 | 1
| LCA | Outside LA Basin | 7 | Average Weekday | SCE | 1-in-2 | 2028 | 17 |  |  |  | 91.5378 | 1
| LCA | Outside LA Basin | 7 | Average Weekday | SCE | 1-in-2 | 2028 | 18 |  |  |  | 90.7038 | 1
| LCA | Outside LA Basin | 7 | Average Weekday | SCE | 1-in-2 | 2028 | 19 |  |  |  | 89.0329 | 1
| LCA | Outside LA Basin | 7 | Average Weekday | SCE | 1-in-2 | 2028 | 20 |  |  |  | 86.7904 | 1
| LCA | Outside LA Basin | 7 | Average Weekday | SCE | 1-in-2 | 2028 | 21 |  |  |  | 84.0876 | 1
| LCA | Outside LA Basin | 7 | Average Weekday | SCE | 1-in-2 | 2028 | 22 |  |  |  | 81.1442 | 1
| LCA | Outside LA Basin | 7 | Average Weekday | SCE | 1-in-2 | 2028 | 23 |  |  |  | 79.1546 | 1
| LCA | Outside LA Basin | 7 | Average Weekday | SCE | 1-in-2 | 2028 | 24 |  |  |  | 77.4913 | 1
| LCA | Outside LA Basin | 7 | Monthly System Peak Day | SCE | 1-in-2 | 2028 | 1 |  |  |  | 83.1 | 1
| LCA | Outside LA Basin | 7 | Monthly System Peak Day | SCE | 1-in-2 | 2028 | 2 |  |  |  | 81.8667 | 1
| LCA | Outside LA Basin | 7 | Monthly System Peak Day | SCE | 1-in-2 | 2028 | 3 |  |  |  | 80.3667 | 1
| LCA | Outside LA Basin | 7 | Monthly System Peak Day | SCE | 1-in-2 | 2028 | 4 |  |  |  | 78.5 | 1
| LCA | Outside LA Basin | 7 | Monthly System Peak Day | SCE | 1-in-2 | 2028 | 5 |  |  |  | 78.0333 | 1
| LCA | Outside LA Basin | 7 | Monthly System Peak Day | SCE | 1-in-2 | 2028 | 6 |  |  |  | 76.5833 | 1
| LCA | Outside LA Basin | 7 | Monthly System Peak Day | SCE | 1-in-2 | 2028 | 7 |  |  |  | 76.6933 | 1
| LCA | Outside LA Basin | 7 | Monthly System Peak Day | SCE | 1-in-2 | 2028 | 8 |  |  |  | 77.1933 | 1
| LCA | Outside LA Basin | 7 | Monthly System Peak Day | SCE | 1-in-2 | 2028 | 9 |  |  |  | 78.5 | 1
| LCA | Outside LA Basin | 7 | Monthly System Peak Day | SCE | 1-in-2 | 2028 | 10 |  |  |  | 84.4 | 1
| LCA | Outside LA Basin | 7 | Monthly System Peak Day | SCE | 1-in-2 | 2028 | 11 |  |  |  | 88.5333 | 1
| LCA | Outside LA Basin | 7 | Monthly System Peak Day | SCE | 1-in-2 | 2028 | 12 |  |  |  | 91.3333 | 1
| LCA | Outside LA Basin | 7 | Monthly System Peak Day | SCE | 1-in-2 | 2028 | 13 |  |  |  | 93.8667 | 1
| LCA | Outside LA Basin | 7 | Monthly System Peak Day | SCE | 1-in-2 | 2028 | 14 |  |  |  | 96.5667 | 1
| LCA | Outside LA Basin | 7 | Monthly System Peak Day | SCE | 1-in-2 | 2028 | 15 |  |  |  | 97.3667 | 1
| LCA | Outside LA Basin | 7 | Monthly System Peak Day | SCE | 1-in-2 | 2028 | 16 |  |  |  | 97.4667 | 1
| LCA | Outside LA Basin | 7 | Monthly System Peak Day | SCE | 1-in-2 | 2028 | 17 |  |  |  | 97.7 | 1
| LCA | Outside LA Basin | 7 | Monthly System Peak Day | SCE | 1-in-2 | 2028 | 18 |  |  |  | 96.6333 | 1
| LCA | Outside LA Basin | 7 | Monthly System Peak Day | SCE | 1-in-2 | 2028 | 19 |  |  |  | 95.6 | 1
| LCA | Outside LA Basin | 7 | Monthly System Peak Day | SCE | 1-in-2 | 2028 | 20 |  |  |  | 93.7 | 1
| LCA | Outside LA Basin | 7 | Monthly System Peak Day | SCE | 1-in-2 | 2028 | 21 |  |  |  | 91.2 | 1
| LCA | Outside LA Basin | 7 | Monthly System Peak Day | SCE | 1-in-2 | 2028 | 22 |  |  |  | 88.6667 | 1
| LCA | Outside LA Basin | 7 | Monthly System Peak Day | SCE | 1-in-2 | 2028 | 23 |  |  |  | 87.2333 | 1
| LCA | Outside LA Basin | 7 | Monthly System Peak Day | SCE | 1-in-2 | 2028 | 24 |  |  |  | 85.4333 | 1
| LCA | Outside LA Basin | 8 | Average Weekday | SCE | 1-in-2 | 2028 | 1 |  |  |  | 75.7472 | 1
| LCA | Outside LA Basin | 8 | Average Weekday | SCE | 1-in-2 | 2028 | 2 |  |  |  | 74.2555 | 1
| LCA | Outside LA Basin | 8 | Average Weekday | SCE | 1-in-2 | 2028 | 3 |  |  |  | 73.0105 | 1
| LCA | Outside LA Basin | 8 | Average Weekday | SCE | 1-in-2 | 2028 | 4 |  |  |  | 72.0766 | 1
| LCA | Outside LA Basin | 8 | Average Weekday | SCE | 1-in-2 | 2028 | 5 |  |  |  | 70.8588 | 1
| LCA | Outside LA Basin | 8 | Average Weekday | SCE | 1-in-2 | 2028 | 6 |  |  |  | 69.7494 | 1
| LCA | Outside LA Basin | 8 | Average Weekday | SCE | 1-in-2 | 2028 | 7 |  |  |  | 68.9219 | 1
| LCA | Outside LA Basin | 8 | Average Weekday | SCE | 1-in-2 | 2028 | 8 |  |  |  | 68.7296 | 1
| LCA | Outside LA Basin | 8 | Average Weekday | SCE | 1-in-2 | 2028 | 9 |  |  |  | 71.4096 | 1
| LCA | Outside LA Basin | 8 | Average Weekday | SCE | 1-in-2 | 2028 | 10 |  |  |  | 75.4677 | 1
| LCA | Outside LA Basin | 8 | Average Weekday | SCE | 1-in-2 | 2028 | 11 |  |  |  | 80.3291 | 1
| LCA | Outside LA Basin | 8 | Average Weekday | SCE | 1-in-2 | 2028 | 12 |  |  |  | 84.3566 | 1
| LCA | Outside LA Basin | 8 | Average Weekday | SCE | 1-in-2 | 2028 | 13 |  |  |  | 87.425 | 1
| LCA | Outside LA Basin | 8 | Average Weekday | SCE | 1-in-2 | 2028 | 14 |  |  |  | 89.5426 | 1
| LCA | Outside LA Basin | 8 | Average Weekday | SCE | 1-in-2 | 2028 | 15 |  |  |  | 90.8609 | 1
| LCA | Outside LA Basin | 8 | Average Weekday | SCE | 1-in-2 | 2028 | 16 |  |  |  | 91.4819 | 1
| LCA | Outside LA Basin | 8 | Average Weekday | SCE | 1-in-2 | 2028 | 17 |  |  |  | 91.2461 | 1
| LCA | Outside LA Basin | 8 | Average Weekday | SCE | 1-in-2 | 2028 | 18 |  |  |  | 90.6423 | 1
| LCA | Outside LA Basin | 8 | Average Weekday | SCE | 1-in-2 | 2028 | 19 |  |  |  | 89.2134 | 1
| LCA | Outside LA Basin | 8 | Average Weekday | SCE | 1-in-2 | 2028 | 20 |  |  |  | 86.9542 | 1
| LCA | Outside LA Basin | 8 | Average Weekday | SCE | 1-in-2 | 2028 | 21 |  |  |  | 83.7909 | 1
| LCA | Outside LA Basin | 8 | Average Weekday | SCE | 1-in-2 | 2028 | 22 |  |  |  | 81.008 | 1
| LCA | Outside LA Basin | 8 | Average Weekday | SCE | 1-in-2 | 2028 | 23 |  |  |  | 79.0446 | 1
| LCA | Outside LA Basin | 8 | Average Weekday | SCE | 1-in-2 | 2028 | 24 |  |  |  | 77.3034 | 1
| LCA | Outside LA Basin | 8 | Monthly System Peak Day | SCE | 1-in-2 | 2028 | 1 |  |  |  | 83.1333 | 1
| LCA | Outside LA Basin | 8 | Monthly System Peak Day | SCE | 1-in-2 | 2028 | 2 |  |  |  | 81.4 | 1
| LCA | Outside LA Basin | 8 | Monthly System Peak Day | SCE | 1-in-2 | 2028 | 3 |  |  |  | 79.9333 | 1
| LCA | Outside LA Basin | 8 | Monthly System Peak Day | SCE | 1-in-2 | 2028 | 4 |  |  |  | 79.5333 | 1
| LCA | Outside LA Basin | 8 | Monthly System Peak Day | SCE | 1-in-2 | 2028 | 5 |  |  |  | 78.1 | 1
| LCA | Outside LA Basin | 8 | Monthly System Peak Day | SCE | 1-in-2 | 2028 | 6 |  |  |  | 76.7333 | 1
| LCA | Outside LA Basin | 8 | Monthly System Peak Day | SCE | 1-in-2 | 2028 | 7 |  |  |  | 76.2 | 1
| LCA | Outside LA Basin | 8 | Monthly System Peak Day | SCE | 1-in-2 | 2028 | 8 |  |  |  | 75.7 | 1
| LCA | Outside LA Basin | 8 | Monthly System Peak Day | SCE | 1-in-2 | 2028 | 9 |  |  |  | 77.5667 | 1
| LCA | Outside LA Basin | 8 | Monthly System Peak Day | SCE | 1-in-2 | 2028 | 10 |  |  |  | 81.4 | 1
| LCA | Outside LA Basin | 8 | Monthly System Peak Day | SCE | 1-in-2 | 2028 | 11 |  |  |  | 87.1 | 1
| LCA | Outside LA Basin | 8 | Monthly System Peak Day | SCE | 1-in-2 | 2028 | 12 |  |  |  | 90.1667 | 1
| LCA | Outside LA Basin | 8 | Monthly System Peak Day | SCE | 1-in-2 | 2028 | 13 |  |  |  | 92.1667 | 1
| LCA | Outside LA Basin | 8 | Monthly System Peak Day | SCE | 1-in-2 | 2028 | 14 |  |  |  | 94 | 1
| LCA | Outside LA Basin | 8 | Monthly System Peak Day | SCE | 1-in-2 | 2028 | 15 |  |  |  | 93.7 | 1
| LCA | Outside LA Basin | 8 | Monthly System Peak Day | SCE | 1-in-2 | 2028 | 16 |  |  |  | 92.6667 | 1
| LCA | Outside LA Basin | 8 | Monthly System Peak Day | SCE | 1-in-2 | 2028 | 17 |  |  |  | 90.6667 | 1
| LCA | Outside LA Basin | 8 | Monthly System Peak Day | SCE | 1-in-2 | 2028 | 18 |  |  |  | 92.6 | 1
| LCA | Outside LA Basin | 8 | Monthly System Peak Day | SCE | 1-in-2 | 2028 | 19 |  |  |  | 91.9 | 1
| LCA | Outside LA Basin | 8 | Monthly System Peak Day | SCE | 1-in-2 | 2028 | 20 |  |  |  | 89.5333 | 1
| LCA | Outside LA Basin | 8 | Monthly System Peak Day | SCE | 1-in-2 | 2028 | 21 |  |  |  | 87.2 | 1
| LCA | Outside LA Basin | 8 | Monthly System Peak Day | SCE | 1-in-2 | 2028 | 22 |  |  |  | 84.9667 | 1
| LCA | Outside LA Basin | 8 | Monthly System Peak Day | SCE | 1-in-2 | 2028 | 23 |  |  |  | 82.8333 | 1
| LCA | Outside LA Basin | 8 | Monthly System Peak Day | SCE | 1-in-2 | 2028 | 24 |  |  |  | 81.4667 | 1
| LCA | Outside LA Basin | 8 | Typical Event Day | SCE | 1-in-2 | 2028 | 1 |  |  |  | 80.3083 | 1
| LCA | Outside LA Basin | 8 | Typical Event Day | SCE | 1-in-2 | 2028 | 2 |  |  |  | 78.9 | 1
| LCA | Outside LA Basin | 8 | Typical Event Day | SCE | 1-in-2 | 2028 | 3 |  |  |  | 77.2833 | 1
| LCA | Outside LA Basin | 8 | Typical Event Day | SCE | 1-in-2 | 2028 | 4 |  |  |  | 75.9275 | 1
| LCA | Outside LA Basin | 8 | Typical Event Day | SCE | 1-in-2 | 2028 | 5 |  |  |  | 74.89 | 1
| LCA | Outside LA Basin | 8 | Typical Event Day | SCE | 1-in-2 | 2028 | 6 |  |  |  | 73.7808 | 1
| LCA | Outside LA Basin | 8 | Typical Event Day | SCE | 1-in-2 | 2028 | 7 |  |  |  | 73.0825 | 1
| LCA | Outside LA Basin | 8 | Typical Event Day | SCE | 1-in-2 | 2028 | 8 |  |  |  | 73.47 | 1
| LCA | Outside LA Basin | 8 | Typical Event Day | SCE | 1-in-2 | 2028 | 9 |  |  |  | 75.835 | 1
| LCA | Outside LA Basin | 8 | Typical Event Day | SCE | 1-in-2 | 2028 | 10 |  |  |  | 80.3833 | 1
| LCA | Outside LA Basin | 8 | Typical Event Day | SCE | 1-in-2 | 2028 | 11 |  |  |  | 84.875 | 1
| LCA | Outside LA Basin | 8 | Typical Event Day | SCE | 1-in-2 | 2028 | 12 |  |  |  | 88.05 | 1
| LCA | Outside LA Basin | 8 | Typical Event Day | SCE | 1-in-2 | 2028 | 13 |  |  |  | 90.55 | 1
| LCA | Outside LA Basin | 8 | Typical Event Day | SCE | 1-in-2 | 2028 | 14 |  |  |  | 92.8417 | 1
| LCA | Outside LA Basin | 8 | Typical Event Day | SCE | 1-in-2 | 2028 | 15 |  |  |  | 93.3917 | 1
| LCA | Outside LA Basin | 8 | Typical Event Day | SCE | 1-in-2 | 2028 | 16 |  |  |  | 93.25 | 1
| LCA | Outside LA Basin | 8 | Typical Event Day | SCE | 1-in-2 | 2028 | 17 |  |  |  | 92.6167 | 1
| LCA | Outside LA Basin | 8 | Typical Event Day | SCE | 1-in-2 | 2028 | 18 |  |  |  | 92.8833 | 1
| LCA | Outside LA Basin | 8 | Typical Event Day | SCE | 1-in-2 | 2028 | 19 |  |  |  | 91.9083 | 1
| LCA | Outside LA Basin | 8 | Typical Event Day | SCE | 1-in-2 | 2028 | 20 |  |  |  | 89.925 | 1
| LCA | Outside LA Basin | 8 | Typical Event Day | SCE | 1-in-2 | 2028 | 21 |  |  |  | 87.475 | 1
| LCA | Outside LA Basin | 8 | Typical Event Day | SCE | 1-in-2 | 2028 | 22 |  |  |  | 85.2083 | 1
| LCA | Outside LA Basin | 8 | Typical Event Day | SCE | 1-in-2 | 2028 | 23 |  |  |  | 83.3 | 1
| LCA | Outside LA Basin | 8 | Typical Event Day | SCE | 1-in-2 | 2028 | 24 |  |  |  | 81.2667 | 1
| LCA | Outside LA Basin | 9 | Average Weekday | SCE | 1-in-2 | 2028 | 1 |  |  |  | 70.0932 | 1
| LCA | Outside LA Basin | 9 | Average Weekday | SCE | 1-in-2 | 2028 | 2 |  |  |  | 68.5513 | 1
| LCA | Outside LA Basin | 9 | Average Weekday | SCE | 1-in-2 | 2028 | 3 |  |  |  | 67.3304 | 1
| LCA | Outside LA Basin | 9 | Average Weekday | SCE | 1-in-2 | 2028 | 4 |  |  |  | 66.2761 | 1
| LCA | Outside LA Basin | 9 | Average Weekday | SCE | 1-in-2 | 2028 | 5 |  |  |  | 65.0104 | 1
| LCA | Outside LA Basin | 9 | Average Weekday | SCE | 1-in-2 | 2028 | 6 |  |  |  | 63.9356 | 1
| LCA | Outside LA Basin | 9 | Average Weekday | SCE | 1-in-2 | 2028 | 7 |  |  |  | 63.0654 | 1
| LCA | Outside LA Basin | 9 | Average Weekday | SCE | 1-in-2 | 2028 | 8 |  |  |  | 62.6267 | 1
| LCA | Outside LA Basin | 9 | Average Weekday | SCE | 1-in-2 | 2028 | 9 |  |  |  | 64.3898 | 1
| LCA | Outside LA Basin | 9 | Average Weekday | SCE | 1-in-2 | 2028 | 10 |  |  |  | 68.3428 | 1
| LCA | Outside LA Basin | 9 | Average Weekday | SCE | 1-in-2 | 2028 | 11 |  |  |  | 72.951 | 1
| LCA | Outside LA Basin | 9 | Average Weekday | SCE | 1-in-2 | 2028 | 12 |  |  |  | 77.2645 | 1
| LCA | Outside LA Basin | 9 | Average Weekday | SCE | 1-in-2 | 2028 | 13 |  |  |  | 80.5357 | 1
| LCA | Outside LA Basin | 9 | Average Weekday | SCE | 1-in-2 | 2028 | 14 |  |  |  | 82.8833 | 1
| LCA | Outside LA Basin | 9 | Average Weekday | SCE | 1-in-2 | 2028 | 15 |  |  |  | 84.2578 | 1
| LCA | Outside LA Basin | 9 | Average Weekday | SCE | 1-in-2 | 2028 | 16 |  |  |  | 85.0622 | 1
| LCA | Outside LA Basin | 9 | Average Weekday | SCE | 1-in-2 | 2028 | 17 |  |  |  | 85.1449 | 1
| LCA | Outside LA Basin | 9 | Average Weekday | SCE | 1-in-2 | 2028 | 18 |  |  |  | 84.6285 | 1
| LCA | Outside LA Basin | 9 | Average Weekday | SCE | 1-in-2 | 2028 | 19 |  |  |  | 83.1673 | 1
| LCA | Outside LA Basin | 9 | Average Weekday | SCE | 1-in-2 | 2028 | 20 |  |  |  | 80.199 | 1
| LCA | Outside LA Basin | 9 | Average Weekday | SCE | 1-in-2 | 2028 | 21 |  |  |  | 76.7219 | 1
| LCA | Outside LA Basin | 9 | Average Weekday | SCE | 1-in-2 | 2028 | 22 |  |  |  | 74.6149 | 1
| LCA | Outside LA Basin | 9 | Average Weekday | SCE | 1-in-2 | 2028 | 23 |  |  |  | 72.8209 | 1
| LCA | Outside LA Basin | 9 | Average Weekday | SCE | 1-in-2 | 2028 | 24 |  |  |  | 71.2657 | 1
| LCA | Outside LA Basin | 9 | Monthly System Peak Day | SCE | 1-in-2 | 2028 | 1 |  |  |  | 78.2333 | 1
| LCA | Outside LA Basin | 9 | Monthly System Peak Day | SCE | 1-in-2 | 2028 | 2 |  |  |  | 77.3667 | 1
| LCA | Outside LA Basin | 9 | Monthly System Peak Day | SCE | 1-in-2 | 2028 | 3 |  |  |  | 74.9667 | 1
| LCA | Outside LA Basin | 9 | Monthly System Peak Day | SCE | 1-in-2 | 2028 | 4 |  |  |  | 73.2333 | 1
| LCA | Outside LA Basin | 9 | Monthly System Peak Day | SCE | 1-in-2 | 2028 | 5 |  |  |  | 71.9867 | 1
| LCA | Outside LA Basin | 9 | Monthly System Peak Day | SCE | 1-in-2 | 2028 | 6 |  |  |  | 71.1167 | 1
| LCA | Outside LA Basin | 9 | Monthly System Peak Day | SCE | 1-in-2 | 2028 | 7 |  |  |  | 69.3533 | 1
| LCA | Outside LA Basin | 9 | Monthly System Peak Day | SCE | 1-in-2 | 2028 | 8 |  |  |  | 69.2933 | 1
| LCA | Outside LA Basin | 9 | Monthly System Peak Day | SCE | 1-in-2 | 2028 | 9 |  |  |  | 72.04 | 1
| LCA | Outside LA Basin | 9 | Monthly System Peak Day | SCE | 1-in-2 | 2028 | 10 |  |  |  | 74.6333 | 1
| LCA | Outside LA Basin | 9 | Monthly System Peak Day | SCE | 1-in-2 | 2028 | 11 |  |  |  | 79.6 | 1
| LCA | Outside LA Basin | 9 | Monthly System Peak Day | SCE | 1-in-2 | 2028 | 12 |  |  |  | 84.4333 | 1
| LCA | Outside LA Basin | 9 | Monthly System Peak Day | SCE | 1-in-2 | 2028 | 13 |  |  |  | 88.4667 | 1
| LCA | Outside LA Basin | 9 | Monthly System Peak Day | SCE | 1-in-2 | 2028 | 14 |  |  |  | 91.2 | 1
| LCA | Outside LA Basin | 9 | Monthly System Peak Day | SCE | 1-in-2 | 2028 | 15 |  |  |  | 92.5333 | 1
| LCA | Outside LA Basin | 9 | Monthly System Peak Day | SCE | 1-in-2 | 2028 | 16 |  |  |  | 93.1667 | 1
| LCA | Outside LA Basin | 9 | Monthly System Peak Day | SCE | 1-in-2 | 2028 | 17 |  |  |  | 92.5667 | 1
| LCA | Outside LA Basin | 9 | Monthly System Peak Day | SCE | 1-in-2 | 2028 | 18 |  |  |  | 92.9333 | 1
| LCA | Outside LA Basin | 9 | Monthly System Peak Day | SCE | 1-in-2 | 2028 | 19 |  |  |  | 92.4 | 1
| LCA | Outside LA Basin | 9 | Monthly System Peak Day | SCE | 1-in-2 | 2028 | 20 |  |  |  | 90.5333 | 1
| LCA | Outside LA Basin | 9 | Monthly System Peak Day | SCE | 1-in-2 | 2028 | 21 |  |  |  | 87.4 | 1
| LCA | Outside LA Basin | 9 | Monthly System Peak Day | SCE | 1-in-2 | 2028 | 22 |  |  |  | 85.0667 | 1
| LCA | Outside LA Basin | 9 | Monthly System Peak Day | SCE | 1-in-2 | 2028 | 23 |  |  |  | 83.6333 | 1
| LCA | Outside LA Basin | 9 | Monthly System Peak Day | SCE | 1-in-2 | 2028 | 24 |  |  |  | 81.8 | 1
| LCA | Outside LA Basin | 10 | Average Weekday | SCE | 1-in-2 | 2028 | 1 |  |  |  | 60.4336 | 1
| LCA | Outside LA Basin | 10 | Average Weekday | SCE | 1-in-2 | 2028 | 2 |  |  |  | 59.286 | 1
| LCA | Outside LA Basin | 10 | Average Weekday | SCE | 1-in-2 | 2028 | 3 |  |  |  | 58.1458 | 1
| LCA | Outside LA Basin | 10 | Average Weekday | SCE | 1-in-2 | 2028 | 4 |  |  |  | 57.1754 | 1
| LCA | Outside LA Basin | 10 | Average Weekday | SCE | 1-in-2 | 2028 | 5 |  |  |  | 56.215 | 1
| LCA | Outside LA Basin | 10 | Average Weekday | SCE | 1-in-2 | 2028 | 6 |  |  |  | 55.1583 | 1
| LCA | Outside LA Basin | 10 | Average Weekday | SCE | 1-in-2 | 2028 | 7 |  |  |  | 54.49 | 1
| LCA | Outside LA Basin | 10 | Average Weekday | SCE | 1-in-2 | 2028 | 8 |  |  |  | 53.6358 | 1
| LCA | Outside LA Basin | 10 | Average Weekday | SCE | 1-in-2 | 2028 | 9 |  |  |  | 54.4171 | 1
| LCA | Outside LA Basin | 10 | Average Weekday | SCE | 1-in-2 | 2028 | 10 |  |  |  | 57.9545 | 1
| LCA | Outside LA Basin | 10 | Average Weekday | SCE | 1-in-2 | 2028 | 11 |  |  |  | 61.7414 | 1
| LCA | Outside LA Basin | 10 | Average Weekday | SCE | 1-in-2 | 2028 | 12 |  |  |  | 65.9167 | 1
| LCA | Outside LA Basin | 10 | Average Weekday | SCE | 1-in-2 | 2028 | 13 |  |  |  | 68.9416 | 1
| LCA | Outside LA Basin | 10 | Average Weekday | SCE | 1-in-2 | 2028 | 14 |  |  |  | 71.197 | 1
| LCA | Outside LA Basin | 10 | Average Weekday | SCE | 1-in-2 | 2028 | 15 |  |  |  | 72.6184 | 1
| LCA | Outside LA Basin | 10 | Average Weekday | SCE | 1-in-2 | 2028 | 16 |  |  |  | 73.7341 | 1
| LCA | Outside LA Basin | 10 | Average Weekday | SCE | 1-in-2 | 2028 | 17 |  |  |  | 74.2117 | 1
| LCA | Outside LA Basin | 10 | Average Weekday | SCE | 1-in-2 | 2028 | 18 |  |  |  | 73.7775 | 1
| LCA | Outside LA Basin | 10 | Average Weekday | SCE | 1-in-2 | 2028 | 19 |  |  |  | 72.1593 | 1
| LCA | Outside LA Basin | 10 | Average Weekday | SCE | 1-in-2 | 2028 | 20 |  |  |  | 69.4478 | 1
| LCA | Outside LA Basin | 10 | Average Weekday | SCE | 1-in-2 | 2028 | 21 |  |  |  | 66.7659 | 1
| LCA | Outside LA Basin | 10 | Average Weekday | SCE | 1-in-2 | 2028 | 22 |  |  |  | 64.546 | 1
| LCA | Outside LA Basin | 10 | Average Weekday | SCE | 1-in-2 | 2028 | 23 |  |  |  | 62.7739 | 1
| LCA | Outside LA Basin | 10 | Average Weekday | SCE | 1-in-2 | 2028 | 24 |  |  |  | 61.2232 | 1
| LCA | Outside LA Basin | 10 | Monthly System Peak Day | SCE | 1-in-2 | 2028 | 1 |  |  |  | 63.64 | 1
| LCA | Outside LA Basin | 10 | Monthly System Peak Day | SCE | 1-in-2 | 2028 | 2 |  |  |  | 62 | 1
| LCA | Outside LA Basin | 10 | Monthly System Peak Day | SCE | 1-in-2 | 2028 | 3 |  |  |  | 60.68 | 1
| LCA | Outside LA Basin | 10 | Monthly System Peak Day | SCE | 1-in-2 | 2028 | 4 |  |  |  | 59.6367 | 1
| LCA | Outside LA Basin | 10 | Monthly System Peak Day | SCE | 1-in-2 | 2028 | 5 |  |  |  | 58.04 | 1
| LCA | Outside LA Basin | 10 | Monthly System Peak Day | SCE | 1-in-2 | 2028 | 6 |  |  |  | 57.4667 | 1
| LCA | Outside LA Basin | 10 | Monthly System Peak Day | SCE | 1-in-2 | 2028 | 7 |  |  |  | 55.4333 | 1
| LCA | Outside LA Basin | 10 | Monthly System Peak Day | SCE | 1-in-2 | 2028 | 8 |  |  |  | 55.1433 | 1
| LCA | Outside LA Basin | 10 | Monthly System Peak Day | SCE | 1-in-2 | 2028 | 9 |  |  |  | 56.5233 | 1
| LCA | Outside LA Basin | 10 | Monthly System Peak Day | SCE | 1-in-2 | 2028 | 10 |  |  |  | 60.3667 | 1
| LCA | Outside LA Basin | 10 | Monthly System Peak Day | SCE | 1-in-2 | 2028 | 11 |  |  |  | 65.6933 | 1
| LCA | Outside LA Basin | 10 | Monthly System Peak Day | SCE | 1-in-2 | 2028 | 12 |  |  |  | 71.3633 | 1
| LCA | Outside LA Basin | 10 | Monthly System Peak Day | SCE | 1-in-2 | 2028 | 13 |  |  |  | 75.4 | 1
| LCA | Outside LA Basin | 10 | Monthly System Peak Day | SCE | 1-in-2 | 2028 | 14 |  |  |  | 77.8667 | 1
| LCA | Outside LA Basin | 10 | Monthly System Peak Day | SCE | 1-in-2 | 2028 | 15 |  |  |  | 80.0667 | 1
| LCA | Outside LA Basin | 10 | Monthly System Peak Day | SCE | 1-in-2 | 2028 | 16 |  |  |  | 81.4333 | 1
| LCA | Outside LA Basin | 10 | Monthly System Peak Day | SCE | 1-in-2 | 2028 | 17 |  |  |  | 82.6 | 1
| LCA | Outside LA Basin | 10 | Monthly System Peak Day | SCE | 1-in-2 | 2028 | 18 |  |  |  | 82.6 | 1
| LCA | Outside LA Basin | 10 | Monthly System Peak Day | SCE | 1-in-2 | 2028 | 19 |  |  |  | 81.5 | 1
| LCA | Outside LA Basin | 10 | Monthly System Peak Day | SCE | 1-in-2 | 2028 | 20 |  |  |  | 79.6667 | 1
| LCA | Outside LA Basin | 10 | Monthly System Peak Day | SCE | 1-in-2 | 2028 | 21 |  |  |  | 76.4 | 1
| LCA | Outside LA Basin | 10 | Monthly System Peak Day | SCE | 1-in-2 | 2028 | 22 |  |  |  | 73.4567 | 1
| LCA | Outside LA Basin | 10 | Monthly System Peak Day | SCE | 1-in-2 | 2028 | 23 |  |  |  | 70.2367 | 1
| LCA | Outside LA Basin | 10 | Monthly System Peak Day | SCE | 1-in-2 | 2028 | 24 |  |  |  | 68.1933 | 1
| LCA | Outside LA Basin | 11 | Average Weekday | SCE | 1-in-2 | 2028 | 1 |  |  |  | 50.3167 | 1
| LCA | Outside LA Basin | 11 | Average Weekday | SCE | 1-in-2 | 2028 | 2 |  |  |  | 49.3569 | 1
| LCA | Outside LA Basin | 11 | Average Weekday | SCE | 1-in-2 | 2028 | 3 |  |  |  | 48.4878 | 1
| LCA | Outside LA Basin | 11 | Average Weekday | SCE | 1-in-2 | 2028 | 4 |  |  |  | 47.5462 | 1
| LCA | Outside LA Basin | 11 | Average Weekday | SCE | 1-in-2 | 2028 | 5 |  |  |  | 46.7327 | 1
| LCA | Outside LA Basin | 11 | Average Weekday | SCE | 1-in-2 | 2028 | 6 |  |  |  | 46.0488 | 1
| LCA | Outside LA Basin | 11 | Average Weekday | SCE | 1-in-2 | 2028 | 7 |  |  |  | 45.52 | 1
| LCA | Outside LA Basin | 11 | Average Weekday | SCE | 1-in-2 | 2028 | 8 |  |  |  | 45.3154 | 1
| LCA | Outside LA Basin | 11 | Average Weekday | SCE | 1-in-2 | 2028 | 9 |  |  |  | 47.3197 | 1
| LCA | Outside LA Basin | 11 | Average Weekday | SCE | 1-in-2 | 2028 | 10 |  |  |  | 50.8691 | 1
| LCA | Outside LA Basin | 11 | Average Weekday | SCE | 1-in-2 | 2028 | 11 |  |  |  | 54.8616 | 1
| LCA | Outside LA Basin | 11 | Average Weekday | SCE | 1-in-2 | 2028 | 12 |  |  |  | 58.2734 | 1
| LCA | Outside LA Basin | 11 | Average Weekday | SCE | 1-in-2 | 2028 | 13 |  |  |  | 60.7605 | 1
| LCA | Outside LA Basin | 11 | Average Weekday | SCE | 1-in-2 | 2028 | 14 |  |  |  | 62.569 | 1
| LCA | Outside LA Basin | 11 | Average Weekday | SCE | 1-in-2 | 2028 | 15 |  |  |  | 63.734 | 1
| LCA | Outside LA Basin | 11 | Average Weekday | SCE | 1-in-2 | 2028 | 16 |  |  |  | 64.2435 | 1
| LCA | Outside LA Basin | 11 | Average Weekday | SCE | 1-in-2 | 2028 | 17 |  |  |  | 63.9308 | 1
| LCA | Outside LA Basin | 11 | Average Weekday | SCE | 1-in-2 | 2028 | 18 |  |  |  | 62.2643 | 1
| LCA | Outside LA Basin | 11 | Average Weekday | SCE | 1-in-2 | 2028 | 19 |  |  |  | 59.8024 | 1
| LCA | Outside LA Basin | 11 | Average Weekday | SCE | 1-in-2 | 2028 | 20 |  |  |  | 57.6427 | 1
| LCA | Outside LA Basin | 11 | Average Weekday | SCE | 1-in-2 | 2028 | 21 |  |  |  | 55.6085 | 1
| LCA | Outside LA Basin | 11 | Average Weekday | SCE | 1-in-2 | 2028 | 22 |  |  |  | 54.1119 | 1
| LCA | Outside LA Basin | 11 | Average Weekday | SCE | 1-in-2 | 2028 | 23 |  |  |  | 52.8488 | 1
| LCA | Outside LA Basin | 11 | Average Weekday | SCE | 1-in-2 | 2028 | 24 |  |  |  | 51.6978 | 1
| LCA | Outside LA Basin | 11 | Monthly System Peak Day | SCE | 1-in-2 | 2028 | 1 |  |  |  | 55.42 | 1
| LCA | Outside LA Basin | 11 | Monthly System Peak Day | SCE | 1-in-2 | 2028 | 2 |  |  |  | 53.26 | 1
| LCA | Outside LA Basin | 11 | Monthly System Peak Day | SCE | 1-in-2 | 2028 | 3 |  |  |  | 52.3233 | 1
| LCA | Outside LA Basin | 11 | Monthly System Peak Day | SCE | 1-in-2 | 2028 | 4 |  |  |  | 50.53 | 1
| LCA | Outside LA Basin | 11 | Monthly System Peak Day | SCE | 1-in-2 | 2028 | 5 |  |  |  | 49.4333 | 1
| LCA | Outside LA Basin | 11 | Monthly System Peak Day | SCE | 1-in-2 | 2028 | 6 |  |  |  | 48.84 | 1
| LCA | Outside LA Basin | 11 | Monthly System Peak Day | SCE | 1-in-2 | 2028 | 7 |  |  |  | 48.4367 | 1
| LCA | Outside LA Basin | 11 | Monthly System Peak Day | SCE | 1-in-2 | 2028 | 8 |  |  |  | 48.8867 | 1
| LCA | Outside LA Basin | 11 | Monthly System Peak Day | SCE | 1-in-2 | 2028 | 9 |  |  |  | 50.3233 | 1
| LCA | Outside LA Basin | 11 | Monthly System Peak Day | SCE | 1-in-2 | 2028 | 10 |  |  |  | 54.6 | 1
| LCA | Outside LA Basin | 11 | Monthly System Peak Day | SCE | 1-in-2 | 2028 | 11 |  |  |  | 60.1 | 1
| LCA | Outside LA Basin | 11 | Monthly System Peak Day | SCE | 1-in-2 | 2028 | 12 |  |  |  | 65.17 | 1
| LCA | Outside LA Basin | 11 | Monthly System Peak Day | SCE | 1-in-2 | 2028 | 13 |  |  |  | 69.0433 | 1
| LCA | Outside LA Basin | 11 | Monthly System Peak Day | SCE | 1-in-2 | 2028 | 14 |  |  |  | 71.8667 | 1
| LCA | Outside LA Basin | 11 | Monthly System Peak Day | SCE | 1-in-2 | 2028 | 15 |  |  |  | 73.5 | 1
| LCA | Outside LA Basin | 11 | Monthly System Peak Day | SCE | 1-in-2 | 2028 | 16 |  |  |  | 74.9333 | 1
| LCA | Outside LA Basin | 11 | Monthly System Peak Day | SCE | 1-in-2 | 2028 | 17 |  |  |  | 75.4 | 1
| LCA | Outside LA Basin | 11 | Monthly System Peak Day | SCE | 1-in-2 | 2028 | 18 |  |  |  | 74.4667 | 1
| LCA | Outside LA Basin | 11 | Monthly System Peak Day | SCE | 1-in-2 | 2028 | 19 |  |  |  | 72.0267 | 1
| LCA | Outside LA Basin | 11 | Monthly System Peak Day | SCE | 1-in-2 | 2028 | 20 |  |  |  | 69.2733 | 1
| LCA | Outside LA Basin | 11 | Monthly System Peak Day | SCE | 1-in-2 | 2028 | 21 |  |  |  | 66.08 | 1
| LCA | Outside LA Basin | 11 | Monthly System Peak Day | SCE | 1-in-2 | 2028 | 22 |  |  |  | 62.71 | 1
| LCA | Outside LA Basin | 11 | Monthly System Peak Day | SCE | 1-in-2 | 2028 | 23 |  |  |  | 60.74 | 1
| LCA | Outside LA Basin | 11 | Monthly System Peak Day | SCE | 1-in-2 | 2028 | 24 |  |  |  | 58.7433 | 1
| LCA | Outside LA Basin | 12 | Average Weekday | SCE | 1-in-2 | 2028 | 1 |  |  |  | 45.0921 | 1
| LCA | Outside LA Basin | 12 | Average Weekday | SCE | 1-in-2 | 2028 | 2 |  |  |  | 44.3702 | 1
| LCA | Outside LA Basin | 12 | Average Weekday | SCE | 1-in-2 | 2028 | 3 |  |  |  | 43.7639 | 1
| LCA | Outside LA Basin | 12 | Average Weekday | SCE | 1-in-2 | 2028 | 4 |  |  |  | 42.9765 | 1
| LCA | Outside LA Basin | 12 | Average Weekday | SCE | 1-in-2 | 2028 | 5 |  |  |  | 42.3767 | 1
| LCA | Outside LA Basin | 12 | Average Weekday | SCE | 1-in-2 | 2028 | 6 |  |  |  | 41.9821 | 1
| LCA | Outside LA Basin | 12 | Average Weekday | SCE | 1-in-2 | 2028 | 7 |  |  |  | 41.6482 | 1
| LCA | Outside LA Basin | 12 | Average Weekday | SCE | 1-in-2 | 2028 | 8 |  |  |  | 41.6843 | 1
| LCA | Outside LA Basin | 12 | Average Weekday | SCE | 1-in-2 | 2028 | 9 |  |  |  | 42.0668 | 1
| LCA | Outside LA Basin | 12 | Average Weekday | SCE | 1-in-2 | 2028 | 10 |  |  |  | 44.0885 | 1
| LCA | Outside LA Basin | 12 | Average Weekday | SCE | 1-in-2 | 2028 | 11 |  |  |  | 46.8469 | 1
| LCA | Outside LA Basin | 12 | Average Weekday | SCE | 1-in-2 | 2028 | 12 |  |  |  | 49.5349 | 1
| LCA | Outside LA Basin | 12 | Average Weekday | SCE | 1-in-2 | 2028 | 13 |  |  |  | 51.4815 | 1
| LCA | Outside LA Basin | 12 | Average Weekday | SCE | 1-in-2 | 2028 | 14 |  |  |  | 52.9409 | 1
| LCA | Outside LA Basin | 12 | Average Weekday | SCE | 1-in-2 | 2028 | 15 |  |  |  | 54.0926 | 1
| LCA | Outside LA Basin | 12 | Average Weekday | SCE | 1-in-2 | 2028 | 16 |  |  |  | 54.4437 | 1
| LCA | Outside LA Basin | 12 | Average Weekday | SCE | 1-in-2 | 2028 | 17 |  |  |  | 54.2707 | 1
| LCA | Outside LA Basin | 12 | Average Weekday | SCE | 1-in-2 | 2028 | 18 |  |  |  | 52.7977 | 1
| LCA | Outside LA Basin | 12 | Average Weekday | SCE | 1-in-2 | 2028 | 19 |  |  |  | 50.9346 | 1
| LCA | Outside LA Basin | 12 | Average Weekday | SCE | 1-in-2 | 2028 | 20 |  |  |  | 49.4582 | 1
| LCA | Outside LA Basin | 12 | Average Weekday | SCE | 1-in-2 | 2028 | 21 |  |  |  | 48.0147 | 1
| LCA | Outside LA Basin | 12 | Average Weekday | SCE | 1-in-2 | 2028 | 22 |  |  |  | 46.8687 | 1
| LCA | Outside LA Basin | 12 | Average Weekday | SCE | 1-in-2 | 2028 | 23 |  |  |  | 45.9316 | 1
| LCA | Outside LA Basin | 12 | Average Weekday | SCE | 1-in-2 | 2028 | 24 |  |  |  | 45.0562 | 1
| LCA | Outside LA Basin | 12 | Monthly System Peak Day | SCE | 1-in-2 | 2028 | 1 |  |  |  | 32.01 | 1
| LCA | Outside LA Basin | 12 | Monthly System Peak Day | SCE | 1-in-2 | 2028 | 2 |  |  |  | 31.58 | 1
| LCA | Outside LA Basin | 12 | Monthly System Peak Day | SCE | 1-in-2 | 2028 | 3 |  |  |  | 30.7 | 1
| LCA | Outside LA Basin | 12 | Monthly System Peak Day | SCE | 1-in-2 | 2028 | 4 |  |  |  | 29.6667 | 1
| LCA | Outside LA Basin | 12 | Monthly System Peak Day | SCE | 1-in-2 | 2028 | 5 |  |  |  | 28.1867 | 1
| LCA | Outside LA Basin | 12 | Monthly System Peak Day | SCE | 1-in-2 | 2028 | 6 |  |  |  | 27.6067 | 1
| LCA | Outside LA Basin | 12 | Monthly System Peak Day | SCE | 1-in-2 | 2028 | 7 |  |  |  | 27.9167 | 1
| LCA | Outside LA Basin | 12 | Monthly System Peak Day | SCE | 1-in-2 | 2028 | 8 |  |  |  | 26.9333 | 1
| LCA | Outside LA Basin | 12 | Monthly System Peak Day | SCE | 1-in-2 | 2028 | 9 |  |  |  | 28.0667 | 1
| LCA | Outside LA Basin | 12 | Monthly System Peak Day | SCE | 1-in-2 | 2028 | 10 |  |  |  | 32.0067 | 1
| LCA | Outside LA Basin | 12 | Monthly System Peak Day | SCE | 1-in-2 | 2028 | 11 |  |  |  | 35.99 | 1
| LCA | Outside LA Basin | 12 | Monthly System Peak Day | SCE | 1-in-2 | 2028 | 12 |  |  |  | 39.0633 | 1
| LCA | Outside LA Basin | 12 | Monthly System Peak Day | SCE | 1-in-2 | 2028 | 13 |  |  |  | 40.5267 | 1
| LCA | Outside LA Basin | 12 | Monthly System Peak Day | SCE | 1-in-2 | 2028 | 14 |  |  |  | 41.93 | 1
| LCA | Outside LA Basin | 12 | Monthly System Peak Day | SCE | 1-in-2 | 2028 | 15 |  |  |  | 43.4467 | 1
| LCA | Outside LA Basin | 12 | Monthly System Peak Day | SCE | 1-in-2 | 2028 | 16 |  |  |  | 44.38 | 1
| LCA | Outside LA Basin | 12 | Monthly System Peak Day | SCE | 1-in-2 | 2028 | 17 |  |  |  | 44.5667 | 1
| LCA | Outside LA Basin | 12 | Monthly System Peak Day | SCE | 1-in-2 | 2028 | 18 |  |  |  | 43.1667 | 1
| LCA | Outside LA Basin | 12 | Monthly System Peak Day | SCE | 1-in-2 | 2028 | 19 |  |  |  | 40.54 | 1
| LCA | Outside LA Basin | 12 | Monthly System Peak Day | SCE | 1-in-2 | 2028 | 20 |  |  |  | 37.9467 | 1
| LCA | Outside LA Basin | 12 | Monthly System Peak Day | SCE | 1-in-2 | 2028 | 21 |  |  |  | 35.7167 | 1
| LCA | Outside LA Basin | 12 | Monthly System Peak Day | SCE | 1-in-2 | 2028 | 22 |  |  |  | 34.31 | 1
| LCA | Outside LA Basin | 12 | Monthly System Peak Day | SCE | 1-in-2 | 2028 | 23 |  |  |  | 33.5767 | 1
| LCA | Outside LA Basin | 12 | Monthly System Peak Day | SCE | 1-in-2 | 2028 | 24 |  |  |  | 31.0067 | 1
| LCA | Outside LA Basin | 1 | Average Weekday | SCE | 1-in-2 | 2029 | 1 |  |  |  | 42.7993 | 1
| LCA | Outside LA Basin | 1 | Average Weekday | SCE | 1-in-2 | 2029 | 2 |  |  |  | 41.7604 | 1
| LCA | Outside LA Basin | 1 | Average Weekday | SCE | 1-in-2 | 2029 | 3 |  |  |  | 40.7429 | 1
| LCA | Outside LA Basin | 1 | Average Weekday | SCE | 1-in-2 | 2029 | 4 |  |  |  | 39.9359 | 1
| LCA | Outside LA Basin | 1 | Average Weekday | SCE | 1-in-2 | 2029 | 5 |  |  |  | 39.1415 | 1
| LCA | Outside LA Basin | 1 | Average Weekday | SCE | 1-in-2 | 2029 | 6 |  |  |  | 38.8219 | 1
| LCA | Outside LA Basin | 1 | Average Weekday | SCE | 1-in-2 | 2029 | 7 |  |  |  | 38.0672 | 1
| LCA | Outside LA Basin | 1 | Average Weekday | SCE | 1-in-2 | 2029 | 8 |  |  |  | 37.6109 | 1
| LCA | Outside LA Basin | 1 | Average Weekday | SCE | 1-in-2 | 2029 | 9 |  |  |  | 38.4194 | 1
| LCA | Outside LA Basin | 1 | Average Weekday | SCE | 1-in-2 | 2029 | 10 |  |  |  | 41.5477 | 1
| LCA | Outside LA Basin | 1 | Average Weekday | SCE | 1-in-2 | 2029 | 11 |  |  |  | 45.908 | 1
| LCA | Outside LA Basin | 1 | Average Weekday | SCE | 1-in-2 | 2029 | 12 |  |  |  | 50.9033 | 1
| LCA | Outside LA Basin | 1 | Average Weekday | SCE | 1-in-2 | 2029 | 13 |  |  |  | 54.1978 | 1
| LCA | Outside LA Basin | 1 | Average Weekday | SCE | 1-in-2 | 2029 | 14 |  |  |  | 56.4792 | 1
| LCA | Outside LA Basin | 1 | Average Weekday | SCE | 1-in-2 | 2029 | 15 |  |  |  | 58.1691 | 1
| LCA | Outside LA Basin | 1 | Average Weekday | SCE | 1-in-2 | 2029 | 16 |  |  |  | 59.1143 | 1
| LCA | Outside LA Basin | 1 | Average Weekday | SCE | 1-in-2 | 2029 | 17 |  |  |  | 59.0482 | 1
| LCA | Outside LA Basin | 1 | Average Weekday | SCE | 1-in-2 | 2029 | 18 |  |  |  | 57.7988 | 1
| LCA | Outside LA Basin | 1 | Average Weekday | SCE | 1-in-2 | 2029 | 19 |  |  |  | 55.1406 | 1
| LCA | Outside LA Basin | 1 | Average Weekday | SCE | 1-in-2 | 2029 | 20 |  |  |  | 52.232 | 1
| LCA | Outside LA Basin | 1 | Average Weekday | SCE | 1-in-2 | 2029 | 21 |  |  |  | 49.7834 | 1
| LCA | Outside LA Basin | 1 | Average Weekday | SCE | 1-in-2 | 2029 | 22 |  |  |  | 48.125 | 1
| LCA | Outside LA Basin | 1 | Average Weekday | SCE | 1-in-2 | 2029 | 23 |  |  |  | 46.5186 | 1
| LCA | Outside LA Basin | 1 | Average Weekday | SCE | 1-in-2 | 2029 | 24 |  |  |  | 45.2073 | 1
| LCA | Outside LA Basin | 1 | Monthly System Peak Day | SCE | 1-in-2 | 2029 | 1 |  |  |  | 35.7933 | 1
| LCA | Outside LA Basin | 1 | Monthly System Peak Day | SCE | 1-in-2 | 2029 | 2 |  |  |  | 34.8567 | 1
| LCA | Outside LA Basin | 1 | Monthly System Peak Day | SCE | 1-in-2 | 2029 | 3 |  |  |  | 33.8267 | 1
| LCA | Outside LA Basin | 1 | Monthly System Peak Day | SCE | 1-in-2 | 2029 | 4 |  |  |  | 34.54 | 1
| LCA | Outside LA Basin | 1 | Monthly System Peak Day | SCE | 1-in-2 | 2029 | 5 |  |  |  | 33.1433 | 1
| LCA | Outside LA Basin | 1 | Monthly System Peak Day | SCE | 1-in-2 | 2029 | 6 |  |  |  | 32.78 | 1
| LCA | Outside LA Basin | 1 | Monthly System Peak Day | SCE | 1-in-2 | 2029 | 7 |  |  |  | 32.9633 | 1
| LCA | Outside LA Basin | 1 | Monthly System Peak Day | SCE | 1-in-2 | 2029 | 8 |  |  |  | 32.38 | 1
| LCA | Outside LA Basin | 1 | Monthly System Peak Day | SCE | 1-in-2 | 2029 | 9 |  |  |  | 33.07 | 1
| LCA | Outside LA Basin | 1 | Monthly System Peak Day | SCE | 1-in-2 | 2029 | 10 |  |  |  | 35.4767 | 1
| LCA | Outside LA Basin | 1 | Monthly System Peak Day | SCE | 1-in-2 | 2029 | 11 |  |  |  | 38.8733 | 1
| LCA | Outside LA Basin | 1 | Monthly System Peak Day | SCE | 1-in-2 | 2029 | 12 |  |  |  | 42.2133 | 1
| LCA | Outside LA Basin | 1 | Monthly System Peak Day | SCE | 1-in-2 | 2029 | 13 |  |  |  | 45.2233 | 1
| LCA | Outside LA Basin | 1 | Monthly System Peak Day | SCE | 1-in-2 | 2029 | 14 |  |  |  | 48.8767 | 1
| LCA | Outside LA Basin | 1 | Monthly System Peak Day | SCE | 1-in-2 | 2029 | 15 |  |  |  | 47.8033 | 1
| LCA | Outside LA Basin | 1 | Monthly System Peak Day | SCE | 1-in-2 | 2029 | 16 |  |  |  | 47.0367 | 1
| LCA | Outside LA Basin | 1 | Monthly System Peak Day | SCE | 1-in-2 | 2029 | 17 |  |  |  | 47.32 | 1
| LCA | Outside LA Basin | 1 | Monthly System Peak Day | SCE | 1-in-2 | 2029 | 18 |  |  |  | 46.11 | 1
| LCA | Outside LA Basin | 1 | Monthly System Peak Day | SCE | 1-in-2 | 2029 | 19 |  |  |  | 44.34 | 1
| LCA | Outside LA Basin | 1 | Monthly System Peak Day | SCE | 1-in-2 | 2029 | 20 |  |  |  | 42.3967 | 1
| LCA | Outside LA Basin | 1 | Monthly System Peak Day | SCE | 1-in-2 | 2029 | 21 |  |  |  | 41.58 | 1
| LCA | Outside LA Basin | 1 | Monthly System Peak Day | SCE | 1-in-2 | 2029 | 22 |  |  |  | 41.57 | 1
| LCA | Outside LA Basin | 1 | Monthly System Peak Day | SCE | 1-in-2 | 2029 | 23 |  |  |  | 40.4967 | 1
| LCA | Outside LA Basin | 1 | Monthly System Peak Day | SCE | 1-in-2 | 2029 | 24 |  |  |  | 39.53 | 1
| LCA | Outside LA Basin | 2 | Average Weekday | SCE | 1-in-2 | 2029 | 1 |  |  |  | 45.8051 | 1
| LCA | Outside LA Basin | 2 | Average Weekday | SCE | 1-in-2 | 2029 | 2 |  |  |  | 44.7657 | 1
| LCA | Outside LA Basin | 2 | Average Weekday | SCE | 1-in-2 | 2029 | 3 |  |  |  | 43.8638 | 1
| LCA | Outside LA Basin | 2 | Average Weekday | SCE | 1-in-2 | 2029 | 4 |  |  |  | 43.1001 | 1
| LCA | Outside LA Basin | 2 | Average Weekday | SCE | 1-in-2 | 2029 | 5 |  |  |  | 42.0324 | 1
| LCA | Outside LA Basin | 2 | Average Weekday | SCE | 1-in-2 | 2029 | 6 |  |  |  | 41.2169 | 1
| LCA | Outside LA Basin | 2 | Average Weekday | SCE | 1-in-2 | 2029 | 7 |  |  |  | 40.7883 | 1
| LCA | Outside LA Basin | 2 | Average Weekday | SCE | 1-in-2 | 2029 | 8 |  |  |  | 40.4625 | 1
| LCA | Outside LA Basin | 2 | Average Weekday | SCE | 1-in-2 | 2029 | 9 |  |  |  | 41.828 | 1
| LCA | Outside LA Basin | 2 | Average Weekday | SCE | 1-in-2 | 2029 | 10 |  |  |  | 45.273 | 1
| LCA | Outside LA Basin | 2 | Average Weekday | SCE | 1-in-2 | 2029 | 11 |  |  |  | 49.4713 | 1
| LCA | Outside LA Basin | 2 | Average Weekday | SCE | 1-in-2 | 2029 | 12 |  |  |  | 52.8686 | 1
| LCA | Outside LA Basin | 2 | Average Weekday | SCE | 1-in-2 | 2029 | 13 |  |  |  | 55.5261 | 1
| LCA | Outside LA Basin | 2 | Average Weekday | SCE | 1-in-2 | 2029 | 14 |  |  |  | 57.4444 | 1
| LCA | Outside LA Basin | 2 | Average Weekday | SCE | 1-in-2 | 2029 | 15 |  |  |  | 58.6077 | 1
| LCA | Outside LA Basin | 2 | Average Weekday | SCE | 1-in-2 | 2029 | 16 |  |  |  | 59.1948 | 1
| LCA | Outside LA Basin | 2 | Average Weekday | SCE | 1-in-2 | 2029 | 17 |  |  |  | 59.302 | 1
| LCA | Outside LA Basin | 2 | Average Weekday | SCE | 1-in-2 | 2029 | 18 |  |  |  | 58.4631 | 1
| LCA | Outside LA Basin | 2 | Average Weekday | SCE | 1-in-2 | 2029 | 19 |  |  |  | 56.3507 | 1
| LCA | Outside LA Basin | 2 | Average Weekday | SCE | 1-in-2 | 2029 | 20 |  |  |  | 53.8282 | 1
| LCA | Outside LA Basin | 2 | Average Weekday | SCE | 1-in-2 | 2029 | 21 |  |  |  | 51.7142 | 1
| LCA | Outside LA Basin | 2 | Average Weekday | SCE | 1-in-2 | 2029 | 22 |  |  |  | 50.1008 | 1
| LCA | Outside LA Basin | 2 | Average Weekday | SCE | 1-in-2 | 2029 | 23 |  |  |  | 48.6919 | 1
| LCA | Outside LA Basin | 2 | Average Weekday | SCE | 1-in-2 | 2029 | 24 |  |  |  | 47.1528 | 1
| LCA | Outside LA Basin | 2 | Monthly System Peak Day | SCE | 1-in-2 | 2029 | 1 |  |  |  | 35.05 | 1
| LCA | Outside LA Basin | 2 | Monthly System Peak Day | SCE | 1-in-2 | 2029 | 2 |  |  |  | 34.3867 | 1
| LCA | Outside LA Basin | 2 | Monthly System Peak Day | SCE | 1-in-2 | 2029 | 3 |  |  |  | 34.5567 | 1
| LCA | Outside LA Basin | 2 | Monthly System Peak Day | SCE | 1-in-2 | 2029 | 4 |  |  |  | 34.5033 | 1
| LCA | Outside LA Basin | 2 | Monthly System Peak Day | SCE | 1-in-2 | 2029 | 5 |  |  |  | 34.02 | 1
| LCA | Outside LA Basin | 2 | Monthly System Peak Day | SCE | 1-in-2 | 2029 | 6 |  |  |  | 33.9433 | 1
| LCA | Outside LA Basin | 2 | Monthly System Peak Day | SCE | 1-in-2 | 2029 | 7 |  |  |  | 33.7267 | 1
| LCA | Outside LA Basin | 2 | Monthly System Peak Day | SCE | 1-in-2 | 2029 | 8 |  |  |  | 33.9167 | 1
| LCA | Outside LA Basin | 2 | Monthly System Peak Day | SCE | 1-in-2 | 2029 | 9 |  |  |  | 34.3967 | 1
| LCA | Outside LA Basin | 2 | Monthly System Peak Day | SCE | 1-in-2 | 2029 | 10 |  |  |  | 35.7233 | 1
| LCA | Outside LA Basin | 2 | Monthly System Peak Day | SCE | 1-in-2 | 2029 | 11 |  |  |  | 37.9567 | 1
| LCA | Outside LA Basin | 2 | Monthly System Peak Day | SCE | 1-in-2 | 2029 | 12 |  |  |  | 39.9933 | 1
| LCA | Outside LA Basin | 2 | Monthly System Peak Day | SCE | 1-in-2 | 2029 | 13 |  |  |  | 42.1833 | 1
| LCA | Outside LA Basin | 2 | Monthly System Peak Day | SCE | 1-in-2 | 2029 | 14 |  |  |  | 44.06 | 1
| LCA | Outside LA Basin | 2 | Monthly System Peak Day | SCE | 1-in-2 | 2029 | 15 |  |  |  | 45.9333 | 1
| LCA | Outside LA Basin | 2 | Monthly System Peak Day | SCE | 1-in-2 | 2029 | 16 |  |  |  | 47.18 | 1
| LCA | Outside LA Basin | 2 | Monthly System Peak Day | SCE | 1-in-2 | 2029 | 17 |  |  |  | 47.52 | 1
| LCA | Outside LA Basin | 2 | Monthly System Peak Day | SCE | 1-in-2 | 2029 | 18 |  |  |  | 47.1067 | 1
| LCA | Outside LA Basin | 2 | Monthly System Peak Day | SCE | 1-in-2 | 2029 | 19 |  |  |  | 45.2067 | 1
| LCA | Outside LA Basin | 2 | Monthly System Peak Day | SCE | 1-in-2 | 2029 | 20 |  |  |  | 43.6533 | 1
| LCA | Outside LA Basin | 2 | Monthly System Peak Day | SCE | 1-in-2 | 2029 | 21 |  |  |  | 42.0133 | 1
| LCA | Outside LA Basin | 2 | Monthly System Peak Day | SCE | 1-in-2 | 2029 | 22 |  |  |  | 40.6967 | 1
| LCA | Outside LA Basin | 2 | Monthly System Peak Day | SCE | 1-in-2 | 2029 | 23 |  |  |  | 40.0133 | 1
| LCA | Outside LA Basin | 2 | Monthly System Peak Day | SCE | 1-in-2 | 2029 | 24 |  |  |  | 39.2733 | 1
| LCA | Outside LA Basin | 3 | Average Weekday | SCE | 1-in-2 | 2029 | 1 |  |  |  | 50.5648 | 1
| LCA | Outside LA Basin | 3 | Average Weekday | SCE | 1-in-2 | 2029 | 2 |  |  |  | 49.5662 | 1
| LCA | Outside LA Basin | 3 | Average Weekday | SCE | 1-in-2 | 2029 | 3 |  |  |  | 48.4714 | 1
| LCA | Outside LA Basin | 3 | Average Weekday | SCE | 1-in-2 | 2029 | 4 |  |  |  | 47.8283 | 1
| LCA | Outside LA Basin | 3 | Average Weekday | SCE | 1-in-2 | 2029 | 5 |  |  |  | 46.9052 | 1
| LCA | Outside LA Basin | 3 | Average Weekday | SCE | 1-in-2 | 2029 | 6 |  |  |  | 46.17 | 1
| LCA | Outside LA Basin | 3 | Average Weekday | SCE | 1-in-2 | 2029 | 7 |  |  |  | 45.5217 | 1
| LCA | Outside LA Basin | 3 | Average Weekday | SCE | 1-in-2 | 2029 | 8 |  |  |  | 45.1175 | 1
| LCA | Outside LA Basin | 3 | Average Weekday | SCE | 1-in-2 | 2029 | 9 |  |  |  | 46.1368 | 1
| LCA | Outside LA Basin | 3 | Average Weekday | SCE | 1-in-2 | 2029 | 10 |  |  |  | 49.4075 | 1
| LCA | Outside LA Basin | 3 | Average Weekday | SCE | 1-in-2 | 2029 | 11 |  |  |  | 53.1608 | 1
| LCA | Outside LA Basin | 3 | Average Weekday | SCE | 1-in-2 | 2029 | 12 |  |  |  | 56.4497 | 1
| LCA | Outside LA Basin | 3 | Average Weekday | SCE | 1-in-2 | 2029 | 13 |  |  |  | 59.1687 | 1
| LCA | Outside LA Basin | 3 | Average Weekday | SCE | 1-in-2 | 2029 | 14 |  |  |  | 61.0428 | 1
| LCA | Outside LA Basin | 3 | Average Weekday | SCE | 1-in-2 | 2029 | 15 |  |  |  | 62.3557 | 1
| LCA | Outside LA Basin | 3 | Average Weekday | SCE | 1-in-2 | 2029 | 16 |  |  |  | 63.2505 | 1
| LCA | Outside LA Basin | 3 | Average Weekday | SCE | 1-in-2 | 2029 | 17 |  |  |  | 63.5652 | 1
| LCA | Outside LA Basin | 3 | Average Weekday | SCE | 1-in-2 | 2029 | 18 |  |  |  | 63.0934 | 1
| LCA | Outside LA Basin | 3 | Average Weekday | SCE | 1-in-2 | 2029 | 19 |  |  |  | 61.8806 | 1
| LCA | Outside LA Basin | 3 | Average Weekday | SCE | 1-in-2 | 2029 | 20 |  |  |  | 59.9275 | 1
| LCA | Outside LA Basin | 3 | Average Weekday | SCE | 1-in-2 | 2029 | 21 |  |  |  | 57.5472 | 1
| LCA | Outside LA Basin | 3 | Average Weekday | SCE | 1-in-2 | 2029 | 22 |  |  |  | 55.3093 | 1
| LCA | Outside LA Basin | 3 | Average Weekday | SCE | 1-in-2 | 2029 | 23 |  |  |  | 53.6298 | 1
| LCA | Outside LA Basin | 3 | Average Weekday | SCE | 1-in-2 | 2029 | 24 |  |  |  | 52.2265 | 1
| LCA | Outside LA Basin | 3 | Monthly System Peak Day | SCE | 1-in-2 | 2029 | 1 |  |  |  | 50.1467 | 1
| LCA | Outside LA Basin | 3 | Monthly System Peak Day | SCE | 1-in-2 | 2029 | 2 |  |  |  | 48.9233 | 1
| LCA | Outside LA Basin | 3 | Monthly System Peak Day | SCE | 1-in-2 | 2029 | 3 |  |  |  | 47.02 | 1
| LCA | Outside LA Basin | 3 | Monthly System Peak Day | SCE | 1-in-2 | 2029 | 4 |  |  |  | 46.39 | 1
| LCA | Outside LA Basin | 3 | Monthly System Peak Day | SCE | 1-in-2 | 2029 | 5 |  |  |  | 45.5167 | 1
| LCA | Outside LA Basin | 3 | Monthly System Peak Day | SCE | 1-in-2 | 2029 | 6 |  |  |  | 44.15 | 1
| LCA | Outside LA Basin | 3 | Monthly System Peak Day | SCE | 1-in-2 | 2029 | 7 |  |  |  | 42.9533 | 1
| LCA | Outside LA Basin | 3 | Monthly System Peak Day | SCE | 1-in-2 | 2029 | 8 |  |  |  | 42.4867 | 1
| LCA | Outside LA Basin | 3 | Monthly System Peak Day | SCE | 1-in-2 | 2029 | 9 |  |  |  | 43.23 | 1
| LCA | Outside LA Basin | 3 | Monthly System Peak Day | SCE | 1-in-2 | 2029 | 10 |  |  |  | 44.9167 | 1
| LCA | Outside LA Basin | 3 | Monthly System Peak Day | SCE | 1-in-2 | 2029 | 11 |  |  |  | 49.4633 | 1
| LCA | Outside LA Basin | 3 | Monthly System Peak Day | SCE | 1-in-2 | 2029 | 12 |  |  |  | 53.3167 | 1
| LCA | Outside LA Basin | 3 | Monthly System Peak Day | SCE | 1-in-2 | 2029 | 13 |  |  |  | 56.54 | 1
| LCA | Outside LA Basin | 3 | Monthly System Peak Day | SCE | 1-in-2 | 2029 | 14 |  |  |  | 59.1767 | 1
| LCA | Outside LA Basin | 3 | Monthly System Peak Day | SCE | 1-in-2 | 2029 | 15 |  |  |  | 61.4167 | 1
| LCA | Outside LA Basin | 3 | Monthly System Peak Day | SCE | 1-in-2 | 2029 | 16 |  |  |  | 63.2333 | 1
| LCA | Outside LA Basin | 3 | Monthly System Peak Day | SCE | 1-in-2 | 2029 | 17 |  |  |  | 64.2933 | 1
| LCA | Outside LA Basin | 3 | Monthly System Peak Day | SCE | 1-in-2 | 2029 | 18 |  |  |  | 64.4733 | 1
| LCA | Outside LA Basin | 3 | Monthly System Peak Day | SCE | 1-in-2 | 2029 | 19 |  |  |  | 63.6233 | 1
| LCA | Outside LA Basin | 3 | Monthly System Peak Day | SCE | 1-in-2 | 2029 | 20 |  |  |  | 61.6733 | 1
| LCA | Outside LA Basin | 3 | Monthly System Peak Day | SCE | 1-in-2 | 2029 | 21 |  |  |  | 58.8133 | 1
| LCA | Outside LA Basin | 3 | Monthly System Peak Day | SCE | 1-in-2 | 2029 | 22 |  |  |  | 57.0467 | 1
| LCA | Outside LA Basin | 3 | Monthly System Peak Day | SCE | 1-in-2 | 2029 | 23 |  |  |  | 54.9467 | 1
| LCA | Outside LA Basin | 3 | Monthly System Peak Day | SCE | 1-in-2 | 2029 | 24 |  |  |  | 52.9967 | 1
| LCA | Outside LA Basin | 4 | Average Weekday | SCE | 1-in-2 | 2029 | 1 |  |  |  | 55.4314 | 1
| LCA | Outside LA Basin | 4 | Average Weekday | SCE | 1-in-2 | 2029 | 2 |  |  |  | 54.0393 | 1
| LCA | Outside LA Basin | 4 | Average Weekday | SCE | 1-in-2 | 2029 | 3 |  |  |  | 53.0091 | 1
| LCA | Outside LA Basin | 4 | Average Weekday | SCE | 1-in-2 | 2029 | 4 |  |  |  | 51.8922 | 1
| LCA | Outside LA Basin | 4 | Average Weekday | SCE | 1-in-2 | 2029 | 5 |  |  |  | 50.9195 | 1
| LCA | Outside LA Basin | 4 | Average Weekday | SCE | 1-in-2 | 2029 | 6 |  |  |  | 49.939 | 1
| LCA | Outside LA Basin | 4 | Average Weekday | SCE | 1-in-2 | 2029 | 7 |  |  |  | 49.0993 | 1
| LCA | Outside LA Basin | 4 | Average Weekday | SCE | 1-in-2 | 2029 | 8 |  |  |  | 48.9968 | 1
| LCA | Outside LA Basin | 4 | Average Weekday | SCE | 1-in-2 | 2029 | 9 |  |  |  | 51.1425 | 1
| LCA | Outside LA Basin | 4 | Average Weekday | SCE | 1-in-2 | 2029 | 10 |  |  |  | 54.716 | 1
| LCA | Outside LA Basin | 4 | Average Weekday | SCE | 1-in-2 | 2029 | 11 |  |  |  | 58.5012 | 1
| LCA | Outside LA Basin | 4 | Average Weekday | SCE | 1-in-2 | 2029 | 12 |  |  |  | 61.5829 | 1
| LCA | Outside LA Basin | 4 | Average Weekday | SCE | 1-in-2 | 2029 | 13 |  |  |  | 64.4076 | 1
| LCA | Outside LA Basin | 4 | Average Weekday | SCE | 1-in-2 | 2029 | 14 |  |  |  | 66.5797 | 1
| LCA | Outside LA Basin | 4 | Average Weekday | SCE | 1-in-2 | 2029 | 15 |  |  |  | 67.984 | 1
| LCA | Outside LA Basin | 4 | Average Weekday | SCE | 1-in-2 | 2029 | 16 |  |  |  | 68.8393 | 1
| LCA | Outside LA Basin | 4 | Average Weekday | SCE | 1-in-2 | 2029 | 17 |  |  |  | 69.0253 | 1
| LCA | Outside LA Basin | 4 | Average Weekday | SCE | 1-in-2 | 2029 | 18 |  |  |  | 68.4056 | 1
| LCA | Outside LA Basin | 4 | Average Weekday | SCE | 1-in-2 | 2029 | 19 |  |  |  | 67.0783 | 1
| LCA | Outside LA Basin | 4 | Average Weekday | SCE | 1-in-2 | 2029 | 20 |  |  |  | 64.7131 | 1
| LCA | Outside LA Basin | 4 | Average Weekday | SCE | 1-in-2 | 2029 | 21 |  |  |  | 61.7427 | 1
| LCA | Outside LA Basin | 4 | Average Weekday | SCE | 1-in-2 | 2029 | 22 |  |  |  | 59.3168 | 1
| LCA | Outside LA Basin | 4 | Average Weekday | SCE | 1-in-2 | 2029 | 23 |  |  |  | 57.5233 | 1
| LCA | Outside LA Basin | 4 | Average Weekday | SCE | 1-in-2 | 2029 | 24 |  |  |  | 56.0273 | 1
| LCA | Outside LA Basin | 4 | Monthly System Peak Day | SCE | 1-in-2 | 2029 | 1 |  |  |  | 61.64 | 1
| LCA | Outside LA Basin | 4 | Monthly System Peak Day | SCE | 1-in-2 | 2029 | 2 |  |  |  | 59.72 | 1
| LCA | Outside LA Basin | 4 | Monthly System Peak Day | SCE | 1-in-2 | 2029 | 3 |  |  |  | 57.7433 | 1
| LCA | Outside LA Basin | 4 | Monthly System Peak Day | SCE | 1-in-2 | 2029 | 4 |  |  |  | 57.3967 | 1
| LCA | Outside LA Basin | 4 | Monthly System Peak Day | SCE | 1-in-2 | 2029 | 5 |  |  |  | 55.9733 | 1
| LCA | Outside LA Basin | 4 | Monthly System Peak Day | SCE | 1-in-2 | 2029 | 6 |  |  |  | 54.13 | 1
| LCA | Outside LA Basin | 4 | Monthly System Peak Day | SCE | 1-in-2 | 2029 | 7 |  |  |  | 53.4 | 1
| LCA | Outside LA Basin | 4 | Monthly System Peak Day | SCE | 1-in-2 | 2029 | 8 |  |  |  | 53.7033 | 1
| LCA | Outside LA Basin | 4 | Monthly System Peak Day | SCE | 1-in-2 | 2029 | 9 |  |  |  | 55.19 | 1
| LCA | Outside LA Basin | 4 | Monthly System Peak Day | SCE | 1-in-2 | 2029 | 10 |  |  |  | 58.9167 | 1
| LCA | Outside LA Basin | 4 | Monthly System Peak Day | SCE | 1-in-2 | 2029 | 11 |  |  |  | 64.7733 | 1
| LCA | Outside LA Basin | 4 | Monthly System Peak Day | SCE | 1-in-2 | 2029 | 12 |  |  |  | 70.5833 | 1
| LCA | Outside LA Basin | 4 | Monthly System Peak Day | SCE | 1-in-2 | 2029 | 13 |  |  |  | 75.6933 | 1
| LCA | Outside LA Basin | 4 | Monthly System Peak Day | SCE | 1-in-2 | 2029 | 14 |  |  |  | 79.3667 | 1
| LCA | Outside LA Basin | 4 | Monthly System Peak Day | SCE | 1-in-2 | 2029 | 15 |  |  |  | 80.9 | 1
| LCA | Outside LA Basin | 4 | Monthly System Peak Day | SCE | 1-in-2 | 2029 | 16 |  |  |  | 82.1667 | 1
| LCA | Outside LA Basin | 4 | Monthly System Peak Day | SCE | 1-in-2 | 2029 | 17 |  |  |  | 82.2333 | 1
| LCA | Outside LA Basin | 4 | Monthly System Peak Day | SCE | 1-in-2 | 2029 | 18 |  |  |  | 81.6 | 1
| LCA | Outside LA Basin | 4 | Monthly System Peak Day | SCE | 1-in-2 | 2029 | 19 |  |  |  | 80.5667 | 1
| LCA | Outside LA Basin | 4 | Monthly System Peak Day | SCE | 1-in-2 | 2029 | 20 |  |  |  | 78.5333 | 1
| LCA | Outside LA Basin | 4 | Monthly System Peak Day | SCE | 1-in-2 | 2029 | 21 |  |  |  | 75.2 | 1
| LCA | Outside LA Basin | 4 | Monthly System Peak Day | SCE | 1-in-2 | 2029 | 22 |  |  |  | 72.4667 | 1
| LCA | Outside LA Basin | 4 | Monthly System Peak Day | SCE | 1-in-2 | 2029 | 23 |  |  |  | 71.2 | 1
| LCA | Outside LA Basin | 4 | Monthly System Peak Day | SCE | 1-in-2 | 2029 | 24 |  |  |  | 69.2467 | 1
| LCA | Outside LA Basin | 5 | Average Weekday | SCE | 1-in-2 | 2029 | 1 |  |  |  | 62.137 | 1
| LCA | Outside LA Basin | 5 | Average Weekday | SCE | 1-in-2 | 2029 | 2 |  |  |  | 60.8508 | 1
| LCA | Outside LA Basin | 5 | Average Weekday | SCE | 1-in-2 | 2029 | 3 |  |  |  | 59.6166 | 1
| LCA | Outside LA Basin | 5 | Average Weekday | SCE | 1-in-2 | 2029 | 4 |  |  |  | 58.5375 | 1
| LCA | Outside LA Basin | 5 | Average Weekday | SCE | 1-in-2 | 2029 | 5 |  |  |  | 57.4615 | 1
| LCA | Outside LA Basin | 5 | Average Weekday | SCE | 1-in-2 | 2029 | 6 |  |  |  | 56.6158 | 1
| LCA | Outside LA Basin | 5 | Average Weekday | SCE | 1-in-2 | 2029 | 7 |  |  |  | 55.73 | 1
| LCA | Outside LA Basin | 5 | Average Weekday | SCE | 1-in-2 | 2029 | 8 |  |  |  | 56.6615 | 1
| LCA | Outside LA Basin | 5 | Average Weekday | SCE | 1-in-2 | 2029 | 9 |  |  |  | 59.8644 | 1
| LCA | Outside LA Basin | 5 | Average Weekday | SCE | 1-in-2 | 2029 | 10 |  |  |  | 63.6587 | 1
| LCA | Outside LA Basin | 5 | Average Weekday | SCE | 1-in-2 | 2029 | 11 |  |  |  | 67.2326 | 1
| LCA | Outside LA Basin | 5 | Average Weekday | SCE | 1-in-2 | 2029 | 12 |  |  |  | 70.5618 | 1
| LCA | Outside LA Basin | 5 | Average Weekday | SCE | 1-in-2 | 2029 | 13 |  |  |  | 73.2877 | 1
| LCA | Outside LA Basin | 5 | Average Weekday | SCE | 1-in-2 | 2029 | 14 |  |  |  | 75.0811 | 1
| LCA | Outside LA Basin | 5 | Average Weekday | SCE | 1-in-2 | 2029 | 15 |  |  |  | 76.3295 | 1
| LCA | Outside LA Basin | 5 | Average Weekday | SCE | 1-in-2 | 2029 | 16 |  |  |  | 77.0623 | 1
| LCA | Outside LA Basin | 5 | Average Weekday | SCE | 1-in-2 | 2029 | 17 |  |  |  | 77.2838 | 1
| LCA | Outside LA Basin | 5 | Average Weekday | SCE | 1-in-2 | 2029 | 18 |  |  |  | 76.6675 | 1
| LCA | Outside LA Basin | 5 | Average Weekday | SCE | 1-in-2 | 2029 | 19 |  |  |  | 75.2703 | 1
| LCA | Outside LA Basin | 5 | Average Weekday | SCE | 1-in-2 | 2029 | 20 |  |  |  | 72.9802 | 1
| LCA | Outside LA Basin | 5 | Average Weekday | SCE | 1-in-2 | 2029 | 21 |  |  |  | 69.5905 | 1
| LCA | Outside LA Basin | 5 | Average Weekday | SCE | 1-in-2 | 2029 | 22 |  |  |  | 66.5993 | 1
| LCA | Outside LA Basin | 5 | Average Weekday | SCE | 1-in-2 | 2029 | 23 |  |  |  | 64.7036 | 1
| LCA | Outside LA Basin | 5 | Average Weekday | SCE | 1-in-2 | 2029 | 24 |  |  |  | 63.0014 | 1
| LCA | Outside LA Basin | 5 | Monthly System Peak Day | SCE | 1-in-2 | 2029 | 1 |  |  |  | 67.2867 | 1
| LCA | Outside LA Basin | 5 | Monthly System Peak Day | SCE | 1-in-2 | 2029 | 2 |  |  |  | 65.1267 | 1
| LCA | Outside LA Basin | 5 | Monthly System Peak Day | SCE | 1-in-2 | 2029 | 3 |  |  |  | 64.1067 | 1
| LCA | Outside LA Basin | 5 | Monthly System Peak Day | SCE | 1-in-2 | 2029 | 4 |  |  |  | 62.5933 | 1
| LCA | Outside LA Basin | 5 | Monthly System Peak Day | SCE | 1-in-2 | 2029 | 5 |  |  |  | 60.6067 | 1
| LCA | Outside LA Basin | 5 | Monthly System Peak Day | SCE | 1-in-2 | 2029 | 6 |  |  |  | 60.18 | 1
| LCA | Outside LA Basin | 5 | Monthly System Peak Day | SCE | 1-in-2 | 2029 | 7 |  |  |  | 59.8233 | 1
| LCA | Outside LA Basin | 5 | Monthly System Peak Day | SCE | 1-in-2 | 2029 | 8 |  |  |  | 59.8433 | 1
| LCA | Outside LA Basin | 5 | Monthly System Peak Day | SCE | 1-in-2 | 2029 | 9 |  |  |  | 60.9633 | 1
| LCA | Outside LA Basin | 5 | Monthly System Peak Day | SCE | 1-in-2 | 2029 | 10 |  |  |  | 66.41 | 1
| LCA | Outside LA Basin | 5 | Monthly System Peak Day | SCE | 1-in-2 | 2029 | 11 |  |  |  | 71.1333 | 1
| LCA | Outside LA Basin | 5 | Monthly System Peak Day | SCE | 1-in-2 | 2029 | 12 |  |  |  | 75.33 | 1
| LCA | Outside LA Basin | 5 | Monthly System Peak Day | SCE | 1-in-2 | 2029 | 13 |  |  |  | 79.1 | 1
| LCA | Outside LA Basin | 5 | Monthly System Peak Day | SCE | 1-in-2 | 2029 | 14 |  |  |  | 81.1667 | 1
| LCA | Outside LA Basin | 5 | Monthly System Peak Day | SCE | 1-in-2 | 2029 | 15 |  |  |  | 83.1333 | 1
| LCA | Outside LA Basin | 5 | Monthly System Peak Day | SCE | 1-in-2 | 2029 | 16 |  |  |  | 85.4 | 1
| LCA | Outside LA Basin | 5 | Monthly System Peak Day | SCE | 1-in-2 | 2029 | 17 |  |  |  | 86.3667 | 1
| LCA | Outside LA Basin | 5 | Monthly System Peak Day | SCE | 1-in-2 | 2029 | 18 |  |  |  | 86.4 | 1
| LCA | Outside LA Basin | 5 | Monthly System Peak Day | SCE | 1-in-2 | 2029 | 19 |  |  |  | 85.9667 | 1
| LCA | Outside LA Basin | 5 | Monthly System Peak Day | SCE | 1-in-2 | 2029 | 20 |  |  |  | 83.2333 | 1
| LCA | Outside LA Basin | 5 | Monthly System Peak Day | SCE | 1-in-2 | 2029 | 21 |  |  |  | 78.9 | 1
| LCA | Outside LA Basin | 5 | Monthly System Peak Day | SCE | 1-in-2 | 2029 | 22 |  |  |  | 75.6667 | 1
| LCA | Outside LA Basin | 5 | Monthly System Peak Day | SCE | 1-in-2 | 2029 | 23 |  |  |  | 72.9667 | 1
| LCA | Outside LA Basin | 5 | Monthly System Peak Day | SCE | 1-in-2 | 2029 | 24 |  |  |  | 70.35 | 1
| LCA | Outside LA Basin | 6 | Average Weekday | SCE | 1-in-2 | 2029 | 1 |  |  |  | 70.2183 | 1
| LCA | Outside LA Basin | 6 | Average Weekday | SCE | 1-in-2 | 2029 | 2 |  |  |  | 68.7472 | 1
| LCA | Outside LA Basin | 6 | Average Weekday | SCE | 1-in-2 | 2029 | 3 |  |  |  | 67.542 | 1
| LCA | Outside LA Basin | 6 | Average Weekday | SCE | 1-in-2 | 2029 | 4 |  |  |  | 66.3818 | 1
| LCA | Outside LA Basin | 6 | Average Weekday | SCE | 1-in-2 | 2029 | 5 |  |  |  | 65.3338 | 1
| LCA | Outside LA Basin | 6 | Average Weekday | SCE | 1-in-2 | 2029 | 6 |  |  |  | 64.0672 | 1
| LCA | Outside LA Basin | 6 | Average Weekday | SCE | 1-in-2 | 2029 | 7 |  |  |  | 63.101 | 1
| LCA | Outside LA Basin | 6 | Average Weekday | SCE | 1-in-2 | 2029 | 8 |  |  |  | 64.2057 | 1
| LCA | Outside LA Basin | 6 | Average Weekday | SCE | 1-in-2 | 2029 | 9 |  |  |  | 67.7967 | 1
| LCA | Outside LA Basin | 6 | Average Weekday | SCE | 1-in-2 | 2029 | 10 |  |  |  | 72.0773 | 1
| LCA | Outside LA Basin | 6 | Average Weekday | SCE | 1-in-2 | 2029 | 11 |  |  |  | 76.7247 | 1
| LCA | Outside LA Basin | 6 | Average Weekday | SCE | 1-in-2 | 2029 | 12 |  |  |  | 80.4514 | 1
| LCA | Outside LA Basin | 6 | Average Weekday | SCE | 1-in-2 | 2029 | 13 |  |  |  | 83.3777 | 1
| LCA | Outside LA Basin | 6 | Average Weekday | SCE | 1-in-2 | 2029 | 14 |  |  |  | 85.5483 | 1
| LCA | Outside LA Basin | 6 | Average Weekday | SCE | 1-in-2 | 2029 | 15 |  |  |  | 86.8952 | 1
| LCA | Outside LA Basin | 6 | Average Weekday | SCE | 1-in-2 | 2029 | 16 |  |  |  | 87.5875 | 1
| LCA | Outside LA Basin | 6 | Average Weekday | SCE | 1-in-2 | 2029 | 17 |  |  |  | 87.5021 | 1
| LCA | Outside LA Basin | 6 | Average Weekday | SCE | 1-in-2 | 2029 | 18 |  |  |  | 86.6587 | 1
| LCA | Outside LA Basin | 6 | Average Weekday | SCE | 1-in-2 | 2029 | 19 |  |  |  | 85.162 | 1
| LCA | Outside LA Basin | 6 | Average Weekday | SCE | 1-in-2 | 2029 | 20 |  |  |  | 82.9063 | 1
| LCA | Outside LA Basin | 6 | Average Weekday | SCE | 1-in-2 | 2029 | 21 |  |  |  | 79.8354 | 1
| LCA | Outside LA Basin | 6 | Average Weekday | SCE | 1-in-2 | 2029 | 22 |  |  |  | 76.4285 | 1
| LCA | Outside LA Basin | 6 | Average Weekday | SCE | 1-in-2 | 2029 | 23 |  |  |  | 73.9694 | 1
| LCA | Outside LA Basin | 6 | Average Weekday | SCE | 1-in-2 | 2029 | 24 |  |  |  | 72.0462 | 1
| LCA | Outside LA Basin | 6 | Monthly System Peak Day | SCE | 1-in-2 | 2029 | 1 |  |  |  | 76.7667 | 1
| LCA | Outside LA Basin | 6 | Monthly System Peak Day | SCE | 1-in-2 | 2029 | 2 |  |  |  | 74.9667 | 1
| LCA | Outside LA Basin | 6 | Monthly System Peak Day | SCE | 1-in-2 | 2029 | 3 |  |  |  | 73.8667 | 1
| LCA | Outside LA Basin | 6 | Monthly System Peak Day | SCE | 1-in-2 | 2029 | 4 |  |  |  | 72.4433 | 1
| LCA | Outside LA Basin | 6 | Monthly System Peak Day | SCE | 1-in-2 | 2029 | 5 |  |  |  | 71.44 | 1
| LCA | Outside LA Basin | 6 | Monthly System Peak Day | SCE | 1-in-2 | 2029 | 6 |  |  |  | 70.69 | 1
| LCA | Outside LA Basin | 6 | Monthly System Peak Day | SCE | 1-in-2 | 2029 | 7 |  |  |  | 70.0833 | 1
| LCA | Outside LA Basin | 6 | Monthly System Peak Day | SCE | 1-in-2 | 2029 | 8 |  |  |  | 71.6933 | 1
| LCA | Outside LA Basin | 6 | Monthly System Peak Day | SCE | 1-in-2 | 2029 | 9 |  |  |  | 75.2333 | 1
| LCA | Outside LA Basin | 6 | Monthly System Peak Day | SCE | 1-in-2 | 2029 | 10 |  |  |  | 81.1 | 1
| LCA | Outside LA Basin | 6 | Monthly System Peak Day | SCE | 1-in-2 | 2029 | 11 |  |  |  | 84.2667 | 1
| LCA | Outside LA Basin | 6 | Monthly System Peak Day | SCE | 1-in-2 | 2029 | 12 |  |  |  | 86.2667 | 1
| LCA | Outside LA Basin | 6 | Monthly System Peak Day | SCE | 1-in-2 | 2029 | 13 |  |  |  | 87.7 | 1
| LCA | Outside LA Basin | 6 | Monthly System Peak Day | SCE | 1-in-2 | 2029 | 14 |  |  |  | 89.6 | 1
| LCA | Outside LA Basin | 6 | Monthly System Peak Day | SCE | 1-in-2 | 2029 | 15 |  |  |  | 89.9667 | 1
| LCA | Outside LA Basin | 6 | Monthly System Peak Day | SCE | 1-in-2 | 2029 | 16 |  |  |  | 89.7 | 1
| LCA | Outside LA Basin | 6 | Monthly System Peak Day | SCE | 1-in-2 | 2029 | 17 |  |  |  | 89.5333 | 1
| LCA | Outside LA Basin | 6 | Monthly System Peak Day | SCE | 1-in-2 | 2029 | 18 |  |  |  | 89.3667 | 1
| LCA | Outside LA Basin | 6 | Monthly System Peak Day | SCE | 1-in-2 | 2029 | 19 |  |  |  | 87.7333 | 1
| LCA | Outside LA Basin | 6 | Monthly System Peak Day | SCE | 1-in-2 | 2029 | 20 |  |  |  | 85.9333 | 1
| LCA | Outside LA Basin | 6 | Monthly System Peak Day | SCE | 1-in-2 | 2029 | 21 |  |  |  | 84.1 | 1
| LCA | Outside LA Basin | 6 | Monthly System Peak Day | SCE | 1-in-2 | 2029 | 22 |  |  |  | 82.1333 | 1
| LCA | Outside LA Basin | 6 | Monthly System Peak Day | SCE | 1-in-2 | 2029 | 23 |  |  |  | 79.5 | 1
| LCA | Outside LA Basin | 6 | Monthly System Peak Day | SCE | 1-in-2 | 2029 | 24 |  |  |  | 76.3667 | 1
| LCA | Outside LA Basin | 7 | Average Weekday | SCE | 1-in-2 | 2029 | 1 |  |  |  | 76.1269 | 1
| LCA | Outside LA Basin | 7 | Average Weekday | SCE | 1-in-2 | 2029 | 2 |  |  |  | 74.7718 | 1
| LCA | Outside LA Basin | 7 | Average Weekday | SCE | 1-in-2 | 2029 | 3 |  |  |  | 73.6633 | 1
| LCA | Outside LA Basin | 7 | Average Weekday | SCE | 1-in-2 | 2029 | 4 |  |  |  | 72.7788 | 1
| LCA | Outside LA Basin | 7 | Average Weekday | SCE | 1-in-2 | 2029 | 5 |  |  |  | 71.9272 | 1
| LCA | Outside LA Basin | 7 | Average Weekday | SCE | 1-in-2 | 2029 | 6 |  |  |  | 71.0136 | 1
| LCA | Outside LA Basin | 7 | Average Weekday | SCE | 1-in-2 | 2029 | 7 |  |  |  | 70.1683 | 1
| LCA | Outside LA Basin | 7 | Average Weekday | SCE | 1-in-2 | 2029 | 8 |  |  |  | 70.9198 | 1
| LCA | Outside LA Basin | 7 | Average Weekday | SCE | 1-in-2 | 2029 | 9 |  |  |  | 73.749 | 1
| LCA | Outside LA Basin | 7 | Average Weekday | SCE | 1-in-2 | 2029 | 10 |  |  |  | 77.6918 | 1
| LCA | Outside LA Basin | 7 | Average Weekday | SCE | 1-in-2 | 2029 | 11 |  |  |  | 81.8348 | 1
| LCA | Outside LA Basin | 7 | Average Weekday | SCE | 1-in-2 | 2029 | 12 |  |  |  | 85.2925 | 1
| LCA | Outside LA Basin | 7 | Average Weekday | SCE | 1-in-2 | 2029 | 13 |  |  |  | 88.0809 | 1
| LCA | Outside LA Basin | 7 | Average Weekday | SCE | 1-in-2 | 2029 | 14 |  |  |  | 90.2105 | 1
| LCA | Outside LA Basin | 7 | Average Weekday | SCE | 1-in-2 | 2029 | 15 |  |  |  | 91.2661 | 1
| LCA | Outside LA Basin | 7 | Average Weekday | SCE | 1-in-2 | 2029 | 16 |  |  |  | 91.6621 | 1
| LCA | Outside LA Basin | 7 | Average Weekday | SCE | 1-in-2 | 2029 | 17 |  |  |  | 91.5378 | 1
| LCA | Outside LA Basin | 7 | Average Weekday | SCE | 1-in-2 | 2029 | 18 |  |  |  | 90.7038 | 1
| LCA | Outside LA Basin | 7 | Average Weekday | SCE | 1-in-2 | 2029 | 19 |  |  |  | 89.0329 | 1
| LCA | Outside LA Basin | 7 | Average Weekday | SCE | 1-in-2 | 2029 | 20 |  |  |  | 86.7904 | 1
| LCA | Outside LA Basin | 7 | Average Weekday | SCE | 1-in-2 | 2029 | 21 |  |  |  | 84.0876 | 1
| LCA | Outside LA Basin | 7 | Average Weekday | SCE | 1-in-2 | 2029 | 22 |  |  |  | 81.1442 | 1
| LCA | Outside LA Basin | 7 | Average Weekday | SCE | 1-in-2 | 2029 | 23 |  |  |  | 79.1546 | 1
| LCA | Outside LA Basin | 7 | Average Weekday | SCE | 1-in-2 | 2029 | 24 |  |  |  | 77.4913 | 1
| LCA | Outside LA Basin | 7 | Monthly System Peak Day | SCE | 1-in-2 | 2029 | 1 |  |  |  | 83.1 | 1
| LCA | Outside LA Basin | 7 | Monthly System Peak Day | SCE | 1-in-2 | 2029 | 2 |  |  |  | 81.8667 | 1
| LCA | Outside LA Basin | 7 | Monthly System Peak Day | SCE | 1-in-2 | 2029 | 3 |  |  |  | 80.3667 | 1
| LCA | Outside LA Basin | 7 | Monthly System Peak Day | SCE | 1-in-2 | 2029 | 4 |  |  |  | 78.5 | 1
| LCA | Outside LA Basin | 7 | Monthly System Peak Day | SCE | 1-in-2 | 2029 | 5 |  |  |  | 78.0333 | 1
| LCA | Outside LA Basin | 7 | Monthly System Peak Day | SCE | 1-in-2 | 2029 | 6 |  |  |  | 76.5833 | 1
| LCA | Outside LA Basin | 7 | Monthly System Peak Day | SCE | 1-in-2 | 2029 | 7 |  |  |  | 76.6933 | 1
| LCA | Outside LA Basin | 7 | Monthly System Peak Day | SCE | 1-in-2 | 2029 | 8 |  |  |  | 77.1933 | 1
| LCA | Outside LA Basin | 7 | Monthly System Peak Day | SCE | 1-in-2 | 2029 | 9 |  |  |  | 78.5 | 1
| LCA | Outside LA Basin | 7 | Monthly System Peak Day | SCE | 1-in-2 | 2029 | 10 |  |  |  | 84.4 | 1
| LCA | Outside LA Basin | 7 | Monthly System Peak Day | SCE | 1-in-2 | 2029 | 11 |  |  |  | 88.5333 | 1
| LCA | Outside LA Basin | 7 | Monthly System Peak Day | SCE | 1-in-2 | 2029 | 12 |  |  |  | 91.3333 | 1
| LCA | Outside LA Basin | 7 | Monthly System Peak Day | SCE | 1-in-2 | 2029 | 13 |  |  |  | 93.8667 | 1
| LCA | Outside LA Basin | 7 | Monthly System Peak Day | SCE | 1-in-2 | 2029 | 14 |  |  |  | 96.5667 | 1
| LCA | Outside LA Basin | 7 | Monthly System Peak Day | SCE | 1-in-2 | 2029 | 15 |  |  |  | 97.3667 | 1
| LCA | Outside LA Basin | 7 | Monthly System Peak Day | SCE | 1-in-2 | 2029 | 16 |  |  |  | 97.4667 | 1
| LCA | Outside LA Basin | 7 | Monthly System Peak Day | SCE | 1-in-2 | 2029 | 17 |  |  |  | 97.7 | 1
| LCA | Outside LA Basin | 7 | Monthly System Peak Day | SCE | 1-in-2 | 2029 | 18 |  |  |  | 96.6333 | 1
| LCA | Outside LA Basin | 7 | Monthly System Peak Day | SCE | 1-in-2 | 2029 | 19 |  |  |  | 95.6 | 1
| LCA | Outside LA Basin | 7 | Monthly System Peak Day | SCE | 1-in-2 | 2029 | 20 |  |  |  | 93.7 | 1
| LCA | Outside LA Basin | 7 | Monthly System Peak Day | SCE | 1-in-2 | 2029 | 21 |  |  |  | 91.2 | 1
| LCA | Outside LA Basin | 7 | Monthly System Peak Day | SCE | 1-in-2 | 2029 | 22 |  |  |  | 88.6667 | 1
| LCA | Outside LA Basin | 7 | Monthly System Peak Day | SCE | 1-in-2 | 2029 | 23 |  |  |  | 87.2333 | 1
| LCA | Outside LA Basin | 7 | Monthly System Peak Day | SCE | 1-in-2 | 2029 | 24 |  |  |  | 85.4333 | 1
| LCA | Outside LA Basin | 8 | Average Weekday | SCE | 1-in-2 | 2029 | 1 |  |  |  | 75.7472 | 1
| LCA | Outside LA Basin | 8 | Average Weekday | SCE | 1-in-2 | 2029 | 2 |  |  |  | 74.2555 | 1
| LCA | Outside LA Basin | 8 | Average Weekday | SCE | 1-in-2 | 2029 | 3 |  |  |  | 73.0105 | 1
| LCA | Outside LA Basin | 8 | Average Weekday | SCE | 1-in-2 | 2029 | 4 |  |  |  | 72.0766 | 1
| LCA | Outside LA Basin | 8 | Average Weekday | SCE | 1-in-2 | 2029 | 5 |  |  |  | 70.8588 | 1
| LCA | Outside LA Basin | 8 | Average Weekday | SCE | 1-in-2 | 2029 | 6 |  |  |  | 69.7494 | 1
| LCA | Outside LA Basin | 8 | Average Weekday | SCE | 1-in-2 | 2029 | 7 |  |  |  | 68.9219 | 1
| LCA | Outside LA Basin | 8 | Average Weekday | SCE | 1-in-2 | 2029 | 8 |  |  |  | 68.7296 | 1
| LCA | Outside LA Basin | 8 | Average Weekday | SCE | 1-in-2 | 2029 | 9 |  |  |  | 71.4096 | 1
| LCA | Outside LA Basin | 8 | Average Weekday | SCE | 1-in-2 | 2029 | 10 |  |  |  | 75.4677 | 1
| LCA | Outside LA Basin | 8 | Average Weekday | SCE | 1-in-2 | 2029 | 11 |  |  |  | 80.3291 | 1
| LCA | Outside LA Basin | 8 | Average Weekday | SCE | 1-in-2 | 2029 | 12 |  |  |  | 84.3566 | 1
| LCA | Outside LA Basin | 8 | Average Weekday | SCE | 1-in-2 | 2029 | 13 |  |  |  | 87.425 | 1
| LCA | Outside LA Basin | 8 | Average Weekday | SCE | 1-in-2 | 2029 | 14 |  |  |  | 89.5426 | 1
| LCA | Outside LA Basin | 8 | Average Weekday | SCE | 1-in-2 | 2029 | 15 |  |  |  | 90.8609 | 1
| LCA | Outside LA Basin | 8 | Average Weekday | SCE | 1-in-2 | 2029 | 16 |  |  |  | 91.4819 | 1
| LCA | Outside LA Basin | 8 | Average Weekday | SCE | 1-in-2 | 2029 | 17 |  |  |  | 91.2461 | 1
| LCA | Outside LA Basin | 8 | Average Weekday | SCE | 1-in-2 | 2029 | 18 |  |  |  | 90.6423 | 1
| LCA | Outside LA Basin | 8 | Average Weekday | SCE | 1-in-2 | 2029 | 19 |  |  |  | 89.2134 | 1
| LCA | Outside LA Basin | 8 | Average Weekday | SCE | 1-in-2 | 2029 | 20 |  |  |  | 86.9542 | 1
| LCA | Outside LA Basin | 8 | Average Weekday | SCE | 1-in-2 | 2029 | 21 |  |  |  | 83.7909 | 1
| LCA | Outside LA Basin | 8 | Average Weekday | SCE | 1-in-2 | 2029 | 22 |  |  |  | 81.008 | 1
| LCA | Outside LA Basin | 8 | Average Weekday | SCE | 1-in-2 | 2029 | 23 |  |  |  | 79.0446 | 1
| LCA | Outside LA Basin | 8 | Average Weekday | SCE | 1-in-2 | 2029 | 24 |  |  |  | 77.3034 | 1
| LCA | Outside LA Basin | 8 | Monthly System Peak Day | SCE | 1-in-2 | 2029 | 1 |  |  |  | 83.1333 | 1
| LCA | Outside LA Basin | 8 | Monthly System Peak Day | SCE | 1-in-2 | 2029 | 2 |  |  |  | 81.4 | 1
| LCA | Outside LA Basin | 8 | Monthly System Peak Day | SCE | 1-in-2 | 2029 | 3 |  |  |  | 79.9333 | 1
| LCA | Outside LA Basin | 8 | Monthly System Peak Day | SCE | 1-in-2 | 2029 | 4 |  |  |  | 79.5333 | 1
| LCA | Outside LA Basin | 8 | Monthly System Peak Day | SCE | 1-in-2 | 2029 | 5 |  |  |  | 78.1 | 1
| LCA | Outside LA Basin | 8 | Monthly System Peak Day | SCE | 1-in-2 | 2029 | 6 |  |  |  | 76.7333 | 1
| LCA | Outside LA Basin | 8 | Monthly System Peak Day | SCE | 1-in-2 | 2029 | 7 |  |  |  | 76.2 | 1
| LCA | Outside LA Basin | 8 | Monthly System Peak Day | SCE | 1-in-2 | 2029 | 8 |  |  |  | 75.7 | 1
| LCA | Outside LA Basin | 8 | Monthly System Peak Day | SCE | 1-in-2 | 2029 | 9 |  |  |  | 77.5667 | 1
| LCA | Outside LA Basin | 8 | Monthly System Peak Day | SCE | 1-in-2 | 2029 | 10 |  |  |  | 81.4 | 1
| LCA | Outside LA Basin | 8 | Monthly System Peak Day | SCE | 1-in-2 | 2029 | 11 |  |  |  | 87.1 | 1
| LCA | Outside LA Basin | 8 | Monthly System Peak Day | SCE | 1-in-2 | 2029 | 12 |  |  |  | 90.1667 | 1
| LCA | Outside LA Basin | 8 | Monthly System Peak Day | SCE | 1-in-2 | 2029 | 13 |  |  |  | 92.1667 | 1
| LCA | Outside LA Basin | 8 | Monthly System Peak Day | SCE | 1-in-2 | 2029 | 14 |  |  |  | 94 | 1
| LCA | Outside LA Basin | 8 | Monthly System Peak Day | SCE | 1-in-2 | 2029 | 15 |  |  |  | 93.7 | 1
| LCA | Outside LA Basin | 8 | Monthly System Peak Day | SCE | 1-in-2 | 2029 | 16 |  |  |  | 92.6667 | 1
| LCA | Outside LA Basin | 8 | Monthly System Peak Day | SCE | 1-in-2 | 2029 | 17 |  |  |  | 90.6667 | 1
| LCA | Outside LA Basin | 8 | Monthly System Peak Day | SCE | 1-in-2 | 2029 | 18 |  |  |  | 92.6 | 1
| LCA | Outside LA Basin | 8 | Monthly System Peak Day | SCE | 1-in-2 | 2029 | 19 |  |  |  | 91.9 | 1
| LCA | Outside LA Basin | 8 | Monthly System Peak Day | SCE | 1-in-2 | 2029 | 20 |  |  |  | 89.5333 | 1
| LCA | Outside LA Basin | 8 | Monthly System Peak Day | SCE | 1-in-2 | 2029 | 21 |  |  |  | 87.2 | 1
| LCA | Outside LA Basin | 8 | Monthly System Peak Day | SCE | 1-in-2 | 2029 | 22 |  |  |  | 84.9667 | 1
| LCA | Outside LA Basin | 8 | Monthly System Peak Day | SCE | 1-in-2 | 2029 | 23 |  |  |  | 82.8333 | 1
| LCA | Outside LA Basin | 8 | Monthly System Peak Day | SCE | 1-in-2 | 2029 | 24 |  |  |  | 81.4667 | 1
| LCA | Outside LA Basin | 8 | Typical Event Day | SCE | 1-in-2 | 2029 | 1 |  |  |  | 80.3083 | 1
| LCA | Outside LA Basin | 8 | Typical Event Day | SCE | 1-in-2 | 2029 | 2 |  |  |  | 78.9 | 1
| LCA | Outside LA Basin | 8 | Typical Event Day | SCE | 1-in-2 | 2029 | 3 |  |  |  | 77.2833 | 1
| LCA | Outside LA Basin | 8 | Typical Event Day | SCE | 1-in-2 | 2029 | 4 |  |  |  | 75.9275 | 1
| LCA | Outside LA Basin | 8 | Typical Event Day | SCE | 1-in-2 | 2029 | 5 |  |  |  | 74.89 | 1
| LCA | Outside LA Basin | 8 | Typical Event Day | SCE | 1-in-2 | 2029 | 6 |  |  |  | 73.7808 | 1
| LCA | Outside LA Basin | 8 | Typical Event Day | SCE | 1-in-2 | 2029 | 7 |  |  |  | 73.0825 | 1
| LCA | Outside LA Basin | 8 | Typical Event Day | SCE | 1-in-2 | 2029 | 8 |  |  |  | 73.47 | 1
| LCA | Outside LA Basin | 8 | Typical Event Day | SCE | 1-in-2 | 2029 | 9 |  |  |  | 75.835 | 1
| LCA | Outside LA Basin | 8 | Typical Event Day | SCE | 1-in-2 | 2029 | 10 |  |  |  | 80.3833 | 1
| LCA | Outside LA Basin | 8 | Typical Event Day | SCE | 1-in-2 | 2029 | 11 |  |  |  | 84.875 | 1
| LCA | Outside LA Basin | 8 | Typical Event Day | SCE | 1-in-2 | 2029 | 12 |  |  |  | 88.05 | 1
| LCA | Outside LA Basin | 8 | Typical Event Day | SCE | 1-in-2 | 2029 | 13 |  |  |  | 90.55 | 1
| LCA | Outside LA Basin | 8 | Typical Event Day | SCE | 1-in-2 | 2029 | 14 |  |  |  | 92.8417 | 1
| LCA | Outside LA Basin | 8 | Typical Event Day | SCE | 1-in-2 | 2029 | 15 |  |  |  | 93.3917 | 1
| LCA | Outside LA Basin | 8 | Typical Event Day | SCE | 1-in-2 | 2029 | 16 |  |  |  | 93.25 | 1
| LCA | Outside LA Basin | 8 | Typical Event Day | SCE | 1-in-2 | 2029 | 17 |  |  |  | 92.6167 | 1
| LCA | Outside LA Basin | 8 | Typical Event Day | SCE | 1-in-2 | 2029 | 18 |  |  |  | 92.8833 | 1
| LCA | Outside LA Basin | 8 | Typical Event Day | SCE | 1-in-2 | 2029 | 19 |  |  |  | 91.9083 | 1
| LCA | Outside LA Basin | 8 | Typical Event Day | SCE | 1-in-2 | 2029 | 20 |  |  |  | 89.925 | 1
| LCA | Outside LA Basin | 8 | Typical Event Day | SCE | 1-in-2 | 2029 | 21 |  |  |  | 87.475 | 1
| LCA | Outside LA Basin | 8 | Typical Event Day | SCE | 1-in-2 | 2029 | 22 |  |  |  | 85.2083 | 1
| LCA | Outside LA Basin | 8 | Typical Event Day | SCE | 1-in-2 | 2029 | 23 |  |  |  | 83.3 | 1
| LCA | Outside LA Basin | 8 | Typical Event Day | SCE | 1-in-2 | 2029 | 24 |  |  |  | 81.2667 | 1
| LCA | Outside LA Basin | 9 | Average Weekday | SCE | 1-in-2 | 2029 | 1 |  |  |  | 70.0932 | 1
| LCA | Outside LA Basin | 9 | Average Weekday | SCE | 1-in-2 | 2029 | 2 |  |  |  | 68.5513 | 1
| LCA | Outside LA Basin | 9 | Average Weekday | SCE | 1-in-2 | 2029 | 3 |  |  |  | 67.3304 | 1
| LCA | Outside LA Basin | 9 | Average Weekday | SCE | 1-in-2 | 2029 | 4 |  |  |  | 66.2761 | 1
| LCA | Outside LA Basin | 9 | Average Weekday | SCE | 1-in-2 | 2029 | 5 |  |  |  | 65.0104 | 1
| LCA | Outside LA Basin | 9 | Average Weekday | SCE | 1-in-2 | 2029 | 6 |  |  |  | 63.9356 | 1
| LCA | Outside LA Basin | 9 | Average Weekday | SCE | 1-in-2 | 2029 | 7 |  |  |  | 63.0654 | 1
| LCA | Outside LA Basin | 9 | Average Weekday | SCE | 1-in-2 | 2029 | 8 |  |  |  | 62.6267 | 1
| LCA | Outside LA Basin | 9 | Average Weekday | SCE | 1-in-2 | 2029 | 9 |  |  |  | 64.3898 | 1
| LCA | Outside LA Basin | 9 | Average Weekday | SCE | 1-in-2 | 2029 | 10 |  |  |  | 68.3428 | 1
| LCA | Outside LA Basin | 9 | Average Weekday | SCE | 1-in-2 | 2029 | 11 |  |  |  | 72.951 | 1
| LCA | Outside LA Basin | 9 | Average Weekday | SCE | 1-in-2 | 2029 | 12 |  |  |  | 77.2645 | 1
| LCA | Outside LA Basin | 9 | Average Weekday | SCE | 1-in-2 | 2029 | 13 |  |  |  | 80.5357 | 1
| LCA | Outside LA Basin | 9 | Average Weekday | SCE | 1-in-2 | 2029 | 14 |  |  |  | 82.8833 | 1
| LCA | Outside LA Basin | 9 | Average Weekday | SCE | 1-in-2 | 2029 | 15 |  |  |  | 84.2578 | 1
| LCA | Outside LA Basin | 9 | Average Weekday | SCE | 1-in-2 | 2029 | 16 |  |  |  | 85.0622 | 1
| LCA | Outside LA Basin | 9 | Average Weekday | SCE | 1-in-2 | 2029 | 17 |  |  |  | 85.1449 | 1
| LCA | Outside LA Basin | 9 | Average Weekday | SCE | 1-in-2 | 2029 | 18 |  |  |  | 84.6285 | 1
| LCA | Outside LA Basin | 9 | Average Weekday | SCE | 1-in-2 | 2029 | 19 |  |  |  | 83.1673 | 1
| LCA | Outside LA Basin | 9 | Average Weekday | SCE | 1-in-2 | 2029 | 20 |  |  |  | 80.199 | 1
| LCA | Outside LA Basin | 9 | Average Weekday | SCE | 1-in-2 | 2029 | 21 |  |  |  | 76.7219 | 1
| LCA | Outside LA Basin | 9 | Average Weekday | SCE | 1-in-2 | 2029 | 22 |  |  |  | 74.6149 | 1
| LCA | Outside LA Basin | 9 | Average Weekday | SCE | 1-in-2 | 2029 | 23 |  |  |  | 72.8209 | 1
| LCA | Outside LA Basin | 9 | Average Weekday | SCE | 1-in-2 | 2029 | 24 |  |  |  | 71.2657 | 1
| LCA | Outside LA Basin | 9 | Monthly System Peak Day | SCE | 1-in-2 | 2029 | 1 |  |  |  | 78.2333 | 1
| LCA | Outside LA Basin | 9 | Monthly System Peak Day | SCE | 1-in-2 | 2029 | 2 |  |  |  | 77.3667 | 1
| LCA | Outside LA Basin | 9 | Monthly System Peak Day | SCE | 1-in-2 | 2029 | 3 |  |  |  | 74.9667 | 1
| LCA | Outside LA Basin | 9 | Monthly System Peak Day | SCE | 1-in-2 | 2029 | 4 |  |  |  | 73.2333 | 1
| LCA | Outside LA Basin | 9 | Monthly System Peak Day | SCE | 1-in-2 | 2029 | 5 |  |  |  | 71.9867 | 1
| LCA | Outside LA Basin | 9 | Monthly System Peak Day | SCE | 1-in-2 | 2029 | 6 |  |  |  | 71.1167 | 1
| LCA | Outside LA Basin | 9 | Monthly System Peak Day | SCE | 1-in-2 | 2029 | 7 |  |  |  | 69.3533 | 1
| LCA | Outside LA Basin | 9 | Monthly System Peak Day | SCE | 1-in-2 | 2029 | 8 |  |  |  | 69.2933 | 1
| LCA | Outside LA Basin | 9 | Monthly System Peak Day | SCE | 1-in-2 | 2029 | 9 |  |  |  | 72.04 | 1
| LCA | Outside LA Basin | 9 | Monthly System Peak Day | SCE | 1-in-2 | 2029 | 10 |  |  |  | 74.6333 | 1
| LCA | Outside LA Basin | 9 | Monthly System Peak Day | SCE | 1-in-2 | 2029 | 11 |  |  |  | 79.6 | 1
| LCA | Outside LA Basin | 9 | Monthly System Peak Day | SCE | 1-in-2 | 2029 | 12 |  |  |  | 84.4333 | 1
| LCA | Outside LA Basin | 9 | Monthly System Peak Day | SCE | 1-in-2 | 2029 | 13 |  |  |  | 88.4667 | 1
| LCA | Outside LA Basin | 9 | Monthly System Peak Day | SCE | 1-in-2 | 2029 | 14 |  |  |  | 91.2 | 1
| LCA | Outside LA Basin | 9 | Monthly System Peak Day | SCE | 1-in-2 | 2029 | 15 |  |  |  | 92.5333 | 1
| LCA | Outside LA Basin | 9 | Monthly System Peak Day | SCE | 1-in-2 | 2029 | 16 |  |  |  | 93.1667 | 1
| LCA | Outside LA Basin | 9 | Monthly System Peak Day | SCE | 1-in-2 | 2029 | 17 |  |  |  | 92.5667 | 1
| LCA | Outside LA Basin | 9 | Monthly System Peak Day | SCE | 1-in-2 | 2029 | 18 |  |  |  | 92.9333 | 1
| LCA | Outside LA Basin | 9 | Monthly System Peak Day | SCE | 1-in-2 | 2029 | 19 |  |  |  | 92.4 | 1
| LCA | Outside LA Basin | 9 | Monthly System Peak Day | SCE | 1-in-2 | 2029 | 20 |  |  |  | 90.5333 | 1
| LCA | Outside LA Basin | 9 | Monthly System Peak Day | SCE | 1-in-2 | 2029 | 21 |  |  |  | 87.4 | 1
| LCA | Outside LA Basin | 9 | Monthly System Peak Day | SCE | 1-in-2 | 2029 | 22 |  |  |  | 85.0667 | 1
| LCA | Outside LA Basin | 9 | Monthly System Peak Day | SCE | 1-in-2 | 2029 | 23 |  |  |  | 83.6333 | 1
| LCA | Outside LA Basin | 9 | Monthly System Peak Day | SCE | 1-in-2 | 2029 | 24 |  |  |  | 81.8 | 1
| LCA | Outside LA Basin | 10 | Average Weekday | SCE | 1-in-2 | 2029 | 1 |  |  |  | 60.4336 | 1
| LCA | Outside LA Basin | 10 | Average Weekday | SCE | 1-in-2 | 2029 | 2 |  |  |  | 59.286 | 1
| LCA | Outside LA Basin | 10 | Average Weekday | SCE | 1-in-2 | 2029 | 3 |  |  |  | 58.1458 | 1
| LCA | Outside LA Basin | 10 | Average Weekday | SCE | 1-in-2 | 2029 | 4 |  |  |  | 57.1754 | 1
| LCA | Outside LA Basin | 10 | Average Weekday | SCE | 1-in-2 | 2029 | 5 |  |  |  | 56.215 | 1
| LCA | Outside LA Basin | 10 | Average Weekday | SCE | 1-in-2 | 2029 | 6 |  |  |  | 55.1583 | 1
| LCA | Outside LA Basin | 10 | Average Weekday | SCE | 1-in-2 | 2029 | 7 |  |  |  | 54.49 | 1
| LCA | Outside LA Basin | 10 | Average Weekday | SCE | 1-in-2 | 2029 | 8 |  |  |  | 53.6358 | 1
| LCA | Outside LA Basin | 10 | Average Weekday | SCE | 1-in-2 | 2029 | 9 |  |  |  | 54.4171 | 1
| LCA | Outside LA Basin | 10 | Average Weekday | SCE | 1-in-2 | 2029 | 10 |  |  |  | 57.9545 | 1
| LCA | Outside LA Basin | 10 | Average Weekday | SCE | 1-in-2 | 2029 | 11 |  |  |  | 61.7414 | 1
| LCA | Outside LA Basin | 10 | Average Weekday | SCE | 1-in-2 | 2029 | 12 |  |  |  | 65.9167 | 1
| LCA | Outside LA Basin | 10 | Average Weekday | SCE | 1-in-2 | 2029 | 13 |  |  |  | 68.9416 | 1
| LCA | Outside LA Basin | 10 | Average Weekday | SCE | 1-in-2 | 2029 | 14 |  |  |  | 71.197 | 1
| LCA | Outside LA Basin | 10 | Average Weekday | SCE | 1-in-2 | 2029 | 15 |  |  |  | 72.6184 | 1
| LCA | Outside LA Basin | 10 | Average Weekday | SCE | 1-in-2 | 2029 | 16 |  |  |  | 73.7341 | 1
| LCA | Outside LA Basin | 10 | Average Weekday | SCE | 1-in-2 | 2029 | 17 |  |  |  | 74.2117 | 1
| LCA | Outside LA Basin | 10 | Average Weekday | SCE | 1-in-2 | 2029 | 18 |  |  |  | 73.7775 | 1
| LCA | Outside LA Basin | 10 | Average Weekday | SCE | 1-in-2 | 2029 | 19 |  |  |  | 72.1593 | 1
| LCA | Outside LA Basin | 10 | Average Weekday | SCE | 1-in-2 | 2029 | 20 |  |  |  | 69.4478 | 1
| LCA | Outside LA Basin | 10 | Average Weekday | SCE | 1-in-2 | 2029 | 21 |  |  |  | 66.7659 | 1
| LCA | Outside LA Basin | 10 | Average Weekday | SCE | 1-in-2 | 2029 | 22 |  |  |  | 64.546 | 1
| LCA | Outside LA Basin | 10 | Average Weekday | SCE | 1-in-2 | 2029 | 23 |  |  |  | 62.7739 | 1
| LCA | Outside LA Basin | 10 | Average Weekday | SCE | 1-in-2 | 2029 | 24 |  |  |  | 61.2232 | 1
| LCA | Outside LA Basin | 10 | Monthly System Peak Day | SCE | 1-in-2 | 2029 | 1 |  |  |  | 63.64 | 1
| LCA | Outside LA Basin | 10 | Monthly System Peak Day | SCE | 1-in-2 | 2029 | 2 |  |  |  | 62 | 1
| LCA | Outside LA Basin | 10 | Monthly System Peak Day | SCE | 1-in-2 | 2029 | 3 |  |  |  | 60.68 | 1
| LCA | Outside LA Basin | 10 | Monthly System Peak Day | SCE | 1-in-2 | 2029 | 4 |  |  |  | 59.6367 | 1
| LCA | Outside LA Basin | 10 | Monthly System Peak Day | SCE | 1-in-2 | 2029 | 5 |  |  |  | 58.04 | 1
| LCA | Outside LA Basin | 10 | Monthly System Peak Day | SCE | 1-in-2 | 2029 | 6 |  |  |  | 57.4667 | 1
| LCA | Outside LA Basin | 10 | Monthly System Peak Day | SCE | 1-in-2 | 2029 | 7 |  |  |  | 55.4333 | 1
| LCA | Outside LA Basin | 10 | Monthly System Peak Day | SCE | 1-in-2 | 2029 | 8 |  |  |  | 55.1433 | 1
| LCA | Outside LA Basin | 10 | Monthly System Peak Day | SCE | 1-in-2 | 2029 | 9 |  |  |  | 56.5233 | 1
| LCA | Outside LA Basin | 10 | Monthly System Peak Day | SCE | 1-in-2 | 2029 | 10 |  |  |  | 60.3667 | 1
| LCA | Outside LA Basin | 10 | Monthly System Peak Day | SCE | 1-in-2 | 2029 | 11 |  |  |  | 65.6933 | 1
| LCA | Outside LA Basin | 10 | Monthly System Peak Day | SCE | 1-in-2 | 2029 | 12 |  |  |  | 71.3633 | 1
| LCA | Outside LA Basin | 10 | Monthly System Peak Day | SCE | 1-in-2 | 2029 | 13 |  |  |  | 75.4 | 1
| LCA | Outside LA Basin | 10 | Monthly System Peak Day | SCE | 1-in-2 | 2029 | 14 |  |  |  | 77.8667 | 1
| LCA | Outside LA Basin | 10 | Monthly System Peak Day | SCE | 1-in-2 | 2029 | 15 |  |  |  | 80.0667 | 1
| LCA | Outside LA Basin | 10 | Monthly System Peak Day | SCE | 1-in-2 | 2029 | 16 |  |  |  | 81.4333 | 1
| LCA | Outside LA Basin | 10 | Monthly System Peak Day | SCE | 1-in-2 | 2029 | 17 |  |  |  | 82.6 | 1
| LCA | Outside LA Basin | 10 | Monthly System Peak Day | SCE | 1-in-2 | 2029 | 18 |  |  |  | 82.6 | 1
| LCA | Outside LA Basin | 10 | Monthly System Peak Day | SCE | 1-in-2 | 2029 | 19 |  |  |  | 81.5 | 1
| LCA | Outside LA Basin | 10 | Monthly System Peak Day | SCE | 1-in-2 | 2029 | 20 |  |  |  | 79.6667 | 1
| LCA | Outside LA Basin | 10 | Monthly System Peak Day | SCE | 1-in-2 | 2029 | 21 |  |  |  | 76.4 | 1
| LCA | Outside LA Basin | 10 | Monthly System Peak Day | SCE | 1-in-2 | 2029 | 22 |  |  |  | 73.4567 | 1
| LCA | Outside LA Basin | 10 | Monthly System Peak Day | SCE | 1-in-2 | 2029 | 23 |  |  |  | 70.2367 | 1
| LCA | Outside LA Basin | 10 | Monthly System Peak Day | SCE | 1-in-2 | 2029 | 24 |  |  |  | 68.1933 | 1
| LCA | Outside LA Basin | 11 | Average Weekday | SCE | 1-in-2 | 2029 | 1 |  |  |  | 50.3167 | 1
| LCA | Outside LA Basin | 11 | Average Weekday | SCE | 1-in-2 | 2029 | 2 |  |  |  | 49.3569 | 1
| LCA | Outside LA Basin | 11 | Average Weekday | SCE | 1-in-2 | 2029 | 3 |  |  |  | 48.4878 | 1
| LCA | Outside LA Basin | 11 | Average Weekday | SCE | 1-in-2 | 2029 | 4 |  |  |  | 47.5462 | 1
| LCA | Outside LA Basin | 11 | Average Weekday | SCE | 1-in-2 | 2029 | 5 |  |  |  | 46.7327 | 1
| LCA | Outside LA Basin | 11 | Average Weekday | SCE | 1-in-2 | 2029 | 6 |  |  |  | 46.0488 | 1
| LCA | Outside LA Basin | 11 | Average Weekday | SCE | 1-in-2 | 2029 | 7 |  |  |  | 45.52 | 1
| LCA | Outside LA Basin | 11 | Average Weekday | SCE | 1-in-2 | 2029 | 8 |  |  |  | 45.3154 | 1
| LCA | Outside LA Basin | 11 | Average Weekday | SCE | 1-in-2 | 2029 | 9 |  |  |  | 47.3197 | 1
| LCA | Outside LA Basin | 11 | Average Weekday | SCE | 1-in-2 | 2029 | 10 |  |  |  | 50.8691 | 1
| LCA | Outside LA Basin | 11 | Average Weekday | SCE | 1-in-2 | 2029 | 11 |  |  |  | 54.8616 | 1
| LCA | Outside LA Basin | 11 | Average Weekday | SCE | 1-in-2 | 2029 | 12 |  |  |  | 58.2734 | 1
| LCA | Outside LA Basin | 11 | Average Weekday | SCE | 1-in-2 | 2029 | 13 |  |  |  | 60.7605 | 1
| LCA | Outside LA Basin | 11 | Average Weekday | SCE | 1-in-2 | 2029 | 14 |  |  |  | 62.569 | 1
| LCA | Outside LA Basin | 11 | Average Weekday | SCE | 1-in-2 | 2029 | 15 |  |  |  | 63.734 | 1
| LCA | Outside LA Basin | 11 | Average Weekday | SCE | 1-in-2 | 2029 | 16 |  |  |  | 64.2435 | 1
| LCA | Outside LA Basin | 11 | Average Weekday | SCE | 1-in-2 | 2029 | 17 |  |  |  | 63.9308 | 1
| LCA | Outside LA Basin | 11 | Average Weekday | SCE | 1-in-2 | 2029 | 18 |  |  |  | 62.2643 | 1
| LCA | Outside LA Basin | 11 | Average Weekday | SCE | 1-in-2 | 2029 | 19 |  |  |  | 59.8024 | 1
| LCA | Outside LA Basin | 11 | Average Weekday | SCE | 1-in-2 | 2029 | 20 |  |  |  | 57.6427 | 1
| LCA | Outside LA Basin | 11 | Average Weekday | SCE | 1-in-2 | 2029 | 21 |  |  |  | 55.6085 | 1
| LCA | Outside LA Basin | 11 | Average Weekday | SCE | 1-in-2 | 2029 | 22 |  |  |  | 54.1119 | 1
| LCA | Outside LA Basin | 11 | Average Weekday | SCE | 1-in-2 | 2029 | 23 |  |  |  | 52.8488 | 1
| LCA | Outside LA Basin | 11 | Average Weekday | SCE | 1-in-2 | 2029 | 24 |  |  |  | 51.6978 | 1
| LCA | Outside LA Basin | 11 | Monthly System Peak Day | SCE | 1-in-2 | 2029 | 1 |  |  |  | 55.42 | 1
| LCA | Outside LA Basin | 11 | Monthly System Peak Day | SCE | 1-in-2 | 2029 | 2 |  |  |  | 53.26 | 1
| LCA | Outside LA Basin | 11 | Monthly System Peak Day | SCE | 1-in-2 | 2029 | 3 |  |  |  | 52.3233 | 1
| LCA | Outside LA Basin | 11 | Monthly System Peak Day | SCE | 1-in-2 | 2029 | 4 |  |  |  | 50.53 | 1
| LCA | Outside LA Basin | 11 | Monthly System Peak Day | SCE | 1-in-2 | 2029 | 5 |  |  |  | 49.4333 | 1
| LCA | Outside LA Basin | 11 | Monthly System Peak Day | SCE | 1-in-2 | 2029 | 6 |  |  |  | 48.84 | 1
| LCA | Outside LA Basin | 11 | Monthly System Peak Day | SCE | 1-in-2 | 2029 | 7 |  |  |  | 48.4367 | 1
| LCA | Outside LA Basin | 11 | Monthly System Peak Day | SCE | 1-in-2 | 2029 | 8 |  |  |  | 48.8867 | 1
| LCA | Outside LA Basin | 11 | Monthly System Peak Day | SCE | 1-in-2 | 2029 | 9 |  |  |  | 50.3233 | 1
| LCA | Outside LA Basin | 11 | Monthly System Peak Day | SCE | 1-in-2 | 2029 | 10 |  |  |  | 54.6 | 1
| LCA | Outside LA Basin | 11 | Monthly System Peak Day | SCE | 1-in-2 | 2029 | 11 |  |  |  | 60.1 | 1
| LCA | Outside LA Basin | 11 | Monthly System Peak Day | SCE | 1-in-2 | 2029 | 12 |  |  |  | 65.17 | 1
| LCA | Outside LA Basin | 11 | Monthly System Peak Day | SCE | 1-in-2 | 2029 | 13 |  |  |  | 69.0433 | 1
| LCA | Outside LA Basin | 11 | Monthly System Peak Day | SCE | 1-in-2 | 2029 | 14 |  |  |  | 71.8667 | 1
| LCA | Outside LA Basin | 11 | Monthly System Peak Day | SCE | 1-in-2 | 2029 | 15 |  |  |  | 73.5 | 1
| LCA | Outside LA Basin | 11 | Monthly System Peak Day | SCE | 1-in-2 | 2029 | 16 |  |  |  | 74.9333 | 1
| LCA | Outside LA Basin | 11 | Monthly System Peak Day | SCE | 1-in-2 | 2029 | 17 |  |  |  | 75.4 | 1
| LCA | Outside LA Basin | 11 | Monthly System Peak Day | SCE | 1-in-2 | 2029 | 18 |  |  |  | 74.4667 | 1
| LCA | Outside LA Basin | 11 | Monthly System Peak Day | SCE | 1-in-2 | 2029 | 19 |  |  |  | 72.0267 | 1
| LCA | Outside LA Basin | 11 | Monthly System Peak Day | SCE | 1-in-2 | 2029 | 20 |  |  |  | 69.2733 | 1
| LCA | Outside LA Basin | 11 | Monthly System Peak Day | SCE | 1-in-2 | 2029 | 21 |  |  |  | 66.08 | 1
| LCA | Outside LA Basin | 11 | Monthly System Peak Day | SCE | 1-in-2 | 2029 | 22 |  |  |  | 62.71 | 1
| LCA | Outside LA Basin | 11 | Monthly System Peak Day | SCE | 1-in-2 | 2029 | 23 |  |  |  | 60.74 | 1
| LCA | Outside LA Basin | 11 | Monthly System Peak Day | SCE | 1-in-2 | 2029 | 24 |  |  |  | 58.7433 | 1
| LCA | Outside LA Basin | 12 | Average Weekday | SCE | 1-in-2 | 2029 | 1 |  |  |  | 45.0921 | 1
| LCA | Outside LA Basin | 12 | Average Weekday | SCE | 1-in-2 | 2029 | 2 |  |  |  | 44.3702 | 1
| LCA | Outside LA Basin | 12 | Average Weekday | SCE | 1-in-2 | 2029 | 3 |  |  |  | 43.7639 | 1
| LCA | Outside LA Basin | 12 | Average Weekday | SCE | 1-in-2 | 2029 | 4 |  |  |  | 42.9765 | 1
| LCA | Outside LA Basin | 12 | Average Weekday | SCE | 1-in-2 | 2029 | 5 |  |  |  | 42.3767 | 1
| LCA | Outside LA Basin | 12 | Average Weekday | SCE | 1-in-2 | 2029 | 6 |  |  |  | 41.9821 | 1
| LCA | Outside LA Basin | 12 | Average Weekday | SCE | 1-in-2 | 2029 | 7 |  |  |  | 41.6482 | 1
| LCA | Outside LA Basin | 12 | Average Weekday | SCE | 1-in-2 | 2029 | 8 |  |  |  | 41.6843 | 1
| LCA | Outside LA Basin | 12 | Average Weekday | SCE | 1-in-2 | 2029 | 9 |  |  |  | 42.0668 | 1
| LCA | Outside LA Basin | 12 | Average Weekday | SCE | 1-in-2 | 2029 | 10 |  |  |  | 44.0885 | 1
| LCA | Outside LA Basin | 12 | Average Weekday | SCE | 1-in-2 | 2029 | 11 |  |  |  | 46.8469 | 1
| LCA | Outside LA Basin | 12 | Average Weekday | SCE | 1-in-2 | 2029 | 12 |  |  |  | 49.5349 | 1
| LCA | Outside LA Basin | 12 | Average Weekday | SCE | 1-in-2 | 2029 | 13 |  |  |  | 51.4815 | 1
| LCA | Outside LA Basin | 12 | Average Weekday | SCE | 1-in-2 | 2029 | 14 |  |  |  | 52.9409 | 1
| LCA | Outside LA Basin | 12 | Average Weekday | SCE | 1-in-2 | 2029 | 15 |  |  |  | 54.0926 | 1
| LCA | Outside LA Basin | 12 | Average Weekday | SCE | 1-in-2 | 2029 | 16 |  |  |  | 54.4437 | 1
| LCA | Outside LA Basin | 12 | Average Weekday | SCE | 1-in-2 | 2029 | 17 |  |  |  | 54.2707 | 1
| LCA | Outside LA Basin | 12 | Average Weekday | SCE | 1-in-2 | 2029 | 18 |  |  |  | 52.7977 | 1
| LCA | Outside LA Basin | 12 | Average Weekday | SCE | 1-in-2 | 2029 | 19 |  |  |  | 50.9346 | 1
| LCA | Outside LA Basin | 12 | Average Weekday | SCE | 1-in-2 | 2029 | 20 |  |  |  | 49.4582 | 1
| LCA | Outside LA Basin | 12 | Average Weekday | SCE | 1-in-2 | 2029 | 21 |  |  |  | 48.0147 | 1
| LCA | Outside LA Basin | 12 | Average Weekday | SCE | 1-in-2 | 2029 | 22 |  |  |  | 46.8687 | 1
| LCA | Outside LA Basin | 12 | Average Weekday | SCE | 1-in-2 | 2029 | 23 |  |  |  | 45.9316 | 1
| LCA | Outside LA Basin | 12 | Average Weekday | SCE | 1-in-2 | 2029 | 24 |  |  |  | 45.0562 | 1
| LCA | Outside LA Basin | 12 | Monthly System Peak Day | SCE | 1-in-2 | 2029 | 1 |  |  |  | 32.01 | 1
| LCA | Outside LA Basin | 12 | Monthly System Peak Day | SCE | 1-in-2 | 2029 | 2 |  |  |  | 31.58 | 1
| LCA | Outside LA Basin | 12 | Monthly System Peak Day | SCE | 1-in-2 | 2029 | 3 |  |  |  | 30.7 | 1
| LCA | Outside LA Basin | 12 | Monthly System Peak Day | SCE | 1-in-2 | 2029 | 4 |  |  |  | 29.6667 | 1
| LCA | Outside LA Basin | 12 | Monthly System Peak Day | SCE | 1-in-2 | 2029 | 5 |  |  |  | 28.1867 | 1
| LCA | Outside LA Basin | 12 | Monthly System Peak Day | SCE | 1-in-2 | 2029 | 6 |  |  |  | 27.6067 | 1
| LCA | Outside LA Basin | 12 | Monthly System Peak Day | SCE | 1-in-2 | 2029 | 7 |  |  |  | 27.9167 | 1
| LCA | Outside LA Basin | 12 | Monthly System Peak Day | SCE | 1-in-2 | 2029 | 8 |  |  |  | 26.9333 | 1
| LCA | Outside LA Basin | 12 | Monthly System Peak Day | SCE | 1-in-2 | 2029 | 9 |  |  |  | 28.0667 | 1
| LCA | Outside LA Basin | 12 | Monthly System Peak Day | SCE | 1-in-2 | 2029 | 10 |  |  |  | 32.0067 | 1
| LCA | Outside LA Basin | 12 | Monthly System Peak Day | SCE | 1-in-2 | 2029 | 11 |  |  |  | 35.99 | 1
| LCA | Outside LA Basin | 12 | Monthly System Peak Day | SCE | 1-in-2 | 2029 | 12 |  |  |  | 39.0633 | 1
| LCA | Outside LA Basin | 12 | Monthly System Peak Day | SCE | 1-in-2 | 2029 | 13 |  |  |  | 40.5267 | 1
| LCA | Outside LA Basin | 12 | Monthly System Peak Day | SCE | 1-in-2 | 2029 | 14 |  |  |  | 41.93 | 1
| LCA | Outside LA Basin | 12 | Monthly System Peak Day | SCE | 1-in-2 | 2029 | 15 |  |  |  | 43.4467 | 1
| LCA | Outside LA Basin | 12 | Monthly System Peak Day | SCE | 1-in-2 | 2029 | 16 |  |  |  | 44.38 | 1
| LCA | Outside LA Basin | 12 | Monthly System Peak Day | SCE | 1-in-2 | 2029 | 17 |  |  |  | 44.5667 | 1
| LCA | Outside LA Basin | 12 | Monthly System Peak Day | SCE | 1-in-2 | 2029 | 18 |  |  |  | 43.1667 | 1
| LCA | Outside LA Basin | 12 | Monthly System Peak Day | SCE | 1-in-2 | 2029 | 19 |  |  |  | 40.54 | 1
| LCA | Outside LA Basin | 12 | Monthly System Peak Day | SCE | 1-in-2 | 2029 | 20 |  |  |  | 37.9467 | 1
| LCA | Outside LA Basin | 12 | Monthly System Peak Day | SCE | 1-in-2 | 2029 | 21 |  |  |  | 35.7167 | 1
| LCA | Outside LA Basin | 12 | Monthly System Peak Day | SCE | 1-in-2 | 2029 | 22 |  |  |  | 34.31 | 1
| LCA | Outside LA Basin | 12 | Monthly System Peak Day | SCE | 1-in-2 | 2029 | 23 |  |  |  | 33.5767 | 1
| LCA | Outside LA Basin | 12 | Monthly System Peak Day | SCE | 1-in-2 | 2029 | 24 |  |  |  | 31.0067 | 1
| LCA | Outside LA Basin | 1 | Average Weekday | SCE | 1-in-2 | 2030 | 1 |  |  |  | 42.7993 | 1
| LCA | Outside LA Basin | 1 | Average Weekday | SCE | 1-in-2 | 2030 | 2 |  |  |  | 41.7604 | 1
| LCA | Outside LA Basin | 1 | Average Weekday | SCE | 1-in-2 | 2030 | 3 |  |  |  | 40.7429 | 1
| LCA | Outside LA Basin | 1 | Average Weekday | SCE | 1-in-2 | 2030 | 4 |  |  |  | 39.9359 | 1
| LCA | Outside LA Basin | 1 | Average Weekday | SCE | 1-in-2 | 2030 | 5 |  |  |  | 39.1415 | 1
| LCA | Outside LA Basin | 1 | Average Weekday | SCE | 1-in-2 | 2030 | 6 |  |  |  | 38.8219 | 1
| LCA | Outside LA Basin | 1 | Average Weekday | SCE | 1-in-2 | 2030 | 7 |  |  |  | 38.0672 | 1
| LCA | Outside LA Basin | 1 | Average Weekday | SCE | 1-in-2 | 2030 | 8 |  |  |  | 37.6109 | 1
| LCA | Outside LA Basin | 1 | Average Weekday | SCE | 1-in-2 | 2030 | 9 |  |  |  | 38.4194 | 1
| LCA | Outside LA Basin | 1 | Average Weekday | SCE | 1-in-2 | 2030 | 10 |  |  |  | 41.5477 | 1
| LCA | Outside LA Basin | 1 | Average Weekday | SCE | 1-in-2 | 2030 | 11 |  |  |  | 45.908 | 1
| LCA | Outside LA Basin | 1 | Average Weekday | SCE | 1-in-2 | 2030 | 12 |  |  |  | 50.9033 | 1
| LCA | Outside LA Basin | 1 | Average Weekday | SCE | 1-in-2 | 2030 | 13 |  |  |  | 54.1978 | 1
| LCA | Outside LA Basin | 1 | Average Weekday | SCE | 1-in-2 | 2030 | 14 |  |  |  | 56.4792 | 1
| LCA | Outside LA Basin | 1 | Average Weekday | SCE | 1-in-2 | 2030 | 15 |  |  |  | 58.1691 | 1
| LCA | Outside LA Basin | 1 | Average Weekday | SCE | 1-in-2 | 2030 | 16 |  |  |  | 59.1143 | 1
| LCA | Outside LA Basin | 1 | Average Weekday | SCE | 1-in-2 | 2030 | 17 |  |  |  | 59.0482 | 1
| LCA | Outside LA Basin | 1 | Average Weekday | SCE | 1-in-2 | 2030 | 18 |  |  |  | 57.7988 | 1
| LCA | Outside LA Basin | 1 | Average Weekday | SCE | 1-in-2 | 2030 | 19 |  |  |  | 55.1406 | 1
| LCA | Outside LA Basin | 1 | Average Weekday | SCE | 1-in-2 | 2030 | 20 |  |  |  | 52.232 | 1
| LCA | Outside LA Basin | 1 | Average Weekday | SCE | 1-in-2 | 2030 | 21 |  |  |  | 49.7834 | 1
| LCA | Outside LA Basin | 1 | Average Weekday | SCE | 1-in-2 | 2030 | 22 |  |  |  | 48.125 | 1
| LCA | Outside LA Basin | 1 | Average Weekday | SCE | 1-in-2 | 2030 | 23 |  |  |  | 46.5186 | 1
| LCA | Outside LA Basin | 1 | Average Weekday | SCE | 1-in-2 | 2030 | 24 |  |  |  | 45.2073 | 1
| LCA | Outside LA Basin | 1 | Monthly System Peak Day | SCE | 1-in-2 | 2030 | 1 |  |  |  | 35.7933 | 1
| LCA | Outside LA Basin | 1 | Monthly System Peak Day | SCE | 1-in-2 | 2030 | 2 |  |  |  | 34.8567 | 1
| LCA | Outside LA Basin | 1 | Monthly System Peak Day | SCE | 1-in-2 | 2030 | 3 |  |  |  | 33.8267 | 1
| LCA | Outside LA Basin | 1 | Monthly System Peak Day | SCE | 1-in-2 | 2030 | 4 |  |  |  | 34.54 | 1
| LCA | Outside LA Basin | 1 | Monthly System Peak Day | SCE | 1-in-2 | 2030 | 5 |  |  |  | 33.1433 | 1
| LCA | Outside LA Basin | 1 | Monthly System Peak Day | SCE | 1-in-2 | 2030 | 6 |  |  |  | 32.78 | 1
| LCA | Outside LA Basin | 1 | Monthly System Peak Day | SCE | 1-in-2 | 2030 | 7 |  |  |  | 32.9633 | 1
| LCA | Outside LA Basin | 1 | Monthly System Peak Day | SCE | 1-in-2 | 2030 | 8 |  |  |  | 32.38 | 1
| LCA | Outside LA Basin | 1 | Monthly System Peak Day | SCE | 1-in-2 | 2030 | 9 |  |  |  | 33.07 | 1
| LCA | Outside LA Basin | 1 | Monthly System Peak Day | SCE | 1-in-2 | 2030 | 10 |  |  |  | 35.4767 | 1
| LCA | Outside LA Basin | 1 | Monthly System Peak Day | SCE | 1-in-2 | 2030 | 11 |  |  |  | 38.8733 | 1
| LCA | Outside LA Basin | 1 | Monthly System Peak Day | SCE | 1-in-2 | 2030 | 12 |  |  |  | 42.2133 | 1
| LCA | Outside LA Basin | 1 | Monthly System Peak Day | SCE | 1-in-2 | 2030 | 13 |  |  |  | 45.2233 | 1
| LCA | Outside LA Basin | 1 | Monthly System Peak Day | SCE | 1-in-2 | 2030 | 14 |  |  |  | 48.8767 | 1
| LCA | Outside LA Basin | 1 | Monthly System Peak Day | SCE | 1-in-2 | 2030 | 15 |  |  |  | 47.8033 | 1
| LCA | Outside LA Basin | 1 | Monthly System Peak Day | SCE | 1-in-2 | 2030 | 16 |  |  |  | 47.0367 | 1
| LCA | Outside LA Basin | 1 | Monthly System Peak Day | SCE | 1-in-2 | 2030 | 17 |  |  |  | 47.32 | 1
| LCA | Outside LA Basin | 1 | Monthly System Peak Day | SCE | 1-in-2 | 2030 | 18 |  |  |  | 46.11 | 1
| LCA | Outside LA Basin | 1 | Monthly System Peak Day | SCE | 1-in-2 | 2030 | 19 |  |  |  | 44.34 | 1
| LCA | Outside LA Basin | 1 | Monthly System Peak Day | SCE | 1-in-2 | 2030 | 20 |  |  |  | 42.3967 | 1
| LCA | Outside LA Basin | 1 | Monthly System Peak Day | SCE | 1-in-2 | 2030 | 21 |  |  |  | 41.58 | 1
| LCA | Outside LA Basin | 1 | Monthly System Peak Day | SCE | 1-in-2 | 2030 | 22 |  |  |  | 41.57 | 1
| LCA | Outside LA Basin | 1 | Monthly System Peak Day | SCE | 1-in-2 | 2030 | 23 |  |  |  | 40.4967 | 1
| LCA | Outside LA Basin | 1 | Monthly System Peak Day | SCE | 1-in-2 | 2030 | 24 |  |  |  | 39.53 | 1
| LCA | Outside LA Basin | 2 | Average Weekday | SCE | 1-in-2 | 2030 | 1 |  |  |  | 45.8051 | 1
| LCA | Outside LA Basin | 2 | Average Weekday | SCE | 1-in-2 | 2030 | 2 |  |  |  | 44.7657 | 1
| LCA | Outside LA Basin | 2 | Average Weekday | SCE | 1-in-2 | 2030 | 3 |  |  |  | 43.8638 | 1
| LCA | Outside LA Basin | 2 | Average Weekday | SCE | 1-in-2 | 2030 | 4 |  |  |  | 43.1001 | 1
| LCA | Outside LA Basin | 2 | Average Weekday | SCE | 1-in-2 | 2030 | 5 |  |  |  | 42.0324 | 1
| LCA | Outside LA Basin | 2 | Average Weekday | SCE | 1-in-2 | 2030 | 6 |  |  |  | 41.2169 | 1
| LCA | Outside LA Basin | 2 | Average Weekday | SCE | 1-in-2 | 2030 | 7 |  |  |  | 40.7883 | 1
| LCA | Outside LA Basin | 2 | Average Weekday | SCE | 1-in-2 | 2030 | 8 |  |  |  | 40.4625 | 1
| LCA | Outside LA Basin | 2 | Average Weekday | SCE | 1-in-2 | 2030 | 9 |  |  |  | 41.828 | 1
| LCA | Outside LA Basin | 2 | Average Weekday | SCE | 1-in-2 | 2030 | 10 |  |  |  | 45.273 | 1
| LCA | Outside LA Basin | 2 | Average Weekday | SCE | 1-in-2 | 2030 | 11 |  |  |  | 49.4713 | 1
| LCA | Outside LA Basin | 2 | Average Weekday | SCE | 1-in-2 | 2030 | 12 |  |  |  | 52.8686 | 1
| LCA | Outside LA Basin | 2 | Average Weekday | SCE | 1-in-2 | 2030 | 13 |  |  |  | 55.5261 | 1
| LCA | Outside LA Basin | 2 | Average Weekday | SCE | 1-in-2 | 2030 | 14 |  |  |  | 57.4444 | 1
| LCA | Outside LA Basin | 2 | Average Weekday | SCE | 1-in-2 | 2030 | 15 |  |  |  | 58.6077 | 1
| LCA | Outside LA Basin | 2 | Average Weekday | SCE | 1-in-2 | 2030 | 16 |  |  |  | 59.1948 | 1
| LCA | Outside LA Basin | 2 | Average Weekday | SCE | 1-in-2 | 2030 | 17 |  |  |  | 59.302 | 1
| LCA | Outside LA Basin | 2 | Average Weekday | SCE | 1-in-2 | 2030 | 18 |  |  |  | 58.4631 | 1
| LCA | Outside LA Basin | 2 | Average Weekday | SCE | 1-in-2 | 2030 | 19 |  |  |  | 56.3507 | 1
| LCA | Outside LA Basin | 2 | Average Weekday | SCE | 1-in-2 | 2030 | 20 |  |  |  | 53.8282 | 1
| LCA | Outside LA Basin | 2 | Average Weekday | SCE | 1-in-2 | 2030 | 21 |  |  |  | 51.7142 | 1
| LCA | Outside LA Basin | 2 | Average Weekday | SCE | 1-in-2 | 2030 | 22 |  |  |  | 50.1008 | 1
| LCA | Outside LA Basin | 2 | Average Weekday | SCE | 1-in-2 | 2030 | 23 |  |  |  | 48.6919 | 1
| LCA | Outside LA Basin | 2 | Average Weekday | SCE | 1-in-2 | 2030 | 24 |  |  |  | 47.1528 | 1
| LCA | Outside LA Basin | 2 | Monthly System Peak Day | SCE | 1-in-2 | 2030 | 1 |  |  |  | 35.05 | 1
| LCA | Outside LA Basin | 2 | Monthly System Peak Day | SCE | 1-in-2 | 2030 | 2 |  |  |  | 34.3867 | 1
| LCA | Outside LA Basin | 2 | Monthly System Peak Day | SCE | 1-in-2 | 2030 | 3 |  |  |  | 34.5567 | 1
| LCA | Outside LA Basin | 2 | Monthly System Peak Day | SCE | 1-in-2 | 2030 | 4 |  |  |  | 34.5033 | 1
| LCA | Outside LA Basin | 2 | Monthly System Peak Day | SCE | 1-in-2 | 2030 | 5 |  |  |  | 34.02 | 1
| LCA | Outside LA Basin | 2 | Monthly System Peak Day | SCE | 1-in-2 | 2030 | 6 |  |  |  | 33.9433 | 1
| LCA | Outside LA Basin | 2 | Monthly System Peak Day | SCE | 1-in-2 | 2030 | 7 |  |  |  | 33.7267 | 1
| LCA | Outside LA Basin | 2 | Monthly System Peak Day | SCE | 1-in-2 | 2030 | 8 |  |  |  | 33.9167 | 1
| LCA | Outside LA Basin | 2 | Monthly System Peak Day | SCE | 1-in-2 | 2030 | 9 |  |  |  | 34.3967 | 1
| LCA | Outside LA Basin | 2 | Monthly System Peak Day | SCE | 1-in-2 | 2030 | 10 |  |  |  | 35.7233 | 1
| LCA | Outside LA Basin | 2 | Monthly System Peak Day | SCE | 1-in-2 | 2030 | 11 |  |  |  | 37.9567 | 1
| LCA | Outside LA Basin | 2 | Monthly System Peak Day | SCE | 1-in-2 | 2030 | 12 |  |  |  | 39.9933 | 1
| LCA | Outside LA Basin | 2 | Monthly System Peak Day | SCE | 1-in-2 | 2030 | 13 |  |  |  | 42.1833 | 1
| LCA | Outside LA Basin | 2 | Monthly System Peak Day | SCE | 1-in-2 | 2030 | 14 |  |  |  | 44.06 | 1
| LCA | Outside LA Basin | 2 | Monthly System Peak Day | SCE | 1-in-2 | 2030 | 15 |  |  |  | 45.9333 | 1
| LCA | Outside LA Basin | 2 | Monthly System Peak Day | SCE | 1-in-2 | 2030 | 16 |  |  |  | 47.18 | 1
| LCA | Outside LA Basin | 2 | Monthly System Peak Day | SCE | 1-in-2 | 2030 | 17 |  |  |  | 47.52 | 1
| LCA | Outside LA Basin | 2 | Monthly System Peak Day | SCE | 1-in-2 | 2030 | 18 |  |  |  | 47.1067 | 1
| LCA | Outside LA Basin | 2 | Monthly System Peak Day | SCE | 1-in-2 | 2030 | 19 |  |  |  | 45.2067 | 1
| LCA | Outside LA Basin | 2 | Monthly System Peak Day | SCE | 1-in-2 | 2030 | 20 |  |  |  | 43.6533 | 1
| LCA | Outside LA Basin | 2 | Monthly System Peak Day | SCE | 1-in-2 | 2030 | 21 |  |  |  | 42.0133 | 1
| LCA | Outside LA Basin | 2 | Monthly System Peak Day | SCE | 1-in-2 | 2030 | 22 |  |  |  | 40.6967 | 1
| LCA | Outside LA Basin | 2 | Monthly System Peak Day | SCE | 1-in-2 | 2030 | 23 |  |  |  | 40.0133 | 1
| LCA | Outside LA Basin | 2 | Monthly System Peak Day | SCE | 1-in-2 | 2030 | 24 |  |  |  | 39.2733 | 1
| LCA | Outside LA Basin | 3 | Average Weekday | SCE | 1-in-2 | 2030 | 1 |  |  |  | 50.5648 | 1
| LCA | Outside LA Basin | 3 | Average Weekday | SCE | 1-in-2 | 2030 | 2 |  |  |  | 49.5662 | 1
| LCA | Outside LA Basin | 3 | Average Weekday | SCE | 1-in-2 | 2030 | 3 |  |  |  | 48.4714 | 1
| LCA | Outside LA Basin | 3 | Average Weekday | SCE | 1-in-2 | 2030 | 4 |  |  |  | 47.8283 | 1
| LCA | Outside LA Basin | 3 | Average Weekday | SCE | 1-in-2 | 2030 | 5 |  |  |  | 46.9052 | 1
| LCA | Outside LA Basin | 3 | Average Weekday | SCE | 1-in-2 | 2030 | 6 |  |  |  | 46.17 | 1
| LCA | Outside LA Basin | 3 | Average Weekday | SCE | 1-in-2 | 2030 | 7 |  |  |  | 45.5217 | 1
| LCA | Outside LA Basin | 3 | Average Weekday | SCE | 1-in-2 | 2030 | 8 |  |  |  | 45.1175 | 1
| LCA | Outside LA Basin | 3 | Average Weekday | SCE | 1-in-2 | 2030 | 9 |  |  |  | 46.1368 | 1
| LCA | Outside LA Basin | 3 | Average Weekday | SCE | 1-in-2 | 2030 | 10 |  |  |  | 49.4075 | 1
| LCA | Outside LA Basin | 3 | Average Weekday | SCE | 1-in-2 | 2030 | 11 |  |  |  | 53.1608 | 1
| LCA | Outside LA Basin | 3 | Average Weekday | SCE | 1-in-2 | 2030 | 12 |  |  |  | 56.4497 | 1
| LCA | Outside LA Basin | 3 | Average Weekday | SCE | 1-in-2 | 2030 | 13 |  |  |  | 59.1687 | 1
| LCA | Outside LA Basin | 3 | Average Weekday | SCE | 1-in-2 | 2030 | 14 |  |  |  | 61.0428 | 1
| LCA | Outside LA Basin | 3 | Average Weekday | SCE | 1-in-2 | 2030 | 15 |  |  |  | 62.3557 | 1
| LCA | Outside LA Basin | 3 | Average Weekday | SCE | 1-in-2 | 2030 | 16 |  |  |  | 63.2505 | 1
| LCA | Outside LA Basin | 3 | Average Weekday | SCE | 1-in-2 | 2030 | 17 |  |  |  | 63.5652 | 1
| LCA | Outside LA Basin | 3 | Average Weekday | SCE | 1-in-2 | 2030 | 18 |  |  |  | 63.0934 | 1
| LCA | Outside LA Basin | 3 | Average Weekday | SCE | 1-in-2 | 2030 | 19 |  |  |  | 61.8806 | 1
| LCA | Outside LA Basin | 3 | Average Weekday | SCE | 1-in-2 | 2030 | 20 |  |  |  | 59.9275 | 1
| LCA | Outside LA Basin | 3 | Average Weekday | SCE | 1-in-2 | 2030 | 21 |  |  |  | 57.5472 | 1
| LCA | Outside LA Basin | 3 | Average Weekday | SCE | 1-in-2 | 2030 | 22 |  |  |  | 55.3093 | 1
| LCA | Outside LA Basin | 3 | Average Weekday | SCE | 1-in-2 | 2030 | 23 |  |  |  | 53.6298 | 1
| LCA | Outside LA Basin | 3 | Average Weekday | SCE | 1-in-2 | 2030 | 24 |  |  |  | 52.2265 | 1
| LCA | Outside LA Basin | 3 | Monthly System Peak Day | SCE | 1-in-2 | 2030 | 1 |  |  |  | 50.1467 | 1
| LCA | Outside LA Basin | 3 | Monthly System Peak Day | SCE | 1-in-2 | 2030 | 2 |  |  |  | 48.9233 | 1
| LCA | Outside LA Basin | 3 | Monthly System Peak Day | SCE | 1-in-2 | 2030 | 3 |  |  |  | 47.02 | 1
| LCA | Outside LA Basin | 3 | Monthly System Peak Day | SCE | 1-in-2 | 2030 | 4 |  |  |  | 46.39 | 1
| LCA | Outside LA Basin | 3 | Monthly System Peak Day | SCE | 1-in-2 | 2030 | 5 |  |  |  | 45.5167 | 1
| LCA | Outside LA Basin | 3 | Monthly System Peak Day | SCE | 1-in-2 | 2030 | 6 |  |  |  | 44.15 | 1
| LCA | Outside LA Basin | 3 | Monthly System Peak Day | SCE | 1-in-2 | 2030 | 7 |  |  |  | 42.9533 | 1
| LCA | Outside LA Basin | 3 | Monthly System Peak Day | SCE | 1-in-2 | 2030 | 8 |  |  |  | 42.4867 | 1
| LCA | Outside LA Basin | 3 | Monthly System Peak Day | SCE | 1-in-2 | 2030 | 9 |  |  |  | 43.23 | 1
| LCA | Outside LA Basin | 3 | Monthly System Peak Day | SCE | 1-in-2 | 2030 | 10 |  |  |  | 44.9167 | 1
| LCA | Outside LA Basin | 3 | Monthly System Peak Day | SCE | 1-in-2 | 2030 | 11 |  |  |  | 49.4633 | 1
| LCA | Outside LA Basin | 3 | Monthly System Peak Day | SCE | 1-in-2 | 2030 | 12 |  |  |  | 53.3167 | 1
| LCA | Outside LA Basin | 3 | Monthly System Peak Day | SCE | 1-in-2 | 2030 | 13 |  |  |  | 56.54 | 1
| LCA | Outside LA Basin | 3 | Monthly System Peak Day | SCE | 1-in-2 | 2030 | 14 |  |  |  | 59.1767 | 1
| LCA | Outside LA Basin | 3 | Monthly System Peak Day | SCE | 1-in-2 | 2030 | 15 |  |  |  | 61.4167 | 1
| LCA | Outside LA Basin | 3 | Monthly System Peak Day | SCE | 1-in-2 | 2030 | 16 |  |  |  | 63.2333 | 1
| LCA | Outside LA Basin | 3 | Monthly System Peak Day | SCE | 1-in-2 | 2030 | 17 |  |  |  | 64.2933 | 1
| LCA | Outside LA Basin | 3 | Monthly System Peak Day | SCE | 1-in-2 | 2030 | 18 |  |  |  | 64.4733 | 1
| LCA | Outside LA Basin | 3 | Monthly System Peak Day | SCE | 1-in-2 | 2030 | 19 |  |  |  | 63.6233 | 1
| LCA | Outside LA Basin | 3 | Monthly System Peak Day | SCE | 1-in-2 | 2030 | 20 |  |  |  | 61.6733 | 1
| LCA | Outside LA Basin | 3 | Monthly System Peak Day | SCE | 1-in-2 | 2030 | 21 |  |  |  | 58.8133 | 1
| LCA | Outside LA Basin | 3 | Monthly System Peak Day | SCE | 1-in-2 | 2030 | 22 |  |  |  | 57.0467 | 1
| LCA | Outside LA Basin | 3 | Monthly System Peak Day | SCE | 1-in-2 | 2030 | 23 |  |  |  | 54.9467 | 1
| LCA | Outside LA Basin | 3 | Monthly System Peak Day | SCE | 1-in-2 | 2030 | 24 |  |  |  | 52.9967 | 1
| LCA | Outside LA Basin | 4 | Average Weekday | SCE | 1-in-2 | 2030 | 1 |  |  |  | 55.4314 | 1
| LCA | Outside LA Basin | 4 | Average Weekday | SCE | 1-in-2 | 2030 | 2 |  |  |  | 54.0393 | 1
| LCA | Outside LA Basin | 4 | Average Weekday | SCE | 1-in-2 | 2030 | 3 |  |  |  | 53.0091 | 1
| LCA | Outside LA Basin | 4 | Average Weekday | SCE | 1-in-2 | 2030 | 4 |  |  |  | 51.8922 | 1
| LCA | Outside LA Basin | 4 | Average Weekday | SCE | 1-in-2 | 2030 | 5 |  |  |  | 50.9195 | 1
| LCA | Outside LA Basin | 4 | Average Weekday | SCE | 1-in-2 | 2030 | 6 |  |  |  | 49.939 | 1
| LCA | Outside LA Basin | 4 | Average Weekday | SCE | 1-in-2 | 2030 | 7 |  |  |  | 49.0993 | 1
| LCA | Outside LA Basin | 4 | Average Weekday | SCE | 1-in-2 | 2030 | 8 |  |  |  | 48.9968 | 1
| LCA | Outside LA Basin | 4 | Average Weekday | SCE | 1-in-2 | 2030 | 9 |  |  |  | 51.1425 | 1
| LCA | Outside LA Basin | 4 | Average Weekday | SCE | 1-in-2 | 2030 | 10 |  |  |  | 54.716 | 1
| LCA | Outside LA Basin | 4 | Average Weekday | SCE | 1-in-2 | 2030 | 11 |  |  |  | 58.5012 | 1
| LCA | Outside LA Basin | 4 | Average Weekday | SCE | 1-in-2 | 2030 | 12 |  |  |  | 61.5829 | 1
| LCA | Outside LA Basin | 4 | Average Weekday | SCE | 1-in-2 | 2030 | 13 |  |  |  | 64.4076 | 1
| LCA | Outside LA Basin | 4 | Average Weekday | SCE | 1-in-2 | 2030 | 14 |  |  |  | 66.5797 | 1
| LCA | Outside LA Basin | 4 | Average Weekday | SCE | 1-in-2 | 2030 | 15 |  |  |  | 67.984 | 1
| LCA | Outside LA Basin | 4 | Average Weekday | SCE | 1-in-2 | 2030 | 16 |  |  |  | 68.8393 | 1
| LCA | Outside LA Basin | 4 | Average Weekday | SCE | 1-in-2 | 2030 | 17 |  |  |  | 69.0253 | 1
| LCA | Outside LA Basin | 4 | Average Weekday | SCE | 1-in-2 | 2030 | 18 |  |  |  | 68.4056 | 1
| LCA | Outside LA Basin | 4 | Average Weekday | SCE | 1-in-2 | 2030 | 19 |  |  |  | 67.0783 | 1
| LCA | Outside LA Basin | 4 | Average Weekday | SCE | 1-in-2 | 2030 | 20 |  |  |  | 64.7131 | 1
| LCA | Outside LA Basin | 4 | Average Weekday | SCE | 1-in-2 | 2030 | 21 |  |  |  | 61.7427 | 1
| LCA | Outside LA Basin | 4 | Average Weekday | SCE | 1-in-2 | 2030 | 22 |  |  |  | 59.3168 | 1
| LCA | Outside LA Basin | 4 | Average Weekday | SCE | 1-in-2 | 2030 | 23 |  |  |  | 57.5233 | 1
| LCA | Outside LA Basin | 4 | Average Weekday | SCE | 1-in-2 | 2030 | 24 |  |  |  | 56.0273 | 1
| LCA | Outside LA Basin | 4 | Monthly System Peak Day | SCE | 1-in-2 | 2030 | 1 |  |  |  | 61.64 | 1
| LCA | Outside LA Basin | 4 | Monthly System Peak Day | SCE | 1-in-2 | 2030 | 2 |  |  |  | 59.72 | 1
| LCA | Outside LA Basin | 4 | Monthly System Peak Day | SCE | 1-in-2 | 2030 | 3 |  |  |  | 57.7433 | 1
| LCA | Outside LA Basin | 4 | Monthly System Peak Day | SCE | 1-in-2 | 2030 | 4 |  |  |  | 57.3967 | 1
| LCA | Outside LA Basin | 4 | Monthly System Peak Day | SCE | 1-in-2 | 2030 | 5 |  |  |  | 55.9733 | 1
| LCA | Outside LA Basin | 4 | Monthly System Peak Day | SCE | 1-in-2 | 2030 | 6 |  |  |  | 54.13 | 1
| LCA | Outside LA Basin | 4 | Monthly System Peak Day | SCE | 1-in-2 | 2030 | 7 |  |  |  | 53.4 | 1
| LCA | Outside LA Basin | 4 | Monthly System Peak Day | SCE | 1-in-2 | 2030 | 8 |  |  |  | 53.7033 | 1
| LCA | Outside LA Basin | 4 | Monthly System Peak Day | SCE | 1-in-2 | 2030 | 9 |  |  |  | 55.19 | 1
| LCA | Outside LA Basin | 4 | Monthly System Peak Day | SCE | 1-in-2 | 2030 | 10 |  |  |  | 58.9167 | 1
| LCA | Outside LA Basin | 4 | Monthly System Peak Day | SCE | 1-in-2 | 2030 | 11 |  |  |  | 64.7733 | 1
| LCA | Outside LA Basin | 4 | Monthly System Peak Day | SCE | 1-in-2 | 2030 | 12 |  |  |  | 70.5833 | 1
| LCA | Outside LA Basin | 4 | Monthly System Peak Day | SCE | 1-in-2 | 2030 | 13 |  |  |  | 75.6933 | 1
| LCA | Outside LA Basin | 4 | Monthly System Peak Day | SCE | 1-in-2 | 2030 | 14 |  |  |  | 79.3667 | 1
| LCA | Outside LA Basin | 4 | Monthly System Peak Day | SCE | 1-in-2 | 2030 | 15 |  |  |  | 80.9 | 1
| LCA | Outside LA Basin | 4 | Monthly System Peak Day | SCE | 1-in-2 | 2030 | 16 |  |  |  | 82.1667 | 1
| LCA | Outside LA Basin | 4 | Monthly System Peak Day | SCE | 1-in-2 | 2030 | 17 |  |  |  | 82.2333 | 1
| LCA | Outside LA Basin | 4 | Monthly System Peak Day | SCE | 1-in-2 | 2030 | 18 |  |  |  | 81.6 | 1
| LCA | Outside LA Basin | 4 | Monthly System Peak Day | SCE | 1-in-2 | 2030 | 19 |  |  |  | 80.5667 | 1
| LCA | Outside LA Basin | 4 | Monthly System Peak Day | SCE | 1-in-2 | 2030 | 20 |  |  |  | 78.5333 | 1
| LCA | Outside LA Basin | 4 | Monthly System Peak Day | SCE | 1-in-2 | 2030 | 21 |  |  |  | 75.2 | 1
| LCA | Outside LA Basin | 4 | Monthly System Peak Day | SCE | 1-in-2 | 2030 | 22 |  |  |  | 72.4667 | 1
| LCA | Outside LA Basin | 4 | Monthly System Peak Day | SCE | 1-in-2 | 2030 | 23 |  |  |  | 71.2 | 1
| LCA | Outside LA Basin | 4 | Monthly System Peak Day | SCE | 1-in-2 | 2030 | 24 |  |  |  | 69.2467 | 1
| LCA | Outside LA Basin | 5 | Average Weekday | SCE | 1-in-2 | 2030 | 1 |  |  |  | 62.137 | 1
| LCA | Outside LA Basin | 5 | Average Weekday | SCE | 1-in-2 | 2030 | 2 |  |  |  | 60.8508 | 1
| LCA | Outside LA Basin | 5 | Average Weekday | SCE | 1-in-2 | 2030 | 3 |  |  |  | 59.6166 | 1
| LCA | Outside LA Basin | 5 | Average Weekday | SCE | 1-in-2 | 2030 | 4 |  |  |  | 58.5375 | 1
| LCA | Outside LA Basin | 5 | Average Weekday | SCE | 1-in-2 | 2030 | 5 |  |  |  | 57.4615 | 1
| LCA | Outside LA Basin | 5 | Average Weekday | SCE | 1-in-2 | 2030 | 6 |  |  |  | 56.6158 | 1
| LCA | Outside LA Basin | 5 | Average Weekday | SCE | 1-in-2 | 2030 | 7 |  |  |  | 55.73 | 1
| LCA | Outside LA Basin | 5 | Average Weekday | SCE | 1-in-2 | 2030 | 8 |  |  |  | 56.6615 | 1
| LCA | Outside LA Basin | 5 | Average Weekday | SCE | 1-in-2 | 2030 | 9 |  |  |  | 59.8644 | 1
| LCA | Outside LA Basin | 5 | Average Weekday | SCE | 1-in-2 | 2030 | 10 |  |  |  | 63.6587 | 1
| LCA | Outside LA Basin | 5 | Average Weekday | SCE | 1-in-2 | 2030 | 11 |  |  |  | 67.2326 | 1
| LCA | Outside LA Basin | 5 | Average Weekday | SCE | 1-in-2 | 2030 | 12 |  |  |  | 70.5618 | 1
| LCA | Outside LA Basin | 5 | Average Weekday | SCE | 1-in-2 | 2030 | 13 |  |  |  | 73.2877 | 1
| LCA | Outside LA Basin | 5 | Average Weekday | SCE | 1-in-2 | 2030 | 14 |  |  |  | 75.0811 | 1
| LCA | Outside LA Basin | 5 | Average Weekday | SCE | 1-in-2 | 2030 | 15 |  |  |  | 76.3295 | 1
| LCA | Outside LA Basin | 5 | Average Weekday | SCE | 1-in-2 | 2030 | 16 |  |  |  | 77.0623 | 1
| LCA | Outside LA Basin | 5 | Average Weekday | SCE | 1-in-2 | 2030 | 17 |  |  |  | 77.2838 | 1
| LCA | Outside LA Basin | 5 | Average Weekday | SCE | 1-in-2 | 2030 | 18 |  |  |  | 76.6675 | 1
| LCA | Outside LA Basin | 5 | Average Weekday | SCE | 1-in-2 | 2030 | 19 |  |  |  | 75.2703 | 1
| LCA | Outside LA Basin | 5 | Average Weekday | SCE | 1-in-2 | 2030 | 20 |  |  |  | 72.9802 | 1
| LCA | Outside LA Basin | 5 | Average Weekday | SCE | 1-in-2 | 2030 | 21 |  |  |  | 69.5905 | 1
| LCA | Outside LA Basin | 5 | Average Weekday | SCE | 1-in-2 | 2030 | 22 |  |  |  | 66.5993 | 1
| LCA | Outside LA Basin | 5 | Average Weekday | SCE | 1-in-2 | 2030 | 23 |  |  |  | 64.7036 | 1
| LCA | Outside LA Basin | 5 | Average Weekday | SCE | 1-in-2 | 2030 | 24 |  |  |  | 63.0014 | 1
| LCA | Outside LA Basin | 5 | Monthly System Peak Day | SCE | 1-in-2 | 2030 | 1 |  |  |  | 67.2867 | 1
| LCA | Outside LA Basin | 5 | Monthly System Peak Day | SCE | 1-in-2 | 2030 | 2 |  |  |  | 65.1267 | 1
| LCA | Outside LA Basin | 5 | Monthly System Peak Day | SCE | 1-in-2 | 2030 | 3 |  |  |  | 64.1067 | 1
| LCA | Outside LA Basin | 5 | Monthly System Peak Day | SCE | 1-in-2 | 2030 | 4 |  |  |  | 62.5933 | 1
| LCA | Outside LA Basin | 5 | Monthly System Peak Day | SCE | 1-in-2 | 2030 | 5 |  |  |  | 60.6067 | 1
| LCA | Outside LA Basin | 5 | Monthly System Peak Day | SCE | 1-in-2 | 2030 | 6 |  |  |  | 60.18 | 1
| LCA | Outside LA Basin | 5 | Monthly System Peak Day | SCE | 1-in-2 | 2030 | 7 |  |  |  | 59.8233 | 1
| LCA | Outside LA Basin | 5 | Monthly System Peak Day | SCE | 1-in-2 | 2030 | 8 |  |  |  | 59.8433 | 1
| LCA | Outside LA Basin | 5 | Monthly System Peak Day | SCE | 1-in-2 | 2030 | 9 |  |  |  | 60.9633 | 1
| LCA | Outside LA Basin | 5 | Monthly System Peak Day | SCE | 1-in-2 | 2030 | 10 |  |  |  | 66.41 | 1
| LCA | Outside LA Basin | 5 | Monthly System Peak Day | SCE | 1-in-2 | 2030 | 11 |  |  |  | 71.1333 | 1
| LCA | Outside LA Basin | 5 | Monthly System Peak Day | SCE | 1-in-2 | 2030 | 12 |  |  |  | 75.33 | 1
| LCA | Outside LA Basin | 5 | Monthly System Peak Day | SCE | 1-in-2 | 2030 | 13 |  |  |  | 79.1 | 1
| LCA | Outside LA Basin | 5 | Monthly System Peak Day | SCE | 1-in-2 | 2030 | 14 |  |  |  | 81.1667 | 1
| LCA | Outside LA Basin | 5 | Monthly System Peak Day | SCE | 1-in-2 | 2030 | 15 |  |  |  | 83.1333 | 1
| LCA | Outside LA Basin | 5 | Monthly System Peak Day | SCE | 1-in-2 | 2030 | 16 |  |  |  | 85.4 | 1
| LCA | Outside LA Basin | 5 | Monthly System Peak Day | SCE | 1-in-2 | 2030 | 17 |  |  |  | 86.3667 | 1
| LCA | Outside LA Basin | 5 | Monthly System Peak Day | SCE | 1-in-2 | 2030 | 18 |  |  |  | 86.4 | 1
| LCA | Outside LA Basin | 5 | Monthly System Peak Day | SCE | 1-in-2 | 2030 | 19 |  |  |  | 85.9667 | 1
| LCA | Outside LA Basin | 5 | Monthly System Peak Day | SCE | 1-in-2 | 2030 | 20 |  |  |  | 83.2333 | 1
| LCA | Outside LA Basin | 5 | Monthly System Peak Day | SCE | 1-in-2 | 2030 | 21 |  |  |  | 78.9 | 1
| LCA | Outside LA Basin | 5 | Monthly System Peak Day | SCE | 1-in-2 | 2030 | 22 |  |  |  | 75.6667 | 1
| LCA | Outside LA Basin | 5 | Monthly System Peak Day | SCE | 1-in-2 | 2030 | 23 |  |  |  | 72.9667 | 1
| LCA | Outside LA Basin | 5 | Monthly System Peak Day | SCE | 1-in-2 | 2030 | 24 |  |  |  | 70.35 | 1
| LCA | Outside LA Basin | 6 | Average Weekday | SCE | 1-in-2 | 2030 | 1 |  |  |  | 70.2183 | 1
| LCA | Outside LA Basin | 6 | Average Weekday | SCE | 1-in-2 | 2030 | 2 |  |  |  | 68.7472 | 1
| LCA | Outside LA Basin | 6 | Average Weekday | SCE | 1-in-2 | 2030 | 3 |  |  |  | 67.542 | 1
| LCA | Outside LA Basin | 6 | Average Weekday | SCE | 1-in-2 | 2030 | 4 |  |  |  | 66.3818 | 1
| LCA | Outside LA Basin | 6 | Average Weekday | SCE | 1-in-2 | 2030 | 5 |  |  |  | 65.3338 | 1
| LCA | Outside LA Basin | 6 | Average Weekday | SCE | 1-in-2 | 2030 | 6 |  |  |  | 64.0672 | 1
| LCA | Outside LA Basin | 6 | Average Weekday | SCE | 1-in-2 | 2030 | 7 |  |  |  | 63.101 | 1
| LCA | Outside LA Basin | 6 | Average Weekday | SCE | 1-in-2 | 2030 | 8 |  |  |  | 64.2057 | 1
| LCA | Outside LA Basin | 6 | Average Weekday | SCE | 1-in-2 | 2030 | 9 |  |  |  | 67.7967 | 1
| LCA | Outside LA Basin | 6 | Average Weekday | SCE | 1-in-2 | 2030 | 10 |  |  |  | 72.0773 | 1
| LCA | Outside LA Basin | 6 | Average Weekday | SCE | 1-in-2 | 2030 | 11 |  |  |  | 76.7247 | 1
| LCA | Outside LA Basin | 6 | Average Weekday | SCE | 1-in-2 | 2030 | 12 |  |  |  | 80.4514 | 1
| LCA | Outside LA Basin | 6 | Average Weekday | SCE | 1-in-2 | 2030 | 13 |  |  |  | 83.3777 | 1
| LCA | Outside LA Basin | 6 | Average Weekday | SCE | 1-in-2 | 2030 | 14 |  |  |  | 85.5483 | 1
| LCA | Outside LA Basin | 6 | Average Weekday | SCE | 1-in-2 | 2030 | 15 |  |  |  | 86.8952 | 1
| LCA | Outside LA Basin | 6 | Average Weekday | SCE | 1-in-2 | 2030 | 16 |  |  |  | 87.5875 | 1
| LCA | Outside LA Basin | 6 | Average Weekday | SCE | 1-in-2 | 2030 | 17 |  |  |  | 87.5021 | 1
| LCA | Outside LA Basin | 6 | Average Weekday | SCE | 1-in-2 | 2030 | 18 |  |  |  | 86.6587 | 1
| LCA | Outside LA Basin | 6 | Average Weekday | SCE | 1-in-2 | 2030 | 19 |  |  |  | 85.162 | 1
| LCA | Outside LA Basin | 6 | Average Weekday | SCE | 1-in-2 | 2030 | 20 |  |  |  | 82.9063 | 1
| LCA | Outside LA Basin | 6 | Average Weekday | SCE | 1-in-2 | 2030 | 21 |  |  |  | 79.8354 | 1
| LCA | Outside LA Basin | 6 | Average Weekday | SCE | 1-in-2 | 2030 | 22 |  |  |  | 76.4285 | 1
| LCA | Outside LA Basin | 6 | Average Weekday | SCE | 1-in-2 | 2030 | 23 |  |  |  | 73.9694 | 1
| LCA | Outside LA Basin | 6 | Average Weekday | SCE | 1-in-2 | 2030 | 24 |  |  |  | 72.0462 | 1
| LCA | Outside LA Basin | 6 | Monthly System Peak Day | SCE | 1-in-2 | 2030 | 1 |  |  |  | 76.7667 | 1
| LCA | Outside LA Basin | 6 | Monthly System Peak Day | SCE | 1-in-2 | 2030 | 2 |  |  |  | 74.9667 | 1
| LCA | Outside LA Basin | 6 | Monthly System Peak Day | SCE | 1-in-2 | 2030 | 3 |  |  |  | 73.8667 | 1
| LCA | Outside LA Basin | 6 | Monthly System Peak Day | SCE | 1-in-2 | 2030 | 4 |  |  |  | 72.4433 | 1
| LCA | Outside LA Basin | 6 | Monthly System Peak Day | SCE | 1-in-2 | 2030 | 5 |  |  |  | 71.44 | 1
| LCA | Outside LA Basin | 6 | Monthly System Peak Day | SCE | 1-in-2 | 2030 | 6 |  |  |  | 70.69 | 1
| LCA | Outside LA Basin | 6 | Monthly System Peak Day | SCE | 1-in-2 | 2030 | 7 |  |  |  | 70.0833 | 1
| LCA | Outside LA Basin | 6 | Monthly System Peak Day | SCE | 1-in-2 | 2030 | 8 |  |  |  | 71.6933 | 1
| LCA | Outside LA Basin | 6 | Monthly System Peak Day | SCE | 1-in-2 | 2030 | 9 |  |  |  | 75.2333 | 1
| LCA | Outside LA Basin | 6 | Monthly System Peak Day | SCE | 1-in-2 | 2030 | 10 |  |  |  | 81.1 | 1
| LCA | Outside LA Basin | 6 | Monthly System Peak Day | SCE | 1-in-2 | 2030 | 11 |  |  |  | 84.2667 | 1
| LCA | Outside LA Basin | 6 | Monthly System Peak Day | SCE | 1-in-2 | 2030 | 12 |  |  |  | 86.2667 | 1
| LCA | Outside LA Basin | 6 | Monthly System Peak Day | SCE | 1-in-2 | 2030 | 13 |  |  |  | 87.7 | 1
| LCA | Outside LA Basin | 6 | Monthly System Peak Day | SCE | 1-in-2 | 2030 | 14 |  |  |  | 89.6 | 1
| LCA | Outside LA Basin | 6 | Monthly System Peak Day | SCE | 1-in-2 | 2030 | 15 |  |  |  | 89.9667 | 1
| LCA | Outside LA Basin | 6 | Monthly System Peak Day | SCE | 1-in-2 | 2030 | 16 |  |  |  | 89.7 | 1
| LCA | Outside LA Basin | 6 | Monthly System Peak Day | SCE | 1-in-2 | 2030 | 17 |  |  |  | 89.5333 | 1
| LCA | Outside LA Basin | 6 | Monthly System Peak Day | SCE | 1-in-2 | 2030 | 18 |  |  |  | 89.3667 | 1
| LCA | Outside LA Basin | 6 | Monthly System Peak Day | SCE | 1-in-2 | 2030 | 19 |  |  |  | 87.7333 | 1
| LCA | Outside LA Basin | 6 | Monthly System Peak Day | SCE | 1-in-2 | 2030 | 20 |  |  |  | 85.9333 | 1
| LCA | Outside LA Basin | 6 | Monthly System Peak Day | SCE | 1-in-2 | 2030 | 21 |  |  |  | 84.1 | 1
| LCA | Outside LA Basin | 6 | Monthly System Peak Day | SCE | 1-in-2 | 2030 | 22 |  |  |  | 82.1333 | 1
| LCA | Outside LA Basin | 6 | Monthly System Peak Day | SCE | 1-in-2 | 2030 | 23 |  |  |  | 79.5 | 1
| LCA | Outside LA Basin | 6 | Monthly System Peak Day | SCE | 1-in-2 | 2030 | 24 |  |  |  | 76.3667 | 1
| LCA | Outside LA Basin | 7 | Average Weekday | SCE | 1-in-2 | 2030 | 1 |  |  |  | 76.1269 | 1
| LCA | Outside LA Basin | 7 | Average Weekday | SCE | 1-in-2 | 2030 | 2 |  |  |  | 74.7718 | 1
| LCA | Outside LA Basin | 7 | Average Weekday | SCE | 1-in-2 | 2030 | 3 |  |  |  | 73.6633 | 1
| LCA | Outside LA Basin | 7 | Average Weekday | SCE | 1-in-2 | 2030 | 4 |  |  |  | 72.7788 | 1
| LCA | Outside LA Basin | 7 | Average Weekday | SCE | 1-in-2 | 2030 | 5 |  |  |  | 71.9272 | 1
| LCA | Outside LA Basin | 7 | Average Weekday | SCE | 1-in-2 | 2030 | 6 |  |  |  | 71.0136 | 1
| LCA | Outside LA Basin | 7 | Average Weekday | SCE | 1-in-2 | 2030 | 7 |  |  |  | 70.1683 | 1
| LCA | Outside LA Basin | 7 | Average Weekday | SCE | 1-in-2 | 2030 | 8 |  |  |  | 70.9198 | 1
| LCA | Outside LA Basin | 7 | Average Weekday | SCE | 1-in-2 | 2030 | 9 |  |  |  | 73.749 | 1
| LCA | Outside LA Basin | 7 | Average Weekday | SCE | 1-in-2 | 2030 | 10 |  |  |  | 77.6918 | 1
| LCA | Outside LA Basin | 7 | Average Weekday | SCE | 1-in-2 | 2030 | 11 |  |  |  | 81.8348 | 1
| LCA | Outside LA Basin | 7 | Average Weekday | SCE | 1-in-2 | 2030 | 12 |  |  |  | 85.2925 | 1
| LCA | Outside LA Basin | 7 | Average Weekday | SCE | 1-in-2 | 2030 | 13 |  |  |  | 88.0809 | 1
| LCA | Outside LA Basin | 7 | Average Weekday | SCE | 1-in-2 | 2030 | 14 |  |  |  | 90.2105 | 1
| LCA | Outside LA Basin | 7 | Average Weekday | SCE | 1-in-2 | 2030 | 15 |  |  |  | 91.2661 | 1
| LCA | Outside LA Basin | 7 | Average Weekday | SCE | 1-in-2 | 2030 | 16 |  |  |  | 91.6621 | 1
| LCA | Outside LA Basin | 7 | Average Weekday | SCE | 1-in-2 | 2030 | 17 |  |  |  | 91.5378 | 1
| LCA | Outside LA Basin | 7 | Average Weekday | SCE | 1-in-2 | 2030 | 18 |  |  |  | 90.7038 | 1
| LCA | Outside LA Basin | 7 | Average Weekday | SCE | 1-in-2 | 2030 | 19 |  |  |  | 89.0329 | 1
| LCA | Outside LA Basin | 7 | Average Weekday | SCE | 1-in-2 | 2030 | 20 |  |  |  | 86.7904 | 1
| LCA | Outside LA Basin | 7 | Average Weekday | SCE | 1-in-2 | 2030 | 21 |  |  |  | 84.0876 | 1
| LCA | Outside LA Basin | 7 | Average Weekday | SCE | 1-in-2 | 2030 | 22 |  |  |  | 81.1442 | 1
| LCA | Outside LA Basin | 7 | Average Weekday | SCE | 1-in-2 | 2030 | 23 |  |  |  | 79.1546 | 1
| LCA | Outside LA Basin | 7 | Average Weekday | SCE | 1-in-2 | 2030 | 24 |  |  |  | 77.4913 | 1
| LCA | Outside LA Basin | 7 | Monthly System Peak Day | SCE | 1-in-2 | 2030 | 1 |  |  |  | 83.1 | 1
| LCA | Outside LA Basin | 7 | Monthly System Peak Day | SCE | 1-in-2 | 2030 | 2 |  |  |  | 81.8667 | 1
| LCA | Outside LA Basin | 7 | Monthly System Peak Day | SCE | 1-in-2 | 2030 | 3 |  |  |  | 80.3667 | 1
| LCA | Outside LA Basin | 7 | Monthly System Peak Day | SCE | 1-in-2 | 2030 | 4 |  |  |  | 78.5 | 1
| LCA | Outside LA Basin | 7 | Monthly System Peak Day | SCE | 1-in-2 | 2030 | 5 |  |  |  | 78.0333 | 1
| LCA | Outside LA Basin | 7 | Monthly System Peak Day | SCE | 1-in-2 | 2030 | 6 |  |  |  | 76.5833 | 1
| LCA | Outside LA Basin | 7 | Monthly System Peak Day | SCE | 1-in-2 | 2030 | 7 |  |  |  | 76.6933 | 1
| LCA | Outside LA Basin | 7 | Monthly System Peak Day | SCE | 1-in-2 | 2030 | 8 |  |  |  | 77.1933 | 1
| LCA | Outside LA Basin | 7 | Monthly System Peak Day | SCE | 1-in-2 | 2030 | 9 |  |  |  | 78.5 | 1
| LCA | Outside LA Basin | 7 | Monthly System Peak Day | SCE | 1-in-2 | 2030 | 10 |  |  |  | 84.4 | 1
| LCA | Outside LA Basin | 7 | Monthly System Peak Day | SCE | 1-in-2 | 2030 | 11 |  |  |  | 88.5333 | 1
| LCA | Outside LA Basin | 7 | Monthly System Peak Day | SCE | 1-in-2 | 2030 | 12 |  |  |  | 91.3333 | 1
| LCA | Outside LA Basin | 7 | Monthly System Peak Day | SCE | 1-in-2 | 2030 | 13 |  |  |  | 93.8667 | 1
| LCA | Outside LA Basin | 7 | Monthly System Peak Day | SCE | 1-in-2 | 2030 | 14 |  |  |  | 96.5667 | 1
| LCA | Outside LA Basin | 7 | Monthly System Peak Day | SCE | 1-in-2 | 2030 | 15 |  |  |  | 97.3667 | 1
| LCA | Outside LA Basin | 7 | Monthly System Peak Day | SCE | 1-in-2 | 2030 | 16 |  |  |  | 97.4667 | 1
| LCA | Outside LA Basin | 7 | Monthly System Peak Day | SCE | 1-in-2 | 2030 | 17 |  |  |  | 97.7 | 1
| LCA | Outside LA Basin | 7 | Monthly System Peak Day | SCE | 1-in-2 | 2030 | 18 |  |  |  | 96.6333 | 1
| LCA | Outside LA Basin | 7 | Monthly System Peak Day | SCE | 1-in-2 | 2030 | 19 |  |  |  | 95.6 | 1
| LCA | Outside LA Basin | 7 | Monthly System Peak Day | SCE | 1-in-2 | 2030 | 20 |  |  |  | 93.7 | 1
| LCA | Outside LA Basin | 7 | Monthly System Peak Day | SCE | 1-in-2 | 2030 | 21 |  |  |  | 91.2 | 1
| LCA | Outside LA Basin | 7 | Monthly System Peak Day | SCE | 1-in-2 | 2030 | 22 |  |  |  | 88.6667 | 1
| LCA | Outside LA Basin | 7 | Monthly System Peak Day | SCE | 1-in-2 | 2030 | 23 |  |  |  | 87.2333 | 1
| LCA | Outside LA Basin | 7 | Monthly System Peak Day | SCE | 1-in-2 | 2030 | 24 |  |  |  | 85.4333 | 1
| LCA | Outside LA Basin | 8 | Average Weekday | SCE | 1-in-2 | 2030 | 1 |  |  |  | 75.7472 | 1
| LCA | Outside LA Basin | 8 | Average Weekday | SCE | 1-in-2 | 2030 | 2 |  |  |  | 74.2555 | 1
| LCA | Outside LA Basin | 8 | Average Weekday | SCE | 1-in-2 | 2030 | 3 |  |  |  | 73.0105 | 1
| LCA | Outside LA Basin | 8 | Average Weekday | SCE | 1-in-2 | 2030 | 4 |  |  |  | 72.0766 | 1
| LCA | Outside LA Basin | 8 | Average Weekday | SCE | 1-in-2 | 2030 | 5 |  |  |  | 70.8588 | 1
| LCA | Outside LA Basin | 8 | Average Weekday | SCE | 1-in-2 | 2030 | 6 |  |  |  | 69.7494 | 1
| LCA | Outside LA Basin | 8 | Average Weekday | SCE | 1-in-2 | 2030 | 7 |  |  |  | 68.9219 | 1
| LCA | Outside LA Basin | 8 | Average Weekday | SCE | 1-in-2 | 2030 | 8 |  |  |  | 68.7296 | 1
| LCA | Outside LA Basin | 8 | Average Weekday | SCE | 1-in-2 | 2030 | 9 |  |  |  | 71.4096 | 1
| LCA | Outside LA Basin | 8 | Average Weekday | SCE | 1-in-2 | 2030 | 10 |  |  |  | 75.4677 | 1
| LCA | Outside LA Basin | 8 | Average Weekday | SCE | 1-in-2 | 2030 | 11 |  |  |  | 80.3291 | 1
| LCA | Outside LA Basin | 8 | Average Weekday | SCE | 1-in-2 | 2030 | 12 |  |  |  | 84.3566 | 1
| LCA | Outside LA Basin | 8 | Average Weekday | SCE | 1-in-2 | 2030 | 13 |  |  |  | 87.425 | 1
| LCA | Outside LA Basin | 8 | Average Weekday | SCE | 1-in-2 | 2030 | 14 |  |  |  | 89.5426 | 1
| LCA | Outside LA Basin | 8 | Average Weekday | SCE | 1-in-2 | 2030 | 15 |  |  |  | 90.8609 | 1
| LCA | Outside LA Basin | 8 | Average Weekday | SCE | 1-in-2 | 2030 | 16 |  |  |  | 91.4819 | 1
| LCA | Outside LA Basin | 8 | Average Weekday | SCE | 1-in-2 | 2030 | 17 |  |  |  | 91.2461 | 1
| LCA | Outside LA Basin | 8 | Average Weekday | SCE | 1-in-2 | 2030 | 18 |  |  |  | 90.6423 | 1
| LCA | Outside LA Basin | 8 | Average Weekday | SCE | 1-in-2 | 2030 | 19 |  |  |  | 89.2134 | 1
| LCA | Outside LA Basin | 8 | Average Weekday | SCE | 1-in-2 | 2030 | 20 |  |  |  | 86.9542 | 1
| LCA | Outside LA Basin | 8 | Average Weekday | SCE | 1-in-2 | 2030 | 21 |  |  |  | 83.7909 | 1
| LCA | Outside LA Basin | 8 | Average Weekday | SCE | 1-in-2 | 2030 | 22 |  |  |  | 81.008 | 1
| LCA | Outside LA Basin | 8 | Average Weekday | SCE | 1-in-2 | 2030 | 23 |  |  |  | 79.0446 | 1
| LCA | Outside LA Basin | 8 | Average Weekday | SCE | 1-in-2 | 2030 | 24 |  |  |  | 77.3034 | 1
| LCA | Outside LA Basin | 8 | Monthly System Peak Day | SCE | 1-in-2 | 2030 | 1 |  |  |  | 83.1333 | 1
| LCA | Outside LA Basin | 8 | Monthly System Peak Day | SCE | 1-in-2 | 2030 | 2 |  |  |  | 81.4 | 1
| LCA | Outside LA Basin | 8 | Monthly System Peak Day | SCE | 1-in-2 | 2030 | 3 |  |  |  | 79.9333 | 1
| LCA | Outside LA Basin | 8 | Monthly System Peak Day | SCE | 1-in-2 | 2030 | 4 |  |  |  | 79.5333 | 1
| LCA | Outside LA Basin | 8 | Monthly System Peak Day | SCE | 1-in-2 | 2030 | 5 |  |  |  | 78.1 | 1
| LCA | Outside LA Basin | 8 | Monthly System Peak Day | SCE | 1-in-2 | 2030 | 6 |  |  |  | 76.7333 | 1
| LCA | Outside LA Basin | 8 | Monthly System Peak Day | SCE | 1-in-2 | 2030 | 7 |  |  |  | 76.2 | 1
| LCA | Outside LA Basin | 8 | Monthly System Peak Day | SCE | 1-in-2 | 2030 | 8 |  |  |  | 75.7 | 1
| LCA | Outside LA Basin | 8 | Monthly System Peak Day | SCE | 1-in-2 | 2030 | 9 |  |  |  | 77.5667 | 1
| LCA | Outside LA Basin | 8 | Monthly System Peak Day | SCE | 1-in-2 | 2030 | 10 |  |  |  | 81.4 | 1
| LCA | Outside LA Basin | 8 | Monthly System Peak Day | SCE | 1-in-2 | 2030 | 11 |  |  |  | 87.1 | 1
| LCA | Outside LA Basin | 8 | Monthly System Peak Day | SCE | 1-in-2 | 2030 | 12 |  |  |  | 90.1667 | 1
| LCA | Outside LA Basin | 8 | Monthly System Peak Day | SCE | 1-in-2 | 2030 | 13 |  |  |  | 92.1667 | 1
| LCA | Outside LA Basin | 8 | Monthly System Peak Day | SCE | 1-in-2 | 2030 | 14 |  |  |  | 94 | 1
| LCA | Outside LA Basin | 8 | Monthly System Peak Day | SCE | 1-in-2 | 2030 | 15 |  |  |  | 93.7 | 1
| LCA | Outside LA Basin | 8 | Monthly System Peak Day | SCE | 1-in-2 | 2030 | 16 |  |  |  | 92.6667 | 1
| LCA | Outside LA Basin | 8 | Monthly System Peak Day | SCE | 1-in-2 | 2030 | 17 |  |  |  | 90.6667 | 1
| LCA | Outside LA Basin | 8 | Monthly System Peak Day | SCE | 1-in-2 | 2030 | 18 |  |  |  | 92.6 | 1
| LCA | Outside LA Basin | 8 | Monthly System Peak Day | SCE | 1-in-2 | 2030 | 19 |  |  |  | 91.9 | 1
| LCA | Outside LA Basin | 8 | Monthly System Peak Day | SCE | 1-in-2 | 2030 | 20 |  |  |  | 89.5333 | 1
| LCA | Outside LA Basin | 8 | Monthly System Peak Day | SCE | 1-in-2 | 2030 | 21 |  |  |  | 87.2 | 1
| LCA | Outside LA Basin | 8 | Monthly System Peak Day | SCE | 1-in-2 | 2030 | 22 |  |  |  | 84.9667 | 1
| LCA | Outside LA Basin | 8 | Monthly System Peak Day | SCE | 1-in-2 | 2030 | 23 |  |  |  | 82.8333 | 1
| LCA | Outside LA Basin | 8 | Monthly System Peak Day | SCE | 1-in-2 | 2030 | 24 |  |  |  | 81.4667 | 1
| LCA | Outside LA Basin | 8 | Typical Event Day | SCE | 1-in-2 | 2030 | 1 |  |  |  | 80.3083 | 1
| LCA | Outside LA Basin | 8 | Typical Event Day | SCE | 1-in-2 | 2030 | 2 |  |  |  | 78.9 | 1
| LCA | Outside LA Basin | 8 | Typical Event Day | SCE | 1-in-2 | 2030 | 3 |  |  |  | 77.2833 | 1
| LCA | Outside LA Basin | 8 | Typical Event Day | SCE | 1-in-2 | 2030 | 4 |  |  |  | 75.9275 | 1
| LCA | Outside LA Basin | 8 | Typical Event Day | SCE | 1-in-2 | 2030 | 5 |  |  |  | 74.89 | 1
| LCA | Outside LA Basin | 8 | Typical Event Day | SCE | 1-in-2 | 2030 | 6 |  |  |  | 73.7808 | 1
| LCA | Outside LA Basin | 8 | Typical Event Day | SCE | 1-in-2 | 2030 | 7 |  |  |  | 73.0825 | 1
| LCA | Outside LA Basin | 8 | Typical Event Day | SCE | 1-in-2 | 2030 | 8 |  |  |  | 73.47 | 1
| LCA | Outside LA Basin | 8 | Typical Event Day | SCE | 1-in-2 | 2030 | 9 |  |  |  | 75.835 | 1
| LCA | Outside LA Basin | 8 | Typical Event Day | SCE | 1-in-2 | 2030 | 10 |  |  |  | 80.3833 | 1
| LCA | Outside LA Basin | 8 | Typical Event Day | SCE | 1-in-2 | 2030 | 11 |  |  |  | 84.875 | 1
| LCA | Outside LA Basin | 8 | Typical Event Day | SCE | 1-in-2 | 2030 | 12 |  |  |  | 88.05 | 1
| LCA | Outside LA Basin | 8 | Typical Event Day | SCE | 1-in-2 | 2030 | 13 |  |  |  | 90.55 | 1
| LCA | Outside LA Basin | 8 | Typical Event Day | SCE | 1-in-2 | 2030 | 14 |  |  |  | 92.8417 | 1
| LCA | Outside LA Basin | 8 | Typical Event Day | SCE | 1-in-2 | 2030 | 15 |  |  |  | 93.3917 | 1
| LCA | Outside LA Basin | 8 | Typical Event Day | SCE | 1-in-2 | 2030 | 16 |  |  |  | 93.25 | 1
| LCA | Outside LA Basin | 8 | Typical Event Day | SCE | 1-in-2 | 2030 | 17 |  |  |  | 92.6167 | 1
| LCA | Outside LA Basin | 8 | Typical Event Day | SCE | 1-in-2 | 2030 | 18 |  |  |  | 92.8833 | 1
| LCA | Outside LA Basin | 8 | Typical Event Day | SCE | 1-in-2 | 2030 | 19 |  |  |  | 91.9083 | 1
| LCA | Outside LA Basin | 8 | Typical Event Day | SCE | 1-in-2 | 2030 | 20 |  |  |  | 89.925 | 1
| LCA | Outside LA Basin | 8 | Typical Event Day | SCE | 1-in-2 | 2030 | 21 |  |  |  | 87.475 | 1
| LCA | Outside LA Basin | 8 | Typical Event Day | SCE | 1-in-2 | 2030 | 22 |  |  |  | 85.2083 | 1
| LCA | Outside LA Basin | 8 | Typical Event Day | SCE | 1-in-2 | 2030 | 23 |  |  |  | 83.3 | 1
| LCA | Outside LA Basin | 8 | Typical Event Day | SCE | 1-in-2 | 2030 | 24 |  |  |  | 81.2667 | 1
| LCA | Outside LA Basin | 9 | Average Weekday | SCE | 1-in-2 | 2030 | 1 |  |  |  | 70.0932 | 1
| LCA | Outside LA Basin | 9 | Average Weekday | SCE | 1-in-2 | 2030 | 2 |  |  |  | 68.5513 | 1
| LCA | Outside LA Basin | 9 | Average Weekday | SCE | 1-in-2 | 2030 | 3 |  |  |  | 67.3304 | 1
| LCA | Outside LA Basin | 9 | Average Weekday | SCE | 1-in-2 | 2030 | 4 |  |  |  | 66.2761 | 1
| LCA | Outside LA Basin | 9 | Average Weekday | SCE | 1-in-2 | 2030 | 5 |  |  |  | 65.0104 | 1
| LCA | Outside LA Basin | 9 | Average Weekday | SCE | 1-in-2 | 2030 | 6 |  |  |  | 63.9356 | 1
| LCA | Outside LA Basin | 9 | Average Weekday | SCE | 1-in-2 | 2030 | 7 |  |  |  | 63.0654 | 1
| LCA | Outside LA Basin | 9 | Average Weekday | SCE | 1-in-2 | 2030 | 8 |  |  |  | 62.6267 | 1
| LCA | Outside LA Basin | 9 | Average Weekday | SCE | 1-in-2 | 2030 | 9 |  |  |  | 64.3898 | 1
| LCA | Outside LA Basin | 9 | Average Weekday | SCE | 1-in-2 | 2030 | 10 |  |  |  | 68.3428 | 1
| LCA | Outside LA Basin | 9 | Average Weekday | SCE | 1-in-2 | 2030 | 11 |  |  |  | 72.951 | 1
| LCA | Outside LA Basin | 9 | Average Weekday | SCE | 1-in-2 | 2030 | 12 |  |  |  | 77.2645 | 1
| LCA | Outside LA Basin | 9 | Average Weekday | SCE | 1-in-2 | 2030 | 13 |  |  |  | 80.5357 | 1
| LCA | Outside LA Basin | 9 | Average Weekday | SCE | 1-in-2 | 2030 | 14 |  |  |  | 82.8833 | 1
| LCA | Outside LA Basin | 9 | Average Weekday | SCE | 1-in-2 | 2030 | 15 |  |  |  | 84.2578 | 1
| LCA | Outside LA Basin | 9 | Average Weekday | SCE | 1-in-2 | 2030 | 16 |  |  |  | 85.0622 | 1
| LCA | Outside LA Basin | 9 | Average Weekday | SCE | 1-in-2 | 2030 | 17 |  |  |  | 85.1449 | 1
| LCA | Outside LA Basin | 9 | Average Weekday | SCE | 1-in-2 | 2030 | 18 |  |  |  | 84.6285 | 1
| LCA | Outside LA Basin | 9 | Average Weekday | SCE | 1-in-2 | 2030 | 19 |  |  |  | 83.1673 | 1
| LCA | Outside LA Basin | 9 | Average Weekday | SCE | 1-in-2 | 2030 | 20 |  |  |  | 80.199 | 1
| LCA | Outside LA Basin | 9 | Average Weekday | SCE | 1-in-2 | 2030 | 21 |  |  |  | 76.7219 | 1
| LCA | Outside LA Basin | 9 | Average Weekday | SCE | 1-in-2 | 2030 | 22 |  |  |  | 74.6149 | 1
| LCA | Outside LA Basin | 9 | Average Weekday | SCE | 1-in-2 | 2030 | 23 |  |  |  | 72.8209 | 1
| LCA | Outside LA Basin | 9 | Average Weekday | SCE | 1-in-2 | 2030 | 24 |  |  |  | 71.2657 | 1
| LCA | Outside LA Basin | 9 | Monthly System Peak Day | SCE | 1-in-2 | 2030 | 1 |  |  |  | 78.2333 | 1
| LCA | Outside LA Basin | 9 | Monthly System Peak Day | SCE | 1-in-2 | 2030 | 2 |  |  |  | 77.3667 | 1
| LCA | Outside LA Basin | 9 | Monthly System Peak Day | SCE | 1-in-2 | 2030 | 3 |  |  |  | 74.9667 | 1
| LCA | Outside LA Basin | 9 | Monthly System Peak Day | SCE | 1-in-2 | 2030 | 4 |  |  |  | 73.2333 | 1
| LCA | Outside LA Basin | 9 | Monthly System Peak Day | SCE | 1-in-2 | 2030 | 5 |  |  |  | 71.9867 | 1
| LCA | Outside LA Basin | 9 | Monthly System Peak Day | SCE | 1-in-2 | 2030 | 6 |  |  |  | 71.1167 | 1
| LCA | Outside LA Basin | 9 | Monthly System Peak Day | SCE | 1-in-2 | 2030 | 7 |  |  |  | 69.3533 | 1
| LCA | Outside LA Basin | 9 | Monthly System Peak Day | SCE | 1-in-2 | 2030 | 8 |  |  |  | 69.2933 | 1
| LCA | Outside LA Basin | 9 | Monthly System Peak Day | SCE | 1-in-2 | 2030 | 9 |  |  |  | 72.04 | 1
| LCA | Outside LA Basin | 9 | Monthly System Peak Day | SCE | 1-in-2 | 2030 | 10 |  |  |  | 74.6333 | 1
| LCA | Outside LA Basin | 9 | Monthly System Peak Day | SCE | 1-in-2 | 2030 | 11 |  |  |  | 79.6 | 1
| LCA | Outside LA Basin | 9 | Monthly System Peak Day | SCE | 1-in-2 | 2030 | 12 |  |  |  | 84.4333 | 1
| LCA | Outside LA Basin | 9 | Monthly System Peak Day | SCE | 1-in-2 | 2030 | 13 |  |  |  | 88.4667 | 1
| LCA | Outside LA Basin | 9 | Monthly System Peak Day | SCE | 1-in-2 | 2030 | 14 |  |  |  | 91.2 | 1
| LCA | Outside LA Basin | 9 | Monthly System Peak Day | SCE | 1-in-2 | 2030 | 15 |  |  |  | 92.5333 | 1
| LCA | Outside LA Basin | 9 | Monthly System Peak Day | SCE | 1-in-2 | 2030 | 16 |  |  |  | 93.1667 | 1
| LCA | Outside LA Basin | 9 | Monthly System Peak Day | SCE | 1-in-2 | 2030 | 17 |  |  |  | 92.5667 | 1
| LCA | Outside LA Basin | 9 | Monthly System Peak Day | SCE | 1-in-2 | 2030 | 18 |  |  |  | 92.9333 | 1
| LCA | Outside LA Basin | 9 | Monthly System Peak Day | SCE | 1-in-2 | 2030 | 19 |  |  |  | 92.4 | 1
| LCA | Outside LA Basin | 9 | Monthly System Peak Day | SCE | 1-in-2 | 2030 | 20 |  |  |  | 90.5333 | 1
| LCA | Outside LA Basin | 9 | Monthly System Peak Day | SCE | 1-in-2 | 2030 | 21 |  |  |  | 87.4 | 1
| LCA | Outside LA Basin | 9 | Monthly System Peak Day | SCE | 1-in-2 | 2030 | 22 |  |  |  | 85.0667 | 1
| LCA | Outside LA Basin | 9 | Monthly System Peak Day | SCE | 1-in-2 | 2030 | 23 |  |  |  | 83.6333 | 1
| LCA | Outside LA Basin | 9 | Monthly System Peak Day | SCE | 1-in-2 | 2030 | 24 |  |  |  | 81.8 | 1
| LCA | Outside LA Basin | 10 | Average Weekday | SCE | 1-in-2 | 2030 | 1 |  |  |  | 60.4336 | 1
| LCA | Outside LA Basin | 10 | Average Weekday | SCE | 1-in-2 | 2030 | 2 |  |  |  | 59.286 | 1
| LCA | Outside LA Basin | 10 | Average Weekday | SCE | 1-in-2 | 2030 | 3 |  |  |  | 58.1458 | 1
| LCA | Outside LA Basin | 10 | Average Weekday | SCE | 1-in-2 | 2030 | 4 |  |  |  | 57.1754 | 1
| LCA | Outside LA Basin | 10 | Average Weekday | SCE | 1-in-2 | 2030 | 5 |  |  |  | 56.215 | 1
| LCA | Outside LA Basin | 10 | Average Weekday | SCE | 1-in-2 | 2030 | 6 |  |  |  | 55.1583 | 1
| LCA | Outside LA Basin | 10 | Average Weekday | SCE | 1-in-2 | 2030 | 7 |  |  |  | 54.49 | 1
| LCA | Outside LA Basin | 10 | Average Weekday | SCE | 1-in-2 | 2030 | 8 |  |  |  | 53.6358 | 1
| LCA | Outside LA Basin | 10 | Average Weekday | SCE | 1-in-2 | 2030 | 9 |  |  |  | 54.4171 | 1
| LCA | Outside LA Basin | 10 | Average Weekday | SCE | 1-in-2 | 2030 | 10 |  |  |  | 57.9545 | 1
| LCA | Outside LA Basin | 10 | Average Weekday | SCE | 1-in-2 | 2030 | 11 |  |  |  | 61.7414 | 1
| LCA | Outside LA Basin | 10 | Average Weekday | SCE | 1-in-2 | 2030 | 12 |  |  |  | 65.9167 | 1
| LCA | Outside LA Basin | 10 | Average Weekday | SCE | 1-in-2 | 2030 | 13 |  |  |  | 68.9416 | 1
| LCA | Outside LA Basin | 10 | Average Weekday | SCE | 1-in-2 | 2030 | 14 |  |  |  | 71.197 | 1
| LCA | Outside LA Basin | 10 | Average Weekday | SCE | 1-in-2 | 2030 | 15 |  |  |  | 72.6184 | 1
| LCA | Outside LA Basin | 10 | Average Weekday | SCE | 1-in-2 | 2030 | 16 |  |  |  | 73.7341 | 1
| LCA | Outside LA Basin | 10 | Average Weekday | SCE | 1-in-2 | 2030 | 17 |  |  |  | 74.2117 | 1
| LCA | Outside LA Basin | 10 | Average Weekday | SCE | 1-in-2 | 2030 | 18 |  |  |  | 73.7775 | 1
| LCA | Outside LA Basin | 10 | Average Weekday | SCE | 1-in-2 | 2030 | 19 |  |  |  | 72.1593 | 1
| LCA | Outside LA Basin | 10 | Average Weekday | SCE | 1-in-2 | 2030 | 20 |  |  |  | 69.4478 | 1
| LCA | Outside LA Basin | 10 | Average Weekday | SCE | 1-in-2 | 2030 | 21 |  |  |  | 66.7659 | 1
| LCA | Outside LA Basin | 10 | Average Weekday | SCE | 1-in-2 | 2030 | 22 |  |  |  | 64.546 | 1
| LCA | Outside LA Basin | 10 | Average Weekday | SCE | 1-in-2 | 2030 | 23 |  |  |  | 62.7739 | 1
| LCA | Outside LA Basin | 10 | Average Weekday | SCE | 1-in-2 | 2030 | 24 |  |  |  | 61.2232 | 1
| LCA | Outside LA Basin | 10 | Monthly System Peak Day | SCE | 1-in-2 | 2030 | 1 |  |  |  | 63.64 | 1
| LCA | Outside LA Basin | 10 | Monthly System Peak Day | SCE | 1-in-2 | 2030 | 2 |  |  |  | 62 | 1
| LCA | Outside LA Basin | 10 | Monthly System Peak Day | SCE | 1-in-2 | 2030 | 3 |  |  |  | 60.68 | 1
| LCA | Outside LA Basin | 10 | Monthly System Peak Day | SCE | 1-in-2 | 2030 | 4 |  |  |  | 59.6367 | 1
| LCA | Outside LA Basin | 10 | Monthly System Peak Day | SCE | 1-in-2 | 2030 | 5 |  |  |  | 58.04 | 1
| LCA | Outside LA Basin | 10 | Monthly System Peak Day | SCE | 1-in-2 | 2030 | 6 |  |  |  | 57.4667 | 1
| LCA | Outside LA Basin | 10 | Monthly System Peak Day | SCE | 1-in-2 | 2030 | 7 |  |  |  | 55.4333 | 1
| LCA | Outside LA Basin | 10 | Monthly System Peak Day | SCE | 1-in-2 | 2030 | 8 |  |  |  | 55.1433 | 1
| LCA | Outside LA Basin | 10 | Monthly System Peak Day | SCE | 1-in-2 | 2030 | 9 |  |  |  | 56.5233 | 1
| LCA | Outside LA Basin | 10 | Monthly System Peak Day | SCE | 1-in-2 | 2030 | 10 |  |  |  | 60.3667 | 1
| LCA | Outside LA Basin | 10 | Monthly System Peak Day | SCE | 1-in-2 | 2030 | 11 |  |  |  | 65.6933 | 1
| LCA | Outside LA Basin | 10 | Monthly System Peak Day | SCE | 1-in-2 | 2030 | 12 |  |  |  | 71.3633 | 1
| LCA | Outside LA Basin | 10 | Monthly System Peak Day | SCE | 1-in-2 | 2030 | 13 |  |  |  | 75.4 | 1
| LCA | Outside LA Basin | 10 | Monthly System Peak Day | SCE | 1-in-2 | 2030 | 14 |  |  |  | 77.8667 | 1
| LCA | Outside LA Basin | 10 | Monthly System Peak Day | SCE | 1-in-2 | 2030 | 15 |  |  |  | 80.0667 | 1
| LCA | Outside LA Basin | 10 | Monthly System Peak Day | SCE | 1-in-2 | 2030 | 16 |  |  |  | 81.4333 | 1
| LCA | Outside LA Basin | 10 | Monthly System Peak Day | SCE | 1-in-2 | 2030 | 17 |  |  |  | 82.6 | 1
| LCA | Outside LA Basin | 10 | Monthly System Peak Day | SCE | 1-in-2 | 2030 | 18 |  |  |  | 82.6 | 1
| LCA | Outside LA Basin | 10 | Monthly System Peak Day | SCE | 1-in-2 | 2030 | 19 |  |  |  | 81.5 | 1
| LCA | Outside LA Basin | 10 | Monthly System Peak Day | SCE | 1-in-2 | 2030 | 20 |  |  |  | 79.6667 | 1
| LCA | Outside LA Basin | 10 | Monthly System Peak Day | SCE | 1-in-2 | 2030 | 21 |  |  |  | 76.4 | 1
| LCA | Outside LA Basin | 10 | Monthly System Peak Day | SCE | 1-in-2 | 2030 | 22 |  |  |  | 73.4567 | 1
| LCA | Outside LA Basin | 10 | Monthly System Peak Day | SCE | 1-in-2 | 2030 | 23 |  |  |  | 70.2367 | 1
| LCA | Outside LA Basin | 10 | Monthly System Peak Day | SCE | 1-in-2 | 2030 | 24 |  |  |  | 68.1933 | 1
| LCA | Outside LA Basin | 11 | Average Weekday | SCE | 1-in-2 | 2030 | 1 |  |  |  | 50.3167 | 1
| LCA | Outside LA Basin | 11 | Average Weekday | SCE | 1-in-2 | 2030 | 2 |  |  |  | 49.3569 | 1
| LCA | Outside LA Basin | 11 | Average Weekday | SCE | 1-in-2 | 2030 | 3 |  |  |  | 48.4878 | 1
| LCA | Outside LA Basin | 11 | Average Weekday | SCE | 1-in-2 | 2030 | 4 |  |  |  | 47.5462 | 1
| LCA | Outside LA Basin | 11 | Average Weekday | SCE | 1-in-2 | 2030 | 5 |  |  |  | 46.7327 | 1
| LCA | Outside LA Basin | 11 | Average Weekday | SCE | 1-in-2 | 2030 | 6 |  |  |  | 46.0488 | 1
| LCA | Outside LA Basin | 11 | Average Weekday | SCE | 1-in-2 | 2030 | 7 |  |  |  | 45.52 | 1
| LCA | Outside LA Basin | 11 | Average Weekday | SCE | 1-in-2 | 2030 | 8 |  |  |  | 45.3154 | 1
| LCA | Outside LA Basin | 11 | Average Weekday | SCE | 1-in-2 | 2030 | 9 |  |  |  | 47.3197 | 1
| LCA | Outside LA Basin | 11 | Average Weekday | SCE | 1-in-2 | 2030 | 10 |  |  |  | 50.8691 | 1
| LCA | Outside LA Basin | 11 | Average Weekday | SCE | 1-in-2 | 2030 | 11 |  |  |  | 54.8616 | 1
| LCA | Outside LA Basin | 11 | Average Weekday | SCE | 1-in-2 | 2030 | 12 |  |  |  | 58.2734 | 1
| LCA | Outside LA Basin | 11 | Average Weekday | SCE | 1-in-2 | 2030 | 13 |  |  |  | 60.7605 | 1
| LCA | Outside LA Basin | 11 | Average Weekday | SCE | 1-in-2 | 2030 | 14 |  |  |  | 62.569 | 1
| LCA | Outside LA Basin | 11 | Average Weekday | SCE | 1-in-2 | 2030 | 15 |  |  |  | 63.734 | 1
| LCA | Outside LA Basin | 11 | Average Weekday | SCE | 1-in-2 | 2030 | 16 |  |  |  | 64.2435 | 1
| LCA | Outside LA Basin | 11 | Average Weekday | SCE | 1-in-2 | 2030 | 17 |  |  |  | 63.9308 | 1
| LCA | Outside LA Basin | 11 | Average Weekday | SCE | 1-in-2 | 2030 | 18 |  |  |  | 62.2643 | 1
| LCA | Outside LA Basin | 11 | Average Weekday | SCE | 1-in-2 | 2030 | 19 |  |  |  | 59.8024 | 1
| LCA | Outside LA Basin | 11 | Average Weekday | SCE | 1-in-2 | 2030 | 20 |  |  |  | 57.6427 | 1
| LCA | Outside LA Basin | 11 | Average Weekday | SCE | 1-in-2 | 2030 | 21 |  |  |  | 55.6085 | 1
| LCA | Outside LA Basin | 11 | Average Weekday | SCE | 1-in-2 | 2030 | 22 |  |  |  | 54.1119 | 1
| LCA | Outside LA Basin | 11 | Average Weekday | SCE | 1-in-2 | 2030 | 23 |  |  |  | 52.8488 | 1
| LCA | Outside LA Basin | 11 | Average Weekday | SCE | 1-in-2 | 2030 | 24 |  |  |  | 51.6978 | 1
| LCA | Outside LA Basin | 11 | Monthly System Peak Day | SCE | 1-in-2 | 2030 | 1 |  |  |  | 55.42 | 1
| LCA | Outside LA Basin | 11 | Monthly System Peak Day | SCE | 1-in-2 | 2030 | 2 |  |  |  | 53.26 | 1
| LCA | Outside LA Basin | 11 | Monthly System Peak Day | SCE | 1-in-2 | 2030 | 3 |  |  |  | 52.3233 | 1
| LCA | Outside LA Basin | 11 | Monthly System Peak Day | SCE | 1-in-2 | 2030 | 4 |  |  |  | 50.53 | 1
| LCA | Outside LA Basin | 11 | Monthly System Peak Day | SCE | 1-in-2 | 2030 | 5 |  |  |  | 49.4333 | 1
| LCA | Outside LA Basin | 11 | Monthly System Peak Day | SCE | 1-in-2 | 2030 | 6 |  |  |  | 48.84 | 1
| LCA | Outside LA Basin | 11 | Monthly System Peak Day | SCE | 1-in-2 | 2030 | 7 |  |  |  | 48.4367 | 1
| LCA | Outside LA Basin | 11 | Monthly System Peak Day | SCE | 1-in-2 | 2030 | 8 |  |  |  | 48.8867 | 1
| LCA | Outside LA Basin | 11 | Monthly System Peak Day | SCE | 1-in-2 | 2030 | 9 |  |  |  | 50.3233 | 1
| LCA | Outside LA Basin | 11 | Monthly System Peak Day | SCE | 1-in-2 | 2030 | 10 |  |  |  | 54.6 | 1
| LCA | Outside LA Basin | 11 | Monthly System Peak Day | SCE | 1-in-2 | 2030 | 11 |  |  |  | 60.1 | 1
| LCA | Outside LA Basin | 11 | Monthly System Peak Day | SCE | 1-in-2 | 2030 | 12 |  |  |  | 65.17 | 1
| LCA | Outside LA Basin | 11 | Monthly System Peak Day | SCE | 1-in-2 | 2030 | 13 |  |  |  | 69.0433 | 1
| LCA | Outside LA Basin | 11 | Monthly System Peak Day | SCE | 1-in-2 | 2030 | 14 |  |  |  | 71.8667 | 1
| LCA | Outside LA Basin | 11 | Monthly System Peak Day | SCE | 1-in-2 | 2030 | 15 |  |  |  | 73.5 | 1
| LCA | Outside LA Basin | 11 | Monthly System Peak Day | SCE | 1-in-2 | 2030 | 16 |  |  |  | 74.9333 | 1
| LCA | Outside LA Basin | 11 | Monthly System Peak Day | SCE | 1-in-2 | 2030 | 17 |  |  |  | 75.4 | 1
| LCA | Outside LA Basin | 11 | Monthly System Peak Day | SCE | 1-in-2 | 2030 | 18 |  |  |  | 74.4667 | 1
| LCA | Outside LA Basin | 11 | Monthly System Peak Day | SCE | 1-in-2 | 2030 | 19 |  |  |  | 72.0267 | 1
| LCA | Outside LA Basin | 11 | Monthly System Peak Day | SCE | 1-in-2 | 2030 | 20 |  |  |  | 69.2733 | 1
| LCA | Outside LA Basin | 11 | Monthly System Peak Day | SCE | 1-in-2 | 2030 | 21 |  |  |  | 66.08 | 1
| LCA | Outside LA Basin | 11 | Monthly System Peak Day | SCE | 1-in-2 | 2030 | 22 |  |  |  | 62.71 | 1
| LCA | Outside LA Basin | 11 | Monthly System Peak Day | SCE | 1-in-2 | 2030 | 23 |  |  |  | 60.74 | 1
| LCA | Outside LA Basin | 11 | Monthly System Peak Day | SCE | 1-in-2 | 2030 | 24 |  |  |  | 58.7433 | 1
| LCA | Outside LA Basin | 12 | Average Weekday | SCE | 1-in-2 | 2030 | 1 |  |  |  | 45.0921 | 1
| LCA | Outside LA Basin | 12 | Average Weekday | SCE | 1-in-2 | 2030 | 2 |  |  |  | 44.3702 | 1
| LCA | Outside LA Basin | 12 | Average Weekday | SCE | 1-in-2 | 2030 | 3 |  |  |  | 43.7639 | 1
| LCA | Outside LA Basin | 12 | Average Weekday | SCE | 1-in-2 | 2030 | 4 |  |  |  | 42.9765 | 1
| LCA | Outside LA Basin | 12 | Average Weekday | SCE | 1-in-2 | 2030 | 5 |  |  |  | 42.3767 | 1
| LCA | Outside LA Basin | 12 | Average Weekday | SCE | 1-in-2 | 2030 | 6 |  |  |  | 41.9821 | 1
| LCA | Outside LA Basin | 12 | Average Weekday | SCE | 1-in-2 | 2030 | 7 |  |  |  | 41.6482 | 1
| LCA | Outside LA Basin | 12 | Average Weekday | SCE | 1-in-2 | 2030 | 8 |  |  |  | 41.6843 | 1
| LCA | Outside LA Basin | 12 | Average Weekday | SCE | 1-in-2 | 2030 | 9 |  |  |  | 42.0668 | 1
| LCA | Outside LA Basin | 12 | Average Weekday | SCE | 1-in-2 | 2030 | 10 |  |  |  | 44.0885 | 1
| LCA | Outside LA Basin | 12 | Average Weekday | SCE | 1-in-2 | 2030 | 11 |  |  |  | 46.8469 | 1
| LCA | Outside LA Basin | 12 | Average Weekday | SCE | 1-in-2 | 2030 | 12 |  |  |  | 49.5349 | 1
| LCA | Outside LA Basin | 12 | Average Weekday | SCE | 1-in-2 | 2030 | 13 |  |  |  | 51.4815 | 1
| LCA | Outside LA Basin | 12 | Average Weekday | SCE | 1-in-2 | 2030 | 14 |  |  |  | 52.9409 | 1
| LCA | Outside LA Basin | 12 | Average Weekday | SCE | 1-in-2 | 2030 | 15 |  |  |  | 54.0926 | 1
| LCA | Outside LA Basin | 12 | Average Weekday | SCE | 1-in-2 | 2030 | 16 |  |  |  | 54.4437 | 1
| LCA | Outside LA Basin | 12 | Average Weekday | SCE | 1-in-2 | 2030 | 17 |  |  |  | 54.2707 | 1
| LCA | Outside LA Basin | 12 | Average Weekday | SCE | 1-in-2 | 2030 | 18 |  |  |  | 52.7977 | 1
| LCA | Outside LA Basin | 12 | Average Weekday | SCE | 1-in-2 | 2030 | 19 |  |  |  | 50.9346 | 1
| LCA | Outside LA Basin | 12 | Average Weekday | SCE | 1-in-2 | 2030 | 20 |  |  |  | 49.4582 | 1
| LCA | Outside LA Basin | 12 | Average Weekday | SCE | 1-in-2 | 2030 | 21 |  |  |  | 48.0147 | 1
| LCA | Outside LA Basin | 12 | Average Weekday | SCE | 1-in-2 | 2030 | 22 |  |  |  | 46.8687 | 1
| LCA | Outside LA Basin | 12 | Average Weekday | SCE | 1-in-2 | 2030 | 23 |  |  |  | 45.9316 | 1
| LCA | Outside LA Basin | 12 | Average Weekday | SCE | 1-in-2 | 2030 | 24 |  |  |  | 45.0562 | 1
| LCA | Outside LA Basin | 12 | Monthly System Peak Day | SCE | 1-in-2 | 2030 | 1 |  |  |  | 32.01 | 1
| LCA | Outside LA Basin | 12 | Monthly System Peak Day | SCE | 1-in-2 | 2030 | 2 |  |  |  | 31.58 | 1
| LCA | Outside LA Basin | 12 | Monthly System Peak Day | SCE | 1-in-2 | 2030 | 3 |  |  |  | 30.7 | 1
| LCA | Outside LA Basin | 12 | Monthly System Peak Day | SCE | 1-in-2 | 2030 | 4 |  |  |  | 29.6667 | 1
| LCA | Outside LA Basin | 12 | Monthly System Peak Day | SCE | 1-in-2 | 2030 | 5 |  |  |  | 28.1867 | 1
| LCA | Outside LA Basin | 12 | Monthly System Peak Day | SCE | 1-in-2 | 2030 | 6 |  |  |  | 27.6067 | 1
| LCA | Outside LA Basin | 12 | Monthly System Peak Day | SCE | 1-in-2 | 2030 | 7 |  |  |  | 27.9167 | 1
| LCA | Outside LA Basin | 12 | Monthly System Peak Day | SCE | 1-in-2 | 2030 | 8 |  |  |  | 26.9333 | 1
| LCA | Outside LA Basin | 12 | Monthly System Peak Day | SCE | 1-in-2 | 2030 | 9 |  |  |  | 28.0667 | 1
| LCA | Outside LA Basin | 12 | Monthly System Peak Day | SCE | 1-in-2 | 2030 | 10 |  |  |  | 32.0067 | 1
| LCA | Outside LA Basin | 12 | Monthly System Peak Day | SCE | 1-in-2 | 2030 | 11 |  |  |  | 35.99 | 1
| LCA | Outside LA Basin | 12 | Monthly System Peak Day | SCE | 1-in-2 | 2030 | 12 |  |  |  | 39.0633 | 1
| LCA | Outside LA Basin | 12 | Monthly System Peak Day | SCE | 1-in-2 | 2030 | 13 |  |  |  | 40.5267 | 1
| LCA | Outside LA Basin | 12 | Monthly System Peak Day | SCE | 1-in-2 | 2030 | 14 |  |  |  | 41.93 | 1
| LCA | Outside LA Basin | 12 | Monthly System Peak Day | SCE | 1-in-2 | 2030 | 15 |  |  |  | 43.4467 | 1
| LCA | Outside LA Basin | 12 | Monthly System Peak Day | SCE | 1-in-2 | 2030 | 16 |  |  |  | 44.38 | 1
| LCA | Outside LA Basin | 12 | Monthly System Peak Day | SCE | 1-in-2 | 2030 | 17 |  |  |  | 44.5667 | 1
| LCA | Outside LA Basin | 12 | Monthly System Peak Day | SCE | 1-in-2 | 2030 | 18 |  |  |  | 43.1667 | 1
| LCA | Outside LA Basin | 12 | Monthly System Peak Day | SCE | 1-in-2 | 2030 | 19 |  |  |  | 40.54 | 1
| LCA | Outside LA Basin | 12 | Monthly System Peak Day | SCE | 1-in-2 | 2030 | 20 |  |  |  | 37.9467 | 1
| LCA | Outside LA Basin | 12 | Monthly System Peak Day | SCE | 1-in-2 | 2030 | 21 |  |  |  | 35.7167 | 1
| LCA | Outside LA Basin | 12 | Monthly System Peak Day | SCE | 1-in-2 | 2030 | 22 |  |  |  | 34.31 | 1
| LCA | Outside LA Basin | 12 | Monthly System Peak Day | SCE | 1-in-2 | 2030 | 23 |  |  |  | 33.5767 | 1
| LCA | Outside LA Basin | 12 | Monthly System Peak Day | SCE | 1-in-2 | 2030 | 24 |  |  |  | 31.0067 | 1
| LCA | Outside LA Basin | 1 | Average Weekday | SCE | 1-in-2 | 2031 | 1 |  |  |  | 42.7993 | 1
| LCA | Outside LA Basin | 1 | Average Weekday | SCE | 1-in-2 | 2031 | 2 |  |  |  | 41.7604 | 1
| LCA | Outside LA Basin | 1 | Average Weekday | SCE | 1-in-2 | 2031 | 3 |  |  |  | 40.7429 | 1
| LCA | Outside LA Basin | 1 | Average Weekday | SCE | 1-in-2 | 2031 | 4 |  |  |  | 39.9359 | 1
| LCA | Outside LA Basin | 1 | Average Weekday | SCE | 1-in-2 | 2031 | 5 |  |  |  | 39.1415 | 1
| LCA | Outside LA Basin | 1 | Average Weekday | SCE | 1-in-2 | 2031 | 6 |  |  |  | 38.8219 | 1
| LCA | Outside LA Basin | 1 | Average Weekday | SCE | 1-in-2 | 2031 | 7 |  |  |  | 38.0672 | 1
| LCA | Outside LA Basin | 1 | Average Weekday | SCE | 1-in-2 | 2031 | 8 |  |  |  | 37.6109 | 1
| LCA | Outside LA Basin | 1 | Average Weekday | SCE | 1-in-2 | 2031 | 9 |  |  |  | 38.4194 | 1
| LCA | Outside LA Basin | 1 | Average Weekday | SCE | 1-in-2 | 2031 | 10 |  |  |  | 41.5477 | 1
| LCA | Outside LA Basin | 1 | Average Weekday | SCE | 1-in-2 | 2031 | 11 |  |  |  | 45.908 | 1
| LCA | Outside LA Basin | 1 | Average Weekday | SCE | 1-in-2 | 2031 | 12 |  |  |  | 50.9033 | 1
| LCA | Outside LA Basin | 1 | Average Weekday | SCE | 1-in-2 | 2031 | 13 |  |  |  | 54.1978 | 1
| LCA | Outside LA Basin | 1 | Average Weekday | SCE | 1-in-2 | 2031 | 14 |  |  |  | 56.4792 | 1
| LCA | Outside LA Basin | 1 | Average Weekday | SCE | 1-in-2 | 2031 | 15 |  |  |  | 58.1691 | 1
| LCA | Outside LA Basin | 1 | Average Weekday | SCE | 1-in-2 | 2031 | 16 |  |  |  | 59.1143 | 1
| LCA | Outside LA Basin | 1 | Average Weekday | SCE | 1-in-2 | 2031 | 17 |  |  |  | 59.0482 | 1
| LCA | Outside LA Basin | 1 | Average Weekday | SCE | 1-in-2 | 2031 | 18 |  |  |  | 57.7988 | 1
| LCA | Outside LA Basin | 1 | Average Weekday | SCE | 1-in-2 | 2031 | 19 |  |  |  | 55.1406 | 1
| LCA | Outside LA Basin | 1 | Average Weekday | SCE | 1-in-2 | 2031 | 20 |  |  |  | 52.232 | 1
| LCA | Outside LA Basin | 1 | Average Weekday | SCE | 1-in-2 | 2031 | 21 |  |  |  | 49.7834 | 1
| LCA | Outside LA Basin | 1 | Average Weekday | SCE | 1-in-2 | 2031 | 22 |  |  |  | 48.125 | 1
| LCA | Outside LA Basin | 1 | Average Weekday | SCE | 1-in-2 | 2031 | 23 |  |  |  | 46.5186 | 1
| LCA | Outside LA Basin | 1 | Average Weekday | SCE | 1-in-2 | 2031 | 24 |  |  |  | 45.2073 | 1
| LCA | Outside LA Basin | 1 | Monthly System Peak Day | SCE | 1-in-2 | 2031 | 1 |  |  |  | 35.7933 | 1
| LCA | Outside LA Basin | 1 | Monthly System Peak Day | SCE | 1-in-2 | 2031 | 2 |  |  |  | 34.8567 | 1
| LCA | Outside LA Basin | 1 | Monthly System Peak Day | SCE | 1-in-2 | 2031 | 3 |  |  |  | 33.8267 | 1
| LCA | Outside LA Basin | 1 | Monthly System Peak Day | SCE | 1-in-2 | 2031 | 4 |  |  |  | 34.54 | 1
| LCA | Outside LA Basin | 1 | Monthly System Peak Day | SCE | 1-in-2 | 2031 | 5 |  |  |  | 33.1433 | 1
| LCA | Outside LA Basin | 1 | Monthly System Peak Day | SCE | 1-in-2 | 2031 | 6 |  |  |  | 32.78 | 1
| LCA | Outside LA Basin | 1 | Monthly System Peak Day | SCE | 1-in-2 | 2031 | 7 |  |  |  | 32.9633 | 1
| LCA | Outside LA Basin | 1 | Monthly System Peak Day | SCE | 1-in-2 | 2031 | 8 |  |  |  | 32.38 | 1
| LCA | Outside LA Basin | 1 | Monthly System Peak Day | SCE | 1-in-2 | 2031 | 9 |  |  |  | 33.07 | 1
| LCA | Outside LA Basin | 1 | Monthly System Peak Day | SCE | 1-in-2 | 2031 | 10 |  |  |  | 35.4767 | 1
| LCA | Outside LA Basin | 1 | Monthly System Peak Day | SCE | 1-in-2 | 2031 | 11 |  |  |  | 38.8733 | 1
| LCA | Outside LA Basin | 1 | Monthly System Peak Day | SCE | 1-in-2 | 2031 | 12 |  |  |  | 42.2133 | 1
| LCA | Outside LA Basin | 1 | Monthly System Peak Day | SCE | 1-in-2 | 2031 | 13 |  |  |  | 45.2233 | 1
| LCA | Outside LA Basin | 1 | Monthly System Peak Day | SCE | 1-in-2 | 2031 | 14 |  |  |  | 48.8767 | 1
| LCA | Outside LA Basin | 1 | Monthly System Peak Day | SCE | 1-in-2 | 2031 | 15 |  |  |  | 47.8033 | 1
| LCA | Outside LA Basin | 1 | Monthly System Peak Day | SCE | 1-in-2 | 2031 | 16 |  |  |  | 47.0367 | 1
| LCA | Outside LA Basin | 1 | Monthly System Peak Day | SCE | 1-in-2 | 2031 | 17 |  |  |  | 47.32 | 1
| LCA | Outside LA Basin | 1 | Monthly System Peak Day | SCE | 1-in-2 | 2031 | 18 |  |  |  | 46.11 | 1
| LCA | Outside LA Basin | 1 | Monthly System Peak Day | SCE | 1-in-2 | 2031 | 19 |  |  |  | 44.34 | 1
| LCA | Outside LA Basin | 1 | Monthly System Peak Day | SCE | 1-in-2 | 2031 | 20 |  |  |  | 42.3967 | 1
| LCA | Outside LA Basin | 1 | Monthly System Peak Day | SCE | 1-in-2 | 2031 | 21 |  |  |  | 41.58 | 1
| LCA | Outside LA Basin | 1 | Monthly System Peak Day | SCE | 1-in-2 | 2031 | 22 |  |  |  | 41.57 | 1
| LCA | Outside LA Basin | 1 | Monthly System Peak Day | SCE | 1-in-2 | 2031 | 23 |  |  |  | 40.4967 | 1
| LCA | Outside LA Basin | 1 | Monthly System Peak Day | SCE | 1-in-2 | 2031 | 24 |  |  |  | 39.53 | 1
| LCA | Outside LA Basin | 2 | Average Weekday | SCE | 1-in-2 | 2031 | 1 |  |  |  | 45.8051 | 1
| LCA | Outside LA Basin | 2 | Average Weekday | SCE | 1-in-2 | 2031 | 2 |  |  |  | 44.7657 | 1
| LCA | Outside LA Basin | 2 | Average Weekday | SCE | 1-in-2 | 2031 | 3 |  |  |  | 43.8638 | 1
| LCA | Outside LA Basin | 2 | Average Weekday | SCE | 1-in-2 | 2031 | 4 |  |  |  | 43.1001 | 1
| LCA | Outside LA Basin | 2 | Average Weekday | SCE | 1-in-2 | 2031 | 5 |  |  |  | 42.0324 | 1
| LCA | Outside LA Basin | 2 | Average Weekday | SCE | 1-in-2 | 2031 | 6 |  |  |  | 41.2169 | 1
| LCA | Outside LA Basin | 2 | Average Weekday | SCE | 1-in-2 | 2031 | 7 |  |  |  | 40.7883 | 1
| LCA | Outside LA Basin | 2 | Average Weekday | SCE | 1-in-2 | 2031 | 8 |  |  |  | 40.4625 | 1
| LCA | Outside LA Basin | 2 | Average Weekday | SCE | 1-in-2 | 2031 | 9 |  |  |  | 41.828 | 1
| LCA | Outside LA Basin | 2 | Average Weekday | SCE | 1-in-2 | 2031 | 10 |  |  |  | 45.273 | 1
| LCA | Outside LA Basin | 2 | Average Weekday | SCE | 1-in-2 | 2031 | 11 |  |  |  | 49.4713 | 1
| LCA | Outside LA Basin | 2 | Average Weekday | SCE | 1-in-2 | 2031 | 12 |  |  |  | 52.8686 | 1
| LCA | Outside LA Basin | 2 | Average Weekday | SCE | 1-in-2 | 2031 | 13 |  |  |  | 55.5261 | 1
| LCA | Outside LA Basin | 2 | Average Weekday | SCE | 1-in-2 | 2031 | 14 |  |  |  | 57.4444 | 1
| LCA | Outside LA Basin | 2 | Average Weekday | SCE | 1-in-2 | 2031 | 15 |  |  |  | 58.6077 | 1
| LCA | Outside LA Basin | 2 | Average Weekday | SCE | 1-in-2 | 2031 | 16 |  |  |  | 59.1948 | 1
| LCA | Outside LA Basin | 2 | Average Weekday | SCE | 1-in-2 | 2031 | 17 |  |  |  | 59.302 | 1
| LCA | Outside LA Basin | 2 | Average Weekday | SCE | 1-in-2 | 2031 | 18 |  |  |  | 58.4631 | 1
| LCA | Outside LA Basin | 2 | Average Weekday | SCE | 1-in-2 | 2031 | 19 |  |  |  | 56.3507 | 1
| LCA | Outside LA Basin | 2 | Average Weekday | SCE | 1-in-2 | 2031 | 20 |  |  |  | 53.8282 | 1
| LCA | Outside LA Basin | 2 | Average Weekday | SCE | 1-in-2 | 2031 | 21 |  |  |  | 51.7142 | 1
| LCA | Outside LA Basin | 2 | Average Weekday | SCE | 1-in-2 | 2031 | 22 |  |  |  | 50.1008 | 1
| LCA | Outside LA Basin | 2 | Average Weekday | SCE | 1-in-2 | 2031 | 23 |  |  |  | 48.6919 | 1
| LCA | Outside LA Basin | 2 | Average Weekday | SCE | 1-in-2 | 2031 | 24 |  |  |  | 47.1528 | 1
| LCA | Outside LA Basin | 2 | Monthly System Peak Day | SCE | 1-in-2 | 2031 | 1 |  |  |  | 35.05 | 1
| LCA | Outside LA Basin | 2 | Monthly System Peak Day | SCE | 1-in-2 | 2031 | 2 |  |  |  | 34.3867 | 1
| LCA | Outside LA Basin | 2 | Monthly System Peak Day | SCE | 1-in-2 | 2031 | 3 |  |  |  | 34.5567 | 1
| LCA | Outside LA Basin | 2 | Monthly System Peak Day | SCE | 1-in-2 | 2031 | 4 |  |  |  | 34.5033 | 1
| LCA | Outside LA Basin | 2 | Monthly System Peak Day | SCE | 1-in-2 | 2031 | 5 |  |  |  | 34.02 | 1
| LCA | Outside LA Basin | 2 | Monthly System Peak Day | SCE | 1-in-2 | 2031 | 6 |  |  |  | 33.9433 | 1
| LCA | Outside LA Basin | 2 | Monthly System Peak Day | SCE | 1-in-2 | 2031 | 7 |  |  |  | 33.7267 | 1
| LCA | Outside LA Basin | 2 | Monthly System Peak Day | SCE | 1-in-2 | 2031 | 8 |  |  |  | 33.9167 | 1
| LCA | Outside LA Basin | 2 | Monthly System Peak Day | SCE | 1-in-2 | 2031 | 9 |  |  |  | 34.3967 | 1
| LCA | Outside LA Basin | 2 | Monthly System Peak Day | SCE | 1-in-2 | 2031 | 10 |  |  |  | 35.7233 | 1
| LCA | Outside LA Basin | 2 | Monthly System Peak Day | SCE | 1-in-2 | 2031 | 11 |  |  |  | 37.9567 | 1
| LCA | Outside LA Basin | 2 | Monthly System Peak Day | SCE | 1-in-2 | 2031 | 12 |  |  |  | 39.9933 | 1
| LCA | Outside LA Basin | 2 | Monthly System Peak Day | SCE | 1-in-2 | 2031 | 13 |  |  |  | 42.1833 | 1
| LCA | Outside LA Basin | 2 | Monthly System Peak Day | SCE | 1-in-2 | 2031 | 14 |  |  |  | 44.06 | 1
| LCA | Outside LA Basin | 2 | Monthly System Peak Day | SCE | 1-in-2 | 2031 | 15 |  |  |  | 45.9333 | 1
| LCA | Outside LA Basin | 2 | Monthly System Peak Day | SCE | 1-in-2 | 2031 | 16 |  |  |  | 47.18 | 1
| LCA | Outside LA Basin | 2 | Monthly System Peak Day | SCE | 1-in-2 | 2031 | 17 |  |  |  | 47.52 | 1
| LCA | Outside LA Basin | 2 | Monthly System Peak Day | SCE | 1-in-2 | 2031 | 18 |  |  |  | 47.1067 | 1
| LCA | Outside LA Basin | 2 | Monthly System Peak Day | SCE | 1-in-2 | 2031 | 19 |  |  |  | 45.2067 | 1
| LCA | Outside LA Basin | 2 | Monthly System Peak Day | SCE | 1-in-2 | 2031 | 20 |  |  |  | 43.6533 | 1
| LCA | Outside LA Basin | 2 | Monthly System Peak Day | SCE | 1-in-2 | 2031 | 21 |  |  |  | 42.0133 | 1
| LCA | Outside LA Basin | 2 | Monthly System Peak Day | SCE | 1-in-2 | 2031 | 22 |  |  |  | 40.6967 | 1
| LCA | Outside LA Basin | 2 | Monthly System Peak Day | SCE | 1-in-2 | 2031 | 23 |  |  |  | 40.0133 | 1
| LCA | Outside LA Basin | 2 | Monthly System Peak Day | SCE | 1-in-2 | 2031 | 24 |  |  |  | 39.2733 | 1
| LCA | Outside LA Basin | 3 | Average Weekday | SCE | 1-in-2 | 2031 | 1 |  |  |  | 50.5648 | 1
| LCA | Outside LA Basin | 3 | Average Weekday | SCE | 1-in-2 | 2031 | 2 |  |  |  | 49.5662 | 1
| LCA | Outside LA Basin | 3 | Average Weekday | SCE | 1-in-2 | 2031 | 3 |  |  |  | 48.4714 | 1
| LCA | Outside LA Basin | 3 | Average Weekday | SCE | 1-in-2 | 2031 | 4 |  |  |  | 47.8283 | 1
| LCA | Outside LA Basin | 3 | Average Weekday | SCE | 1-in-2 | 2031 | 5 |  |  |  | 46.9052 | 1
| LCA | Outside LA Basin | 3 | Average Weekday | SCE | 1-in-2 | 2031 | 6 |  |  |  | 46.17 | 1
| LCA | Outside LA Basin | 3 | Average Weekday | SCE | 1-in-2 | 2031 | 7 |  |  |  | 45.5217 | 1
| LCA | Outside LA Basin | 3 | Average Weekday | SCE | 1-in-2 | 2031 | 8 |  |  |  | 45.1175 | 1
| LCA | Outside LA Basin | 3 | Average Weekday | SCE | 1-in-2 | 2031 | 9 |  |  |  | 46.1368 | 1
| LCA | Outside LA Basin | 3 | Average Weekday | SCE | 1-in-2 | 2031 | 10 |  |  |  | 49.4075 | 1
| LCA | Outside LA Basin | 3 | Average Weekday | SCE | 1-in-2 | 2031 | 11 |  |  |  | 53.1608 | 1
| LCA | Outside LA Basin | 3 | Average Weekday | SCE | 1-in-2 | 2031 | 12 |  |  |  | 56.4497 | 1
| LCA | Outside LA Basin | 3 | Average Weekday | SCE | 1-in-2 | 2031 | 13 |  |  |  | 59.1687 | 1
| LCA | Outside LA Basin | 3 | Average Weekday | SCE | 1-in-2 | 2031 | 14 |  |  |  | 61.0428 | 1
| LCA | Outside LA Basin | 3 | Average Weekday | SCE | 1-in-2 | 2031 | 15 |  |  |  | 62.3557 | 1
| LCA | Outside LA Basin | 3 | Average Weekday | SCE | 1-in-2 | 2031 | 16 |  |  |  | 63.2505 | 1
| LCA | Outside LA Basin | 3 | Average Weekday | SCE | 1-in-2 | 2031 | 17 |  |  |  | 63.5652 | 1
| LCA | Outside LA Basin | 3 | Average Weekday | SCE | 1-in-2 | 2031 | 18 |  |  |  | 63.0934 | 1
| LCA | Outside LA Basin | 3 | Average Weekday | SCE | 1-in-2 | 2031 | 19 |  |  |  | 61.8806 | 1
| LCA | Outside LA Basin | 3 | Average Weekday | SCE | 1-in-2 | 2031 | 20 |  |  |  | 59.9275 | 1
| LCA | Outside LA Basin | 3 | Average Weekday | SCE | 1-in-2 | 2031 | 21 |  |  |  | 57.5472 | 1
| LCA | Outside LA Basin | 3 | Average Weekday | SCE | 1-in-2 | 2031 | 22 |  |  |  | 55.3093 | 1
| LCA | Outside LA Basin | 3 | Average Weekday | SCE | 1-in-2 | 2031 | 23 |  |  |  | 53.6298 | 1
| LCA | Outside LA Basin | 3 | Average Weekday | SCE | 1-in-2 | 2031 | 24 |  |  |  | 52.2265 | 1
| LCA | Outside LA Basin | 3 | Monthly System Peak Day | SCE | 1-in-2 | 2031 | 1 |  |  |  | 50.1467 | 1
| LCA | Outside LA Basin | 3 | Monthly System Peak Day | SCE | 1-in-2 | 2031 | 2 |  |  |  | 48.9233 | 1
| LCA | Outside LA Basin | 3 | Monthly System Peak Day | SCE | 1-in-2 | 2031 | 3 |  |  |  | 47.02 | 1
| LCA | Outside LA Basin | 3 | Monthly System Peak Day | SCE | 1-in-2 | 2031 | 4 |  |  |  | 46.39 | 1
| LCA | Outside LA Basin | 3 | Monthly System Peak Day | SCE | 1-in-2 | 2031 | 5 |  |  |  | 45.5167 | 1
| LCA | Outside LA Basin | 3 | Monthly System Peak Day | SCE | 1-in-2 | 2031 | 6 |  |  |  | 44.15 | 1
| LCA | Outside LA Basin | 3 | Monthly System Peak Day | SCE | 1-in-2 | 2031 | 7 |  |  |  | 42.9533 | 1
| LCA | Outside LA Basin | 3 | Monthly System Peak Day | SCE | 1-in-2 | 2031 | 8 |  |  |  | 42.4867 | 1
| LCA | Outside LA Basin | 3 | Monthly System Peak Day | SCE | 1-in-2 | 2031 | 9 |  |  |  | 43.23 | 1
| LCA | Outside LA Basin | 3 | Monthly System Peak Day | SCE | 1-in-2 | 2031 | 10 |  |  |  | 44.9167 | 1
| LCA | Outside LA Basin | 3 | Monthly System Peak Day | SCE | 1-in-2 | 2031 | 11 |  |  |  | 49.4633 | 1
| LCA | Outside LA Basin | 3 | Monthly System Peak Day | SCE | 1-in-2 | 2031 | 12 |  |  |  | 53.3167 | 1
| LCA | Outside LA Basin | 3 | Monthly System Peak Day | SCE | 1-in-2 | 2031 | 13 |  |  |  | 56.54 | 1
| LCA | Outside LA Basin | 3 | Monthly System Peak Day | SCE | 1-in-2 | 2031 | 14 |  |  |  | 59.1767 | 1
| LCA | Outside LA Basin | 3 | Monthly System Peak Day | SCE | 1-in-2 | 2031 | 15 |  |  |  | 61.4167 | 1
| LCA | Outside LA Basin | 3 | Monthly System Peak Day | SCE | 1-in-2 | 2031 | 16 |  |  |  | 63.2333 | 1
| LCA | Outside LA Basin | 3 | Monthly System Peak Day | SCE | 1-in-2 | 2031 | 17 |  |  |  | 64.2933 | 1
| LCA | Outside LA Basin | 3 | Monthly System Peak Day | SCE | 1-in-2 | 2031 | 18 |  |  |  | 64.4733 | 1
| LCA | Outside LA Basin | 3 | Monthly System Peak Day | SCE | 1-in-2 | 2031 | 19 |  |  |  | 63.6233 | 1
| LCA | Outside LA Basin | 3 | Monthly System Peak Day | SCE | 1-in-2 | 2031 | 20 |  |  |  | 61.6733 | 1
| LCA | Outside LA Basin | 3 | Monthly System Peak Day | SCE | 1-in-2 | 2031 | 21 |  |  |  | 58.8133 | 1
| LCA | Outside LA Basin | 3 | Monthly System Peak Day | SCE | 1-in-2 | 2031 | 22 |  |  |  | 57.0467 | 1
| LCA | Outside LA Basin | 3 | Monthly System Peak Day | SCE | 1-in-2 | 2031 | 23 |  |  |  | 54.9467 | 1
| LCA | Outside LA Basin | 3 | Monthly System Peak Day | SCE | 1-in-2 | 2031 | 24 |  |  |  | 52.9967 | 1
| LCA | Outside LA Basin | 4 | Average Weekday | SCE | 1-in-2 | 2031 | 1 |  |  |  | 55.4314 | 1
| LCA | Outside LA Basin | 4 | Average Weekday | SCE | 1-in-2 | 2031 | 2 |  |  |  | 54.0393 | 1
| LCA | Outside LA Basin | 4 | Average Weekday | SCE | 1-in-2 | 2031 | 3 |  |  |  | 53.0091 | 1
| LCA | Outside LA Basin | 4 | Average Weekday | SCE | 1-in-2 | 2031 | 4 |  |  |  | 51.8922 | 1
| LCA | Outside LA Basin | 4 | Average Weekday | SCE | 1-in-2 | 2031 | 5 |  |  |  | 50.9195 | 1
| LCA | Outside LA Basin | 4 | Average Weekday | SCE | 1-in-2 | 2031 | 6 |  |  |  | 49.939 | 1
| LCA | Outside LA Basin | 4 | Average Weekday | SCE | 1-in-2 | 2031 | 7 |  |  |  | 49.0993 | 1
| LCA | Outside LA Basin | 4 | Average Weekday | SCE | 1-in-2 | 2031 | 8 |  |  |  | 48.9968 | 1
| LCA | Outside LA Basin | 4 | Average Weekday | SCE | 1-in-2 | 2031 | 9 |  |  |  | 51.1425 | 1
| LCA | Outside LA Basin | 4 | Average Weekday | SCE | 1-in-2 | 2031 | 10 |  |  |  | 54.716 | 1
| LCA | Outside LA Basin | 4 | Average Weekday | SCE | 1-in-2 | 2031 | 11 |  |  |  | 58.5012 | 1
| LCA | Outside LA Basin | 4 | Average Weekday | SCE | 1-in-2 | 2031 | 12 |  |  |  | 61.5829 | 1
| LCA | Outside LA Basin | 4 | Average Weekday | SCE | 1-in-2 | 2031 | 13 |  |  |  | 64.4076 | 1
| LCA | Outside LA Basin | 4 | Average Weekday | SCE | 1-in-2 | 2031 | 14 |  |  |  | 66.5797 | 1
| LCA | Outside LA Basin | 4 | Average Weekday | SCE | 1-in-2 | 2031 | 15 |  |  |  | 67.984 | 1
| LCA | Outside LA Basin | 4 | Average Weekday | SCE | 1-in-2 | 2031 | 16 |  |  |  | 68.8393 | 1
| LCA | Outside LA Basin | 4 | Average Weekday | SCE | 1-in-2 | 2031 | 17 |  |  |  | 69.0253 | 1
| LCA | Outside LA Basin | 4 | Average Weekday | SCE | 1-in-2 | 2031 | 18 |  |  |  | 68.4056 | 1
| LCA | Outside LA Basin | 4 | Average Weekday | SCE | 1-in-2 | 2031 | 19 |  |  |  | 67.0783 | 1
| LCA | Outside LA Basin | 4 | Average Weekday | SCE | 1-in-2 | 2031 | 20 |  |  |  | 64.7131 | 1
| LCA | Outside LA Basin | 4 | Average Weekday | SCE | 1-in-2 | 2031 | 21 |  |  |  | 61.7427 | 1
| LCA | Outside LA Basin | 4 | Average Weekday | SCE | 1-in-2 | 2031 | 22 |  |  |  | 59.3168 | 1
| LCA | Outside LA Basin | 4 | Average Weekday | SCE | 1-in-2 | 2031 | 23 |  |  |  | 57.5233 | 1
| LCA | Outside LA Basin | 4 | Average Weekday | SCE | 1-in-2 | 2031 | 24 |  |  |  | 56.0273 | 1
| LCA | Outside LA Basin | 4 | Monthly System Peak Day | SCE | 1-in-2 | 2031 | 1 |  |  |  | 61.64 | 1
| LCA | Outside LA Basin | 4 | Monthly System Peak Day | SCE | 1-in-2 | 2031 | 2 |  |  |  | 59.72 | 1
| LCA | Outside LA Basin | 4 | Monthly System Peak Day | SCE | 1-in-2 | 2031 | 3 |  |  |  | 57.7433 | 1
| LCA | Outside LA Basin | 4 | Monthly System Peak Day | SCE | 1-in-2 | 2031 | 4 |  |  |  | 57.3967 | 1
| LCA | Outside LA Basin | 4 | Monthly System Peak Day | SCE | 1-in-2 | 2031 | 5 |  |  |  | 55.9733 | 1
| LCA | Outside LA Basin | 4 | Monthly System Peak Day | SCE | 1-in-2 | 2031 | 6 |  |  |  | 54.13 | 1
| LCA | Outside LA Basin | 4 | Monthly System Peak Day | SCE | 1-in-2 | 2031 | 7 |  |  |  | 53.4 | 1
| LCA | Outside LA Basin | 4 | Monthly System Peak Day | SCE | 1-in-2 | 2031 | 8 |  |  |  | 53.7033 | 1
| LCA | Outside LA Basin | 4 | Monthly System Peak Day | SCE | 1-in-2 | 2031 | 9 |  |  |  | 55.19 | 1
| LCA | Outside LA Basin | 4 | Monthly System Peak Day | SCE | 1-in-2 | 2031 | 10 |  |  |  | 58.9167 | 1
| LCA | Outside LA Basin | 4 | Monthly System Peak Day | SCE | 1-in-2 | 2031 | 11 |  |  |  | 64.7733 | 1
| LCA | Outside LA Basin | 4 | Monthly System Peak Day | SCE | 1-in-2 | 2031 | 12 |  |  |  | 70.5833 | 1
| LCA | Outside LA Basin | 4 | Monthly System Peak Day | SCE | 1-in-2 | 2031 | 13 |  |  |  | 75.6933 | 1
| LCA | Outside LA Basin | 4 | Monthly System Peak Day | SCE | 1-in-2 | 2031 | 14 |  |  |  | 79.3667 | 1
| LCA | Outside LA Basin | 4 | Monthly System Peak Day | SCE | 1-in-2 | 2031 | 15 |  |  |  | 80.9 | 1
| LCA | Outside LA Basin | 4 | Monthly System Peak Day | SCE | 1-in-2 | 2031 | 16 |  |  |  | 82.1667 | 1
| LCA | Outside LA Basin | 4 | Monthly System Peak Day | SCE | 1-in-2 | 2031 | 17 |  |  |  | 82.2333 | 1
| LCA | Outside LA Basin | 4 | Monthly System Peak Day | SCE | 1-in-2 | 2031 | 18 |  |  |  | 81.6 | 1
| LCA | Outside LA Basin | 4 | Monthly System Peak Day | SCE | 1-in-2 | 2031 | 19 |  |  |  | 80.5667 | 1
| LCA | Outside LA Basin | 4 | Monthly System Peak Day | SCE | 1-in-2 | 2031 | 20 |  |  |  | 78.5333 | 1
| LCA | Outside LA Basin | 4 | Monthly System Peak Day | SCE | 1-in-2 | 2031 | 21 |  |  |  | 75.2 | 1
| LCA | Outside LA Basin | 4 | Monthly System Peak Day | SCE | 1-in-2 | 2031 | 22 |  |  |  | 72.4667 | 1
| LCA | Outside LA Basin | 4 | Monthly System Peak Day | SCE | 1-in-2 | 2031 | 23 |  |  |  | 71.2 | 1
| LCA | Outside LA Basin | 4 | Monthly System Peak Day | SCE | 1-in-2 | 2031 | 24 |  |  |  | 69.2467 | 1
| LCA | Outside LA Basin | 5 | Average Weekday | SCE | 1-in-2 | 2031 | 1 |  |  |  | 62.137 | 1
| LCA | Outside LA Basin | 5 | Average Weekday | SCE | 1-in-2 | 2031 | 2 |  |  |  | 60.8508 | 1
| LCA | Outside LA Basin | 5 | Average Weekday | SCE | 1-in-2 | 2031 | 3 |  |  |  | 59.6166 | 1
| LCA | Outside LA Basin | 5 | Average Weekday | SCE | 1-in-2 | 2031 | 4 |  |  |  | 58.5375 | 1
| LCA | Outside LA Basin | 5 | Average Weekday | SCE | 1-in-2 | 2031 | 5 |  |  |  | 57.4615 | 1
| LCA | Outside LA Basin | 5 | Average Weekday | SCE | 1-in-2 | 2031 | 6 |  |  |  | 56.6158 | 1
| LCA | Outside LA Basin | 5 | Average Weekday | SCE | 1-in-2 | 2031 | 7 |  |  |  | 55.73 | 1
| LCA | Outside LA Basin | 5 | Average Weekday | SCE | 1-in-2 | 2031 | 8 |  |  |  | 56.6615 | 1
| LCA | Outside LA Basin | 5 | Average Weekday | SCE | 1-in-2 | 2031 | 9 |  |  |  | 59.8644 | 1
| LCA | Outside LA Basin | 5 | Average Weekday | SCE | 1-in-2 | 2031 | 10 |  |  |  | 63.6587 | 1
| LCA | Outside LA Basin | 5 | Average Weekday | SCE | 1-in-2 | 2031 | 11 |  |  |  | 67.2326 | 1
| LCA | Outside LA Basin | 5 | Average Weekday | SCE | 1-in-2 | 2031 | 12 |  |  |  | 70.5618 | 1
| LCA | Outside LA Basin | 5 | Average Weekday | SCE | 1-in-2 | 2031 | 13 |  |  |  | 73.2877 | 1
| LCA | Outside LA Basin | 5 | Average Weekday | SCE | 1-in-2 | 2031 | 14 |  |  |  | 75.0811 | 1
| LCA | Outside LA Basin | 5 | Average Weekday | SCE | 1-in-2 | 2031 | 15 |  |  |  | 76.3295 | 1
| LCA | Outside LA Basin | 5 | Average Weekday | SCE | 1-in-2 | 2031 | 16 |  |  |  | 77.0623 | 1
| LCA | Outside LA Basin | 5 | Average Weekday | SCE | 1-in-2 | 2031 | 17 |  |  |  | 77.2838 | 1
| LCA | Outside LA Basin | 5 | Average Weekday | SCE | 1-in-2 | 2031 | 18 |  |  |  | 76.6675 | 1
| LCA | Outside LA Basin | 5 | Average Weekday | SCE | 1-in-2 | 2031 | 19 |  |  |  | 75.2703 | 1
| LCA | Outside LA Basin | 5 | Average Weekday | SCE | 1-in-2 | 2031 | 20 |  |  |  | 72.9802 | 1
| LCA | Outside LA Basin | 5 | Average Weekday | SCE | 1-in-2 | 2031 | 21 |  |  |  | 69.5905 | 1
| LCA | Outside LA Basin | 5 | Average Weekday | SCE | 1-in-2 | 2031 | 22 |  |  |  | 66.5993 | 1
| LCA | Outside LA Basin | 5 | Average Weekday | SCE | 1-in-2 | 2031 | 23 |  |  |  | 64.7036 | 1
| LCA | Outside LA Basin | 5 | Average Weekday | SCE | 1-in-2 | 2031 | 24 |  |  |  | 63.0014 | 1
| LCA | Outside LA Basin | 5 | Monthly System Peak Day | SCE | 1-in-2 | 2031 | 1 |  |  |  | 67.2867 | 1
| LCA | Outside LA Basin | 5 | Monthly System Peak Day | SCE | 1-in-2 | 2031 | 2 |  |  |  | 65.1267 | 1
| LCA | Outside LA Basin | 5 | Monthly System Peak Day | SCE | 1-in-2 | 2031 | 3 |  |  |  | 64.1067 | 1
| LCA | Outside LA Basin | 5 | Monthly System Peak Day | SCE | 1-in-2 | 2031 | 4 |  |  |  | 62.5933 | 1
| LCA | Outside LA Basin | 5 | Monthly System Peak Day | SCE | 1-in-2 | 2031 | 5 |  |  |  | 60.6067 | 1
| LCA | Outside LA Basin | 5 | Monthly System Peak Day | SCE | 1-in-2 | 2031 | 6 |  |  |  | 60.18 | 1
| LCA | Outside LA Basin | 5 | Monthly System Peak Day | SCE | 1-in-2 | 2031 | 7 |  |  |  | 59.8233 | 1
| LCA | Outside LA Basin | 5 | Monthly System Peak Day | SCE | 1-in-2 | 2031 | 8 |  |  |  | 59.8433 | 1
| LCA | Outside LA Basin | 5 | Monthly System Peak Day | SCE | 1-in-2 | 2031 | 9 |  |  |  | 60.9633 | 1
| LCA | Outside LA Basin | 5 | Monthly System Peak Day | SCE | 1-in-2 | 2031 | 10 |  |  |  | 66.41 | 1
| LCA | Outside LA Basin | 5 | Monthly System Peak Day | SCE | 1-in-2 | 2031 | 11 |  |  |  | 71.1333 | 1
| LCA | Outside LA Basin | 5 | Monthly System Peak Day | SCE | 1-in-2 | 2031 | 12 |  |  |  | 75.33 | 1
| LCA | Outside LA Basin | 5 | Monthly System Peak Day | SCE | 1-in-2 | 2031 | 13 |  |  |  | 79.1 | 1
| LCA | Outside LA Basin | 5 | Monthly System Peak Day | SCE | 1-in-2 | 2031 | 14 |  |  |  | 81.1667 | 1
| LCA | Outside LA Basin | 5 | Monthly System Peak Day | SCE | 1-in-2 | 2031 | 15 |  |  |  | 83.1333 | 1
| LCA | Outside LA Basin | 5 | Monthly System Peak Day | SCE | 1-in-2 | 2031 | 16 |  |  |  | 85.4 | 1
| LCA | Outside LA Basin | 5 | Monthly System Peak Day | SCE | 1-in-2 | 2031 | 17 |  |  |  | 86.3667 | 1
| LCA | Outside LA Basin | 5 | Monthly System Peak Day | SCE | 1-in-2 | 2031 | 18 |  |  |  | 86.4 | 1
| LCA | Outside LA Basin | 5 | Monthly System Peak Day | SCE | 1-in-2 | 2031 | 19 |  |  |  | 85.9667 | 1
| LCA | Outside LA Basin | 5 | Monthly System Peak Day | SCE | 1-in-2 | 2031 | 20 |  |  |  | 83.2333 | 1
| LCA | Outside LA Basin | 5 | Monthly System Peak Day | SCE | 1-in-2 | 2031 | 21 |  |  |  | 78.9 | 1
| LCA | Outside LA Basin | 5 | Monthly System Peak Day | SCE | 1-in-2 | 2031 | 22 |  |  |  | 75.6667 | 1
| LCA | Outside LA Basin | 5 | Monthly System Peak Day | SCE | 1-in-2 | 2031 | 23 |  |  |  | 72.9667 | 1
| LCA | Outside LA Basin | 5 | Monthly System Peak Day | SCE | 1-in-2 | 2031 | 24 |  |  |  | 70.35 | 1
| LCA | Outside LA Basin | 6 | Average Weekday | SCE | 1-in-2 | 2031 | 1 |  |  |  | 70.2183 | 1
| LCA | Outside LA Basin | 6 | Average Weekday | SCE | 1-in-2 | 2031 | 2 |  |  |  | 68.7472 | 1
| LCA | Outside LA Basin | 6 | Average Weekday | SCE | 1-in-2 | 2031 | 3 |  |  |  | 67.542 | 1
| LCA | Outside LA Basin | 6 | Average Weekday | SCE | 1-in-2 | 2031 | 4 |  |  |  | 66.3818 | 1
| LCA | Outside LA Basin | 6 | Average Weekday | SCE | 1-in-2 | 2031 | 5 |  |  |  | 65.3338 | 1
| LCA | Outside LA Basin | 6 | Average Weekday | SCE | 1-in-2 | 2031 | 6 |  |  |  | 64.0672 | 1
| LCA | Outside LA Basin | 6 | Average Weekday | SCE | 1-in-2 | 2031 | 7 |  |  |  | 63.101 | 1
| LCA | Outside LA Basin | 6 | Average Weekday | SCE | 1-in-2 | 2031 | 8 |  |  |  | 64.2057 | 1
| LCA | Outside LA Basin | 6 | Average Weekday | SCE | 1-in-2 | 2031 | 9 |  |  |  | 67.7967 | 1
| LCA | Outside LA Basin | 6 | Average Weekday | SCE | 1-in-2 | 2031 | 10 |  |  |  | 72.0773 | 1
| LCA | Outside LA Basin | 6 | Average Weekday | SCE | 1-in-2 | 2031 | 11 |  |  |  | 76.7247 | 1
| LCA | Outside LA Basin | 6 | Average Weekday | SCE | 1-in-2 | 2031 | 12 |  |  |  | 80.4514 | 1
| LCA | Outside LA Basin | 6 | Average Weekday | SCE | 1-in-2 | 2031 | 13 |  |  |  | 83.3777 | 1
| LCA | Outside LA Basin | 6 | Average Weekday | SCE | 1-in-2 | 2031 | 14 |  |  |  | 85.5483 | 1
| LCA | Outside LA Basin | 6 | Average Weekday | SCE | 1-in-2 | 2031 | 15 |  |  |  | 86.8952 | 1
| LCA | Outside LA Basin | 6 | Average Weekday | SCE | 1-in-2 | 2031 | 16 |  |  |  | 87.5875 | 1
| LCA | Outside LA Basin | 6 | Average Weekday | SCE | 1-in-2 | 2031 | 17 |  |  |  | 87.5021 | 1
| LCA | Outside LA Basin | 6 | Average Weekday | SCE | 1-in-2 | 2031 | 18 |  |  |  | 86.6587 | 1
| LCA | Outside LA Basin | 6 | Average Weekday | SCE | 1-in-2 | 2031 | 19 |  |  |  | 85.162 | 1
| LCA | Outside LA Basin | 6 | Average Weekday | SCE | 1-in-2 | 2031 | 20 |  |  |  | 82.9063 | 1
| LCA | Outside LA Basin | 6 | Average Weekday | SCE | 1-in-2 | 2031 | 21 |  |  |  | 79.8354 | 1
| LCA | Outside LA Basin | 6 | Average Weekday | SCE | 1-in-2 | 2031 | 22 |  |  |  | 76.4285 | 1
| LCA | Outside LA Basin | 6 | Average Weekday | SCE | 1-in-2 | 2031 | 23 |  |  |  | 73.9694 | 1
| LCA | Outside LA Basin | 6 | Average Weekday | SCE | 1-in-2 | 2031 | 24 |  |  |  | 72.0462 | 1
| LCA | Outside LA Basin | 6 | Monthly System Peak Day | SCE | 1-in-2 | 2031 | 1 |  |  |  | 76.7667 | 1
| LCA | Outside LA Basin | 6 | Monthly System Peak Day | SCE | 1-in-2 | 2031 | 2 |  |  |  | 74.9667 | 1
| LCA | Outside LA Basin | 6 | Monthly System Peak Day | SCE | 1-in-2 | 2031 | 3 |  |  |  | 73.8667 | 1
| LCA | Outside LA Basin | 6 | Monthly System Peak Day | SCE | 1-in-2 | 2031 | 4 |  |  |  | 72.4433 | 1
| LCA | Outside LA Basin | 6 | Monthly System Peak Day | SCE | 1-in-2 | 2031 | 5 |  |  |  | 71.44 | 1
| LCA | Outside LA Basin | 6 | Monthly System Peak Day | SCE | 1-in-2 | 2031 | 6 |  |  |  | 70.69 | 1
| LCA | Outside LA Basin | 6 | Monthly System Peak Day | SCE | 1-in-2 | 2031 | 7 |  |  |  | 70.0833 | 1
| LCA | Outside LA Basin | 6 | Monthly System Peak Day | SCE | 1-in-2 | 2031 | 8 |  |  |  | 71.6933 | 1
| LCA | Outside LA Basin | 6 | Monthly System Peak Day | SCE | 1-in-2 | 2031 | 9 |  |  |  | 75.2333 | 1
| LCA | Outside LA Basin | 6 | Monthly System Peak Day | SCE | 1-in-2 | 2031 | 10 |  |  |  | 81.1 | 1
| LCA | Outside LA Basin | 6 | Monthly System Peak Day | SCE | 1-in-2 | 2031 | 11 |  |  |  | 84.2667 | 1
| LCA | Outside LA Basin | 6 | Monthly System Peak Day | SCE | 1-in-2 | 2031 | 12 |  |  |  | 86.2667 | 1
| LCA | Outside LA Basin | 6 | Monthly System Peak Day | SCE | 1-in-2 | 2031 | 13 |  |  |  | 87.7 | 1
| LCA | Outside LA Basin | 6 | Monthly System Peak Day | SCE | 1-in-2 | 2031 | 14 |  |  |  | 89.6 | 1
| LCA | Outside LA Basin | 6 | Monthly System Peak Day | SCE | 1-in-2 | 2031 | 15 |  |  |  | 89.9667 | 1
| LCA | Outside LA Basin | 6 | Monthly System Peak Day | SCE | 1-in-2 | 2031 | 16 |  |  |  | 89.7 | 1
| LCA | Outside LA Basin | 6 | Monthly System Peak Day | SCE | 1-in-2 | 2031 | 17 |  |  |  | 89.5333 | 1
| LCA | Outside LA Basin | 6 | Monthly System Peak Day | SCE | 1-in-2 | 2031 | 18 |  |  |  | 89.3667 | 1
| LCA | Outside LA Basin | 6 | Monthly System Peak Day | SCE | 1-in-2 | 2031 | 19 |  |  |  | 87.7333 | 1
| LCA | Outside LA Basin | 6 | Monthly System Peak Day | SCE | 1-in-2 | 2031 | 20 |  |  |  | 85.9333 | 1
| LCA | Outside LA Basin | 6 | Monthly System Peak Day | SCE | 1-in-2 | 2031 | 21 |  |  |  | 84.1 | 1
| LCA | Outside LA Basin | 6 | Monthly System Peak Day | SCE | 1-in-2 | 2031 | 22 |  |  |  | 82.1333 | 1
| LCA | Outside LA Basin | 6 | Monthly System Peak Day | SCE | 1-in-2 | 2031 | 23 |  |  |  | 79.5 | 1
| LCA | Outside LA Basin | 6 | Monthly System Peak Day | SCE | 1-in-2 | 2031 | 24 |  |  |  | 76.3667 | 1
| LCA | Outside LA Basin | 7 | Average Weekday | SCE | 1-in-2 | 2031 | 1 |  |  |  | 76.1269 | 1
| LCA | Outside LA Basin | 7 | Average Weekday | SCE | 1-in-2 | 2031 | 2 |  |  |  | 74.7718 | 1
| LCA | Outside LA Basin | 7 | Average Weekday | SCE | 1-in-2 | 2031 | 3 |  |  |  | 73.6633 | 1
| LCA | Outside LA Basin | 7 | Average Weekday | SCE | 1-in-2 | 2031 | 4 |  |  |  | 72.7788 | 1
| LCA | Outside LA Basin | 7 | Average Weekday | SCE | 1-in-2 | 2031 | 5 |  |  |  | 71.9272 | 1
| LCA | Outside LA Basin | 7 | Average Weekday | SCE | 1-in-2 | 2031 | 6 |  |  |  | 71.0136 | 1
| LCA | Outside LA Basin | 7 | Average Weekday | SCE | 1-in-2 | 2031 | 7 |  |  |  | 70.1683 | 1
| LCA | Outside LA Basin | 7 | Average Weekday | SCE | 1-in-2 | 2031 | 8 |  |  |  | 70.9198 | 1
| LCA | Outside LA Basin | 7 | Average Weekday | SCE | 1-in-2 | 2031 | 9 |  |  |  | 73.749 | 1
| LCA | Outside LA Basin | 7 | Average Weekday | SCE | 1-in-2 | 2031 | 10 |  |  |  | 77.6918 | 1
| LCA | Outside LA Basin | 7 | Average Weekday | SCE | 1-in-2 | 2031 | 11 |  |  |  | 81.8348 | 1
| LCA | Outside LA Basin | 7 | Average Weekday | SCE | 1-in-2 | 2031 | 12 |  |  |  | 85.2925 | 1
| LCA | Outside LA Basin | 7 | Average Weekday | SCE | 1-in-2 | 2031 | 13 |  |  |  | 88.0809 | 1
| LCA | Outside LA Basin | 7 | Average Weekday | SCE | 1-in-2 | 2031 | 14 |  |  |  | 90.2105 | 1
| LCA | Outside LA Basin | 7 | Average Weekday | SCE | 1-in-2 | 2031 | 15 |  |  |  | 91.2661 | 1
| LCA | Outside LA Basin | 7 | Average Weekday | SCE | 1-in-2 | 2031 | 16 |  |  |  | 91.6621 | 1
| LCA | Outside LA Basin | 7 | Average Weekday | SCE | 1-in-2 | 2031 | 17 |  |  |  | 91.5378 | 1
| LCA | Outside LA Basin | 7 | Average Weekday | SCE | 1-in-2 | 2031 | 18 |  |  |  | 90.7038 | 1
| LCA | Outside LA Basin | 7 | Average Weekday | SCE | 1-in-2 | 2031 | 19 |  |  |  | 89.0329 | 1
| LCA | Outside LA Basin | 7 | Average Weekday | SCE | 1-in-2 | 2031 | 20 |  |  |  | 86.7904 | 1
| LCA | Outside LA Basin | 7 | Average Weekday | SCE | 1-in-2 | 2031 | 21 |  |  |  | 84.0876 | 1
| LCA | Outside LA Basin | 7 | Average Weekday | SCE | 1-in-2 | 2031 | 22 |  |  |  | 81.1442 | 1
| LCA | Outside LA Basin | 7 | Average Weekday | SCE | 1-in-2 | 2031 | 23 |  |  |  | 79.1546 | 1
| LCA | Outside LA Basin | 7 | Average Weekday | SCE | 1-in-2 | 2031 | 24 |  |  |  | 77.4913 | 1
| LCA | Outside LA Basin | 7 | Monthly System Peak Day | SCE | 1-in-2 | 2031 | 1 |  |  |  | 83.1 | 1
| LCA | Outside LA Basin | 7 | Monthly System Peak Day | SCE | 1-in-2 | 2031 | 2 |  |  |  | 81.8667 | 1
| LCA | Outside LA Basin | 7 | Monthly System Peak Day | SCE | 1-in-2 | 2031 | 3 |  |  |  | 80.3667 | 1
| LCA | Outside LA Basin | 7 | Monthly System Peak Day | SCE | 1-in-2 | 2031 | 4 |  |  |  | 78.5 | 1
| LCA | Outside LA Basin | 7 | Monthly System Peak Day | SCE | 1-in-2 | 2031 | 5 |  |  |  | 78.0333 | 1
| LCA | Outside LA Basin | 7 | Monthly System Peak Day | SCE | 1-in-2 | 2031 | 6 |  |  |  | 76.5833 | 1
| LCA | Outside LA Basin | 7 | Monthly System Peak Day | SCE | 1-in-2 | 2031 | 7 |  |  |  | 76.6933 | 1
| LCA | Outside LA Basin | 7 | Monthly System Peak Day | SCE | 1-in-2 | 2031 | 8 |  |  |  | 77.1933 | 1
| LCA | Outside LA Basin | 7 | Monthly System Peak Day | SCE | 1-in-2 | 2031 | 9 |  |  |  | 78.5 | 1
| LCA | Outside LA Basin | 7 | Monthly System Peak Day | SCE | 1-in-2 | 2031 | 10 |  |  |  | 84.4 | 1
| LCA | Outside LA Basin | 7 | Monthly System Peak Day | SCE | 1-in-2 | 2031 | 11 |  |  |  | 88.5333 | 1
| LCA | Outside LA Basin | 7 | Monthly System Peak Day | SCE | 1-in-2 | 2031 | 12 |  |  |  | 91.3333 | 1
| LCA | Outside LA Basin | 7 | Monthly System Peak Day | SCE | 1-in-2 | 2031 | 13 |  |  |  | 93.8667 | 1
| LCA | Outside LA Basin | 7 | Monthly System Peak Day | SCE | 1-in-2 | 2031 | 14 |  |  |  | 96.5667 | 1
| LCA | Outside LA Basin | 7 | Monthly System Peak Day | SCE | 1-in-2 | 2031 | 15 |  |  |  | 97.3667 | 1
| LCA | Outside LA Basin | 7 | Monthly System Peak Day | SCE | 1-in-2 | 2031 | 16 |  |  |  | 97.4667 | 1
| LCA | Outside LA Basin | 7 | Monthly System Peak Day | SCE | 1-in-2 | 2031 | 17 |  |  |  | 97.7 | 1
| LCA | Outside LA Basin | 7 | Monthly System Peak Day | SCE | 1-in-2 | 2031 | 18 |  |  |  | 96.6333 | 1
| LCA | Outside LA Basin | 7 | Monthly System Peak Day | SCE | 1-in-2 | 2031 | 19 |  |  |  | 95.6 | 1
| LCA | Outside LA Basin | 7 | Monthly System Peak Day | SCE | 1-in-2 | 2031 | 20 |  |  |  | 93.7 | 1
| LCA | Outside LA Basin | 7 | Monthly System Peak Day | SCE | 1-in-2 | 2031 | 21 |  |  |  | 91.2 | 1
| LCA | Outside LA Basin | 7 | Monthly System Peak Day | SCE | 1-in-2 | 2031 | 22 |  |  |  | 88.6667 | 1
| LCA | Outside LA Basin | 7 | Monthly System Peak Day | SCE | 1-in-2 | 2031 | 23 |  |  |  | 87.2333 | 1
| LCA | Outside LA Basin | 7 | Monthly System Peak Day | SCE | 1-in-2 | 2031 | 24 |  |  |  | 85.4333 | 1
| LCA | Outside LA Basin | 8 | Average Weekday | SCE | 1-in-2 | 2031 | 1 |  |  |  | 75.7472 | 1
| LCA | Outside LA Basin | 8 | Average Weekday | SCE | 1-in-2 | 2031 | 2 |  |  |  | 74.2555 | 1
| LCA | Outside LA Basin | 8 | Average Weekday | SCE | 1-in-2 | 2031 | 3 |  |  |  | 73.0105 | 1
| LCA | Outside LA Basin | 8 | Average Weekday | SCE | 1-in-2 | 2031 | 4 |  |  |  | 72.0766 | 1
| LCA | Outside LA Basin | 8 | Average Weekday | SCE | 1-in-2 | 2031 | 5 |  |  |  | 70.8588 | 1
| LCA | Outside LA Basin | 8 | Average Weekday | SCE | 1-in-2 | 2031 | 6 |  |  |  | 69.7494 | 1
| LCA | Outside LA Basin | 8 | Average Weekday | SCE | 1-in-2 | 2031 | 7 |  |  |  | 68.9219 | 1
| LCA | Outside LA Basin | 8 | Average Weekday | SCE | 1-in-2 | 2031 | 8 |  |  |  | 68.7296 | 1
| LCA | Outside LA Basin | 8 | Average Weekday | SCE | 1-in-2 | 2031 | 9 |  |  |  | 71.4096 | 1
| LCA | Outside LA Basin | 8 | Average Weekday | SCE | 1-in-2 | 2031 | 10 |  |  |  | 75.4677 | 1
| LCA | Outside LA Basin | 8 | Average Weekday | SCE | 1-in-2 | 2031 | 11 |  |  |  | 80.3291 | 1
| LCA | Outside LA Basin | 8 | Average Weekday | SCE | 1-in-2 | 2031 | 12 |  |  |  | 84.3566 | 1
| LCA | Outside LA Basin | 8 | Average Weekday | SCE | 1-in-2 | 2031 | 13 |  |  |  | 87.425 | 1
| LCA | Outside LA Basin | 8 | Average Weekday | SCE | 1-in-2 | 2031 | 14 |  |  |  | 89.5426 | 1
| LCA | Outside LA Basin | 8 | Average Weekday | SCE | 1-in-2 | 2031 | 15 |  |  |  | 90.8609 | 1
| LCA | Outside LA Basin | 8 | Average Weekday | SCE | 1-in-2 | 2031 | 16 |  |  |  | 91.4819 | 1
| LCA | Outside LA Basin | 8 | Average Weekday | SCE | 1-in-2 | 2031 | 17 |  |  |  | 91.2461 | 1
| LCA | Outside LA Basin | 8 | Average Weekday | SCE | 1-in-2 | 2031 | 18 |  |  |  | 90.6423 | 1
| LCA | Outside LA Basin | 8 | Average Weekday | SCE | 1-in-2 | 2031 | 19 |  |  |  | 89.2134 | 1
| LCA | Outside LA Basin | 8 | Average Weekday | SCE | 1-in-2 | 2031 | 20 |  |  |  | 86.9542 | 1
| LCA | Outside LA Basin | 8 | Average Weekday | SCE | 1-in-2 | 2031 | 21 |  |  |  | 83.7909 | 1
| LCA | Outside LA Basin | 8 | Average Weekday | SCE | 1-in-2 | 2031 | 22 |  |  |  | 81.008 | 1
| LCA | Outside LA Basin | 8 | Average Weekday | SCE | 1-in-2 | 2031 | 23 |  |  |  | 79.0446 | 1
| LCA | Outside LA Basin | 8 | Average Weekday | SCE | 1-in-2 | 2031 | 24 |  |  |  | 77.3034 | 1
| LCA | Outside LA Basin | 8 | Monthly System Peak Day | SCE | 1-in-2 | 2031 | 1 |  |  |  | 83.1333 | 1
| LCA | Outside LA Basin | 8 | Monthly System Peak Day | SCE | 1-in-2 | 2031 | 2 |  |  |  | 81.4 | 1
| LCA | Outside LA Basin | 8 | Monthly System Peak Day | SCE | 1-in-2 | 2031 | 3 |  |  |  | 79.9333 | 1
| LCA | Outside LA Basin | 8 | Monthly System Peak Day | SCE | 1-in-2 | 2031 | 4 |  |  |  | 79.5333 | 1
| LCA | Outside LA Basin | 8 | Monthly System Peak Day | SCE | 1-in-2 | 2031 | 5 |  |  |  | 78.1 | 1
| LCA | Outside LA Basin | 8 | Monthly System Peak Day | SCE | 1-in-2 | 2031 | 6 |  |  |  | 76.7333 | 1
| LCA | Outside LA Basin | 8 | Monthly System Peak Day | SCE | 1-in-2 | 2031 | 7 |  |  |  | 76.2 | 1
| LCA | Outside LA Basin | 8 | Monthly System Peak Day | SCE | 1-in-2 | 2031 | 8 |  |  |  | 75.7 | 1
| LCA | Outside LA Basin | 8 | Monthly System Peak Day | SCE | 1-in-2 | 2031 | 9 |  |  |  | 77.5667 | 1
| LCA | Outside LA Basin | 8 | Monthly System Peak Day | SCE | 1-in-2 | 2031 | 10 |  |  |  | 81.4 | 1
| LCA | Outside LA Basin | 8 | Monthly System Peak Day | SCE | 1-in-2 | 2031 | 11 |  |  |  | 87.1 | 1
| LCA | Outside LA Basin | 8 | Monthly System Peak Day | SCE | 1-in-2 | 2031 | 12 |  |  |  | 90.1667 | 1
| LCA | Outside LA Basin | 8 | Monthly System Peak Day | SCE | 1-in-2 | 2031 | 13 |  |  |  | 92.1667 | 1
| LCA | Outside LA Basin | 8 | Monthly System Peak Day | SCE | 1-in-2 | 2031 | 14 |  |  |  | 94 | 1
| LCA | Outside LA Basin | 8 | Monthly System Peak Day | SCE | 1-in-2 | 2031 | 15 |  |  |  | 93.7 | 1
| LCA | Outside LA Basin | 8 | Monthly System Peak Day | SCE | 1-in-2 | 2031 | 16 |  |  |  | 92.6667 | 1
| LCA | Outside LA Basin | 8 | Monthly System Peak Day | SCE | 1-in-2 | 2031 | 17 |  |  |  | 90.6667 | 1
| LCA | Outside LA Basin | 8 | Monthly System Peak Day | SCE | 1-in-2 | 2031 | 18 |  |  |  | 92.6 | 1
| LCA | Outside LA Basin | 8 | Monthly System Peak Day | SCE | 1-in-2 | 2031 | 19 |  |  |  | 91.9 | 1
| LCA | Outside LA Basin | 8 | Monthly System Peak Day | SCE | 1-in-2 | 2031 | 20 |  |  |  | 89.5333 | 1
| LCA | Outside LA Basin | 8 | Monthly System Peak Day | SCE | 1-in-2 | 2031 | 21 |  |  |  | 87.2 | 1
| LCA | Outside LA Basin | 8 | Monthly System Peak Day | SCE | 1-in-2 | 2031 | 22 |  |  |  | 84.9667 | 1
| LCA | Outside LA Basin | 8 | Monthly System Peak Day | SCE | 1-in-2 | 2031 | 23 |  |  |  | 82.8333 | 1
| LCA | Outside LA Basin | 8 | Monthly System Peak Day | SCE | 1-in-2 | 2031 | 24 |  |  |  | 81.4667 | 1
| LCA | Outside LA Basin | 8 | Typical Event Day | SCE | 1-in-2 | 2031 | 1 |  |  |  | 80.3083 | 1
| LCA | Outside LA Basin | 8 | Typical Event Day | SCE | 1-in-2 | 2031 | 2 |  |  |  | 78.9 | 1
| LCA | Outside LA Basin | 8 | Typical Event Day | SCE | 1-in-2 | 2031 | 3 |  |  |  | 77.2833 | 1
| LCA | Outside LA Basin | 8 | Typical Event Day | SCE | 1-in-2 | 2031 | 4 |  |  |  | 75.9275 | 1
| LCA | Outside LA Basin | 8 | Typical Event Day | SCE | 1-in-2 | 2031 | 5 |  |  |  | 74.89 | 1
| LCA | Outside LA Basin | 8 | Typical Event Day | SCE | 1-in-2 | 2031 | 6 |  |  |  | 73.7808 | 1
| LCA | Outside LA Basin | 8 | Typical Event Day | SCE | 1-in-2 | 2031 | 7 |  |  |  | 73.0825 | 1
| LCA | Outside LA Basin | 8 | Typical Event Day | SCE | 1-in-2 | 2031 | 8 |  |  |  | 73.47 | 1
| LCA | Outside LA Basin | 8 | Typical Event Day | SCE | 1-in-2 | 2031 | 9 |  |  |  | 75.835 | 1
| LCA | Outside LA Basin | 8 | Typical Event Day | SCE | 1-in-2 | 2031 | 10 |  |  |  | 80.3833 | 1
| LCA | Outside LA Basin | 8 | Typical Event Day | SCE | 1-in-2 | 2031 | 11 |  |  |  | 84.875 | 1
| LCA | Outside LA Basin | 8 | Typical Event Day | SCE | 1-in-2 | 2031 | 12 |  |  |  | 88.05 | 1
| LCA | Outside LA Basin | 8 | Typical Event Day | SCE | 1-in-2 | 2031 | 13 |  |  |  | 90.55 | 1
| LCA | Outside LA Basin | 8 | Typical Event Day | SCE | 1-in-2 | 2031 | 14 |  |  |  | 92.8417 | 1
| LCA | Outside LA Basin | 8 | Typical Event Day | SCE | 1-in-2 | 2031 | 15 |  |  |  | 93.3917 | 1
| LCA | Outside LA Basin | 8 | Typical Event Day | SCE | 1-in-2 | 2031 | 16 |  |  |  | 93.25 | 1
| LCA | Outside LA Basin | 8 | Typical Event Day | SCE | 1-in-2 | 2031 | 17 |  |  |  | 92.6167 | 1
| LCA | Outside LA Basin | 8 | Typical Event Day | SCE | 1-in-2 | 2031 | 18 |  |  |  | 92.8833 | 1
| LCA | Outside LA Basin | 8 | Typical Event Day | SCE | 1-in-2 | 2031 | 19 |  |  |  | 91.9083 | 1
| LCA | Outside LA Basin | 8 | Typical Event Day | SCE | 1-in-2 | 2031 | 20 |  |  |  | 89.925 | 1
| LCA | Outside LA Basin | 8 | Typical Event Day | SCE | 1-in-2 | 2031 | 21 |  |  |  | 87.475 | 1
| LCA | Outside LA Basin | 8 | Typical Event Day | SCE | 1-in-2 | 2031 | 22 |  |  |  | 85.2083 | 1
| LCA | Outside LA Basin | 8 | Typical Event Day | SCE | 1-in-2 | 2031 | 23 |  |  |  | 83.3 | 1
| LCA | Outside LA Basin | 8 | Typical Event Day | SCE | 1-in-2 | 2031 | 24 |  |  |  | 81.2667 | 1
| LCA | Outside LA Basin | 9 | Average Weekday | SCE | 1-in-2 | 2031 | 1 |  |  |  | 70.0932 | 1
| LCA | Outside LA Basin | 9 | Average Weekday | SCE | 1-in-2 | 2031 | 2 |  |  |  | 68.5513 | 1
| LCA | Outside LA Basin | 9 | Average Weekday | SCE | 1-in-2 | 2031 | 3 |  |  |  | 67.3304 | 1
| LCA | Outside LA Basin | 9 | Average Weekday | SCE | 1-in-2 | 2031 | 4 |  |  |  | 66.2761 | 1
| LCA | Outside LA Basin | 9 | Average Weekday | SCE | 1-in-2 | 2031 | 5 |  |  |  | 65.0104 | 1
| LCA | Outside LA Basin | 9 | Average Weekday | SCE | 1-in-2 | 2031 | 6 |  |  |  | 63.9356 | 1
| LCA | Outside LA Basin | 9 | Average Weekday | SCE | 1-in-2 | 2031 | 7 |  |  |  | 63.0654 | 1
| LCA | Outside LA Basin | 9 | Average Weekday | SCE | 1-in-2 | 2031 | 8 |  |  |  | 62.6267 | 1
| LCA | Outside LA Basin | 9 | Average Weekday | SCE | 1-in-2 | 2031 | 9 |  |  |  | 64.3898 | 1
| LCA | Outside LA Basin | 9 | Average Weekday | SCE | 1-in-2 | 2031 | 10 |  |  |  | 68.3428 | 1
| LCA | Outside LA Basin | 9 | Average Weekday | SCE | 1-in-2 | 2031 | 11 |  |  |  | 72.951 | 1
| LCA | Outside LA Basin | 9 | Average Weekday | SCE | 1-in-2 | 2031 | 12 |  |  |  | 77.2645 | 1
| LCA | Outside LA Basin | 9 | Average Weekday | SCE | 1-in-2 | 2031 | 13 |  |  |  | 80.5357 | 1
| LCA | Outside LA Basin | 9 | Average Weekday | SCE | 1-in-2 | 2031 | 14 |  |  |  | 82.8833 | 1
| LCA | Outside LA Basin | 9 | Average Weekday | SCE | 1-in-2 | 2031 | 15 |  |  |  | 84.2578 | 1
| LCA | Outside LA Basin | 9 | Average Weekday | SCE | 1-in-2 | 2031 | 16 |  |  |  | 85.0622 | 1
| LCA | Outside LA Basin | 9 | Average Weekday | SCE | 1-in-2 | 2031 | 17 |  |  |  | 85.1449 | 1
| LCA | Outside LA Basin | 9 | Average Weekday | SCE | 1-in-2 | 2031 | 18 |  |  |  | 84.6285 | 1
| LCA | Outside LA Basin | 9 | Average Weekday | SCE | 1-in-2 | 2031 | 19 |  |  |  | 83.1673 | 1
| LCA | Outside LA Basin | 9 | Average Weekday | SCE | 1-in-2 | 2031 | 20 |  |  |  | 80.199 | 1
| LCA | Outside LA Basin | 9 | Average Weekday | SCE | 1-in-2 | 2031 | 21 |  |  |  | 76.7219 | 1
| LCA | Outside LA Basin | 9 | Average Weekday | SCE | 1-in-2 | 2031 | 22 |  |  |  | 74.6149 | 1
| LCA | Outside LA Basin | 9 | Average Weekday | SCE | 1-in-2 | 2031 | 23 |  |  |  | 72.8209 | 1
| LCA | Outside LA Basin | 9 | Average Weekday | SCE | 1-in-2 | 2031 | 24 |  |  |  | 71.2657 | 1
| LCA | Outside LA Basin | 9 | Monthly System Peak Day | SCE | 1-in-2 | 2031 | 1 |  |  |  | 78.2333 | 1
| LCA | Outside LA Basin | 9 | Monthly System Peak Day | SCE | 1-in-2 | 2031 | 2 |  |  |  | 77.3667 | 1
| LCA | Outside LA Basin | 9 | Monthly System Peak Day | SCE | 1-in-2 | 2031 | 3 |  |  |  | 74.9667 | 1
| LCA | Outside LA Basin | 9 | Monthly System Peak Day | SCE | 1-in-2 | 2031 | 4 |  |  |  | 73.2333 | 1
| LCA | Outside LA Basin | 9 | Monthly System Peak Day | SCE | 1-in-2 | 2031 | 5 |  |  |  | 71.9867 | 1
| LCA | Outside LA Basin | 9 | Monthly System Peak Day | SCE | 1-in-2 | 2031 | 6 |  |  |  | 71.1167 | 1
| LCA | Outside LA Basin | 9 | Monthly System Peak Day | SCE | 1-in-2 | 2031 | 7 |  |  |  | 69.3533 | 1
| LCA | Outside LA Basin | 9 | Monthly System Peak Day | SCE | 1-in-2 | 2031 | 8 |  |  |  | 69.2933 | 1
| LCA | Outside LA Basin | 9 | Monthly System Peak Day | SCE | 1-in-2 | 2031 | 9 |  |  |  | 72.04 | 1
| LCA | Outside LA Basin | 9 | Monthly System Peak Day | SCE | 1-in-2 | 2031 | 10 |  |  |  | 74.6333 | 1
| LCA | Outside LA Basin | 9 | Monthly System Peak Day | SCE | 1-in-2 | 2031 | 11 |  |  |  | 79.6 | 1
| LCA | Outside LA Basin | 9 | Monthly System Peak Day | SCE | 1-in-2 | 2031 | 12 |  |  |  | 84.4333 | 1
| LCA | Outside LA Basin | 9 | Monthly System Peak Day | SCE | 1-in-2 | 2031 | 13 |  |  |  | 88.4667 | 1
| LCA | Outside LA Basin | 9 | Monthly System Peak Day | SCE | 1-in-2 | 2031 | 14 |  |  |  | 91.2 | 1
| LCA | Outside LA Basin | 9 | Monthly System Peak Day | SCE | 1-in-2 | 2031 | 15 |  |  |  | 92.5333 | 1
| LCA | Outside LA Basin | 9 | Monthly System Peak Day | SCE | 1-in-2 | 2031 | 16 |  |  |  | 93.1667 | 1
| LCA | Outside LA Basin | 9 | Monthly System Peak Day | SCE | 1-in-2 | 2031 | 17 |  |  |  | 92.5667 | 1
| LCA | Outside LA Basin | 9 | Monthly System Peak Day | SCE | 1-in-2 | 2031 | 18 |  |  |  | 92.9333 | 1
| LCA | Outside LA Basin | 9 | Monthly System Peak Day | SCE | 1-in-2 | 2031 | 19 |  |  |  | 92.4 | 1
| LCA | Outside LA Basin | 9 | Monthly System Peak Day | SCE | 1-in-2 | 2031 | 20 |  |  |  | 90.5333 | 1
| LCA | Outside LA Basin | 9 | Monthly System Peak Day | SCE | 1-in-2 | 2031 | 21 |  |  |  | 87.4 | 1
| LCA | Outside LA Basin | 9 | Monthly System Peak Day | SCE | 1-in-2 | 2031 | 22 |  |  |  | 85.0667 | 1
| LCA | Outside LA Basin | 9 | Monthly System Peak Day | SCE | 1-in-2 | 2031 | 23 |  |  |  | 83.6333 | 1
| LCA | Outside LA Basin | 9 | Monthly System Peak Day | SCE | 1-in-2 | 2031 | 24 |  |  |  | 81.8 | 1
| LCA | Outside LA Basin | 10 | Average Weekday | SCE | 1-in-2 | 2031 | 1 |  |  |  | 60.4336 | 1
| LCA | Outside LA Basin | 10 | Average Weekday | SCE | 1-in-2 | 2031 | 2 |  |  |  | 59.286 | 1
| LCA | Outside LA Basin | 10 | Average Weekday | SCE | 1-in-2 | 2031 | 3 |  |  |  | 58.1458 | 1
| LCA | Outside LA Basin | 10 | Average Weekday | SCE | 1-in-2 | 2031 | 4 |  |  |  | 57.1754 | 1
| LCA | Outside LA Basin | 10 | Average Weekday | SCE | 1-in-2 | 2031 | 5 |  |  |  | 56.215 | 1
| LCA | Outside LA Basin | 10 | Average Weekday | SCE | 1-in-2 | 2031 | 6 |  |  |  | 55.1583 | 1
| LCA | Outside LA Basin | 10 | Average Weekday | SCE | 1-in-2 | 2031 | 7 |  |  |  | 54.49 | 1
| LCA | Outside LA Basin | 10 | Average Weekday | SCE | 1-in-2 | 2031 | 8 |  |  |  | 53.6358 | 1
| LCA | Outside LA Basin | 10 | Average Weekday | SCE | 1-in-2 | 2031 | 9 |  |  |  | 54.4171 | 1
| LCA | Outside LA Basin | 10 | Average Weekday | SCE | 1-in-2 | 2031 | 10 |  |  |  | 57.9545 | 1
| LCA | Outside LA Basin | 10 | Average Weekday | SCE | 1-in-2 | 2031 | 11 |  |  |  | 61.7414 | 1
| LCA | Outside LA Basin | 10 | Average Weekday | SCE | 1-in-2 | 2031 | 12 |  |  |  | 65.9167 | 1
| LCA | Outside LA Basin | 10 | Average Weekday | SCE | 1-in-2 | 2031 | 13 |  |  |  | 68.9416 | 1
| LCA | Outside LA Basin | 10 | Average Weekday | SCE | 1-in-2 | 2031 | 14 |  |  |  | 71.197 | 1
| LCA | Outside LA Basin | 10 | Average Weekday | SCE | 1-in-2 | 2031 | 15 |  |  |  | 72.6184 | 1
| LCA | Outside LA Basin | 10 | Average Weekday | SCE | 1-in-2 | 2031 | 16 |  |  |  | 73.7341 | 1
| LCA | Outside LA Basin | 10 | Average Weekday | SCE | 1-in-2 | 2031 | 17 |  |  |  | 74.2117 | 1
| LCA | Outside LA Basin | 10 | Average Weekday | SCE | 1-in-2 | 2031 | 18 |  |  |  | 73.7775 | 1
| LCA | Outside LA Basin | 10 | Average Weekday | SCE | 1-in-2 | 2031 | 19 |  |  |  | 72.1593 | 1
| LCA | Outside LA Basin | 10 | Average Weekday | SCE | 1-in-2 | 2031 | 20 |  |  |  | 69.4478 | 1
| LCA | Outside LA Basin | 10 | Average Weekday | SCE | 1-in-2 | 2031 | 21 |  |  |  | 66.7659 | 1
| LCA | Outside LA Basin | 10 | Average Weekday | SCE | 1-in-2 | 2031 | 22 |  |  |  | 64.546 | 1
| LCA | Outside LA Basin | 10 | Average Weekday | SCE | 1-in-2 | 2031 | 23 |  |  |  | 62.7739 | 1
| LCA | Outside LA Basin | 10 | Average Weekday | SCE | 1-in-2 | 2031 | 24 |  |  |  | 61.2232 | 1
| LCA | Outside LA Basin | 10 | Monthly System Peak Day | SCE | 1-in-2 | 2031 | 1 |  |  |  | 63.64 | 1
| LCA | Outside LA Basin | 10 | Monthly System Peak Day | SCE | 1-in-2 | 2031 | 2 |  |  |  | 62 | 1
| LCA | Outside LA Basin | 10 | Monthly System Peak Day | SCE | 1-in-2 | 2031 | 3 |  |  |  | 60.68 | 1
| LCA | Outside LA Basin | 10 | Monthly System Peak Day | SCE | 1-in-2 | 2031 | 4 |  |  |  | 59.6367 | 1
| LCA | Outside LA Basin | 10 | Monthly System Peak Day | SCE | 1-in-2 | 2031 | 5 |  |  |  | 58.04 | 1
| LCA | Outside LA Basin | 10 | Monthly System Peak Day | SCE | 1-in-2 | 2031 | 6 |  |  |  | 57.4667 | 1
| LCA | Outside LA Basin | 10 | Monthly System Peak Day | SCE | 1-in-2 | 2031 | 7 |  |  |  | 55.4333 | 1
| LCA | Outside LA Basin | 10 | Monthly System Peak Day | SCE | 1-in-2 | 2031 | 8 |  |  |  | 55.1433 | 1
| LCA | Outside LA Basin | 10 | Monthly System Peak Day | SCE | 1-in-2 | 2031 | 9 |  |  |  | 56.5233 | 1
| LCA | Outside LA Basin | 10 | Monthly System Peak Day | SCE | 1-in-2 | 2031 | 10 |  |  |  | 60.3667 | 1
| LCA | Outside LA Basin | 10 | Monthly System Peak Day | SCE | 1-in-2 | 2031 | 11 |  |  |  | 65.6933 | 1
| LCA | Outside LA Basin | 10 | Monthly System Peak Day | SCE | 1-in-2 | 2031 | 12 |  |  |  | 71.3633 | 1
| LCA | Outside LA Basin | 10 | Monthly System Peak Day | SCE | 1-in-2 | 2031 | 13 |  |  |  | 75.4 | 1
| LCA | Outside LA Basin | 10 | Monthly System Peak Day | SCE | 1-in-2 | 2031 | 14 |  |  |  | 77.8667 | 1
| LCA | Outside LA Basin | 10 | Monthly System Peak Day | SCE | 1-in-2 | 2031 | 15 |  |  |  | 80.0667 | 1
| LCA | Outside LA Basin | 10 | Monthly System Peak Day | SCE | 1-in-2 | 2031 | 16 |  |  |  | 81.4333 | 1
| LCA | Outside LA Basin | 10 | Monthly System Peak Day | SCE | 1-in-2 | 2031 | 17 |  |  |  | 82.6 | 1
| LCA | Outside LA Basin | 10 | Monthly System Peak Day | SCE | 1-in-2 | 2031 | 18 |  |  |  | 82.6 | 1
| LCA | Outside LA Basin | 10 | Monthly System Peak Day | SCE | 1-in-2 | 2031 | 19 |  |  |  | 81.5 | 1
| LCA | Outside LA Basin | 10 | Monthly System Peak Day | SCE | 1-in-2 | 2031 | 20 |  |  |  | 79.6667 | 1
| LCA | Outside LA Basin | 10 | Monthly System Peak Day | SCE | 1-in-2 | 2031 | 21 |  |  |  | 76.4 | 1
| LCA | Outside LA Basin | 10 | Monthly System Peak Day | SCE | 1-in-2 | 2031 | 22 |  |  |  | 73.4567 | 1
| LCA | Outside LA Basin | 10 | Monthly System Peak Day | SCE | 1-in-2 | 2031 | 23 |  |  |  | 70.2367 | 1
| LCA | Outside LA Basin | 10 | Monthly System Peak Day | SCE | 1-in-2 | 2031 | 24 |  |  |  | 68.1933 | 1
| LCA | Outside LA Basin | 11 | Average Weekday | SCE | 1-in-2 | 2031 | 1 |  |  |  | 50.3167 | 1
| LCA | Outside LA Basin | 11 | Average Weekday | SCE | 1-in-2 | 2031 | 2 |  |  |  | 49.3569 | 1
| LCA | Outside LA Basin | 11 | Average Weekday | SCE | 1-in-2 | 2031 | 3 |  |  |  | 48.4878 | 1
| LCA | Outside LA Basin | 11 | Average Weekday | SCE | 1-in-2 | 2031 | 4 |  |  |  | 47.5462 | 1
| LCA | Outside LA Basin | 11 | Average Weekday | SCE | 1-in-2 | 2031 | 5 |  |  |  | 46.7327 | 1
| LCA | Outside LA Basin | 11 | Average Weekday | SCE | 1-in-2 | 2031 | 6 |  |  |  | 46.0488 | 1
| LCA | Outside LA Basin | 11 | Average Weekday | SCE | 1-in-2 | 2031 | 7 |  |  |  | 45.52 | 1
| LCA | Outside LA Basin | 11 | Average Weekday | SCE | 1-in-2 | 2031 | 8 |  |  |  | 45.3154 | 1
| LCA | Outside LA Basin | 11 | Average Weekday | SCE | 1-in-2 | 2031 | 9 |  |  |  | 47.3197 | 1
| LCA | Outside LA Basin | 11 | Average Weekday | SCE | 1-in-2 | 2031 | 10 |  |  |  | 50.8691 | 1
| LCA | Outside LA Basin | 11 | Average Weekday | SCE | 1-in-2 | 2031 | 11 |  |  |  | 54.8616 | 1
| LCA | Outside LA Basin | 11 | Average Weekday | SCE | 1-in-2 | 2031 | 12 |  |  |  | 58.2734 | 1
| LCA | Outside LA Basin | 11 | Average Weekday | SCE | 1-in-2 | 2031 | 13 |  |  |  | 60.7605 | 1
| LCA | Outside LA Basin | 11 | Average Weekday | SCE | 1-in-2 | 2031 | 14 |  |  |  | 62.569 | 1
| LCA | Outside LA Basin | 11 | Average Weekday | SCE | 1-in-2 | 2031 | 15 |  |  |  | 63.734 | 1
| LCA | Outside LA Basin | 11 | Average Weekday | SCE | 1-in-2 | 2031 | 16 |  |  |  | 64.2435 | 1
| LCA | Outside LA Basin | 11 | Average Weekday | SCE | 1-in-2 | 2031 | 17 |  |  |  | 63.9308 | 1
| LCA | Outside LA Basin | 11 | Average Weekday | SCE | 1-in-2 | 2031 | 18 |  |  |  | 62.2643 | 1
| LCA | Outside LA Basin | 11 | Average Weekday | SCE | 1-in-2 | 2031 | 19 |  |  |  | 59.8024 | 1
| LCA | Outside LA Basin | 11 | Average Weekday | SCE | 1-in-2 | 2031 | 20 |  |  |  | 57.6427 | 1
| LCA | Outside LA Basin | 11 | Average Weekday | SCE | 1-in-2 | 2031 | 21 |  |  |  | 55.6085 | 1
| LCA | Outside LA Basin | 11 | Average Weekday | SCE | 1-in-2 | 2031 | 22 |  |  |  | 54.1119 | 1
| LCA | Outside LA Basin | 11 | Average Weekday | SCE | 1-in-2 | 2031 | 23 |  |  |  | 52.8488 | 1
| LCA | Outside LA Basin | 11 | Average Weekday | SCE | 1-in-2 | 2031 | 24 |  |  |  | 51.6978 | 1
| LCA | Outside LA Basin | 11 | Monthly System Peak Day | SCE | 1-in-2 | 2031 | 1 |  |  |  | 55.42 | 1
| LCA | Outside LA Basin | 11 | Monthly System Peak Day | SCE | 1-in-2 | 2031 | 2 |  |  |  | 53.26 | 1
| LCA | Outside LA Basin | 11 | Monthly System Peak Day | SCE | 1-in-2 | 2031 | 3 |  |  |  | 52.3233 | 1
| LCA | Outside LA Basin | 11 | Monthly System Peak Day | SCE | 1-in-2 | 2031 | 4 |  |  |  | 50.53 | 1
| LCA | Outside LA Basin | 11 | Monthly System Peak Day | SCE | 1-in-2 | 2031 | 5 |  |  |  | 49.4333 | 1
| LCA | Outside LA Basin | 11 | Monthly System Peak Day | SCE | 1-in-2 | 2031 | 6 |  |  |  | 48.84 | 1
| LCA | Outside LA Basin | 11 | Monthly System Peak Day | SCE | 1-in-2 | 2031 | 7 |  |  |  | 48.4367 | 1
| LCA | Outside LA Basin | 11 | Monthly System Peak Day | SCE | 1-in-2 | 2031 | 8 |  |  |  | 48.8867 | 1
| LCA | Outside LA Basin | 11 | Monthly System Peak Day | SCE | 1-in-2 | 2031 | 9 |  |  |  | 50.3233 | 1
| LCA | Outside LA Basin | 11 | Monthly System Peak Day | SCE | 1-in-2 | 2031 | 10 |  |  |  | 54.6 | 1
| LCA | Outside LA Basin | 11 | Monthly System Peak Day | SCE | 1-in-2 | 2031 | 11 |  |  |  | 60.1 | 1
| LCA | Outside LA Basin | 11 | Monthly System Peak Day | SCE | 1-in-2 | 2031 | 12 |  |  |  | 65.17 | 1
| LCA | Outside LA Basin | 11 | Monthly System Peak Day | SCE | 1-in-2 | 2031 | 13 |  |  |  | 69.0433 | 1
| LCA | Outside LA Basin | 11 | Monthly System Peak Day | SCE | 1-in-2 | 2031 | 14 |  |  |  | 71.8667 | 1
| LCA | Outside LA Basin | 11 | Monthly System Peak Day | SCE | 1-in-2 | 2031 | 15 |  |  |  | 73.5 | 1
| LCA | Outside LA Basin | 11 | Monthly System Peak Day | SCE | 1-in-2 | 2031 | 16 |  |  |  | 74.9333 | 1
| LCA | Outside LA Basin | 11 | Monthly System Peak Day | SCE | 1-in-2 | 2031 | 17 |  |  |  | 75.4 | 1
| LCA | Outside LA Basin | 11 | Monthly System Peak Day | SCE | 1-in-2 | 2031 | 18 |  |  |  | 74.4667 | 1
| LCA | Outside LA Basin | 11 | Monthly System Peak Day | SCE | 1-in-2 | 2031 | 19 |  |  |  | 72.0267 | 1
| LCA | Outside LA Basin | 11 | Monthly System Peak Day | SCE | 1-in-2 | 2031 | 20 |  |  |  | 69.2733 | 1
| LCA | Outside LA Basin | 11 | Monthly System Peak Day | SCE | 1-in-2 | 2031 | 21 |  |  |  | 66.08 | 1
| LCA | Outside LA Basin | 11 | Monthly System Peak Day | SCE | 1-in-2 | 2031 | 22 |  |  |  | 62.71 | 1
| LCA | Outside LA Basin | 11 | Monthly System Peak Day | SCE | 1-in-2 | 2031 | 23 |  |  |  | 60.74 | 1
| LCA | Outside LA Basin | 11 | Monthly System Peak Day | SCE | 1-in-2 | 2031 | 24 |  |  |  | 58.7433 | 1
| LCA | Outside LA Basin | 12 | Average Weekday | SCE | 1-in-2 | 2031 | 1 |  |  |  | 45.0921 | 1
| LCA | Outside LA Basin | 12 | Average Weekday | SCE | 1-in-2 | 2031 | 2 |  |  |  | 44.3702 | 1
| LCA | Outside LA Basin | 12 | Average Weekday | SCE | 1-in-2 | 2031 | 3 |  |  |  | 43.7639 | 1
| LCA | Outside LA Basin | 12 | Average Weekday | SCE | 1-in-2 | 2031 | 4 |  |  |  | 42.9765 | 1
| LCA | Outside LA Basin | 12 | Average Weekday | SCE | 1-in-2 | 2031 | 5 |  |  |  | 42.3767 | 1
| LCA | Outside LA Basin | 12 | Average Weekday | SCE | 1-in-2 | 2031 | 6 |  |  |  | 41.9821 | 1
| LCA | Outside LA Basin | 12 | Average Weekday | SCE | 1-in-2 | 2031 | 7 |  |  |  | 41.6482 | 1
| LCA | Outside LA Basin | 12 | Average Weekday | SCE | 1-in-2 | 2031 | 8 |  |  |  | 41.6843 | 1
| LCA | Outside LA Basin | 12 | Average Weekday | SCE | 1-in-2 | 2031 | 9 |  |  |  | 42.0668 | 1
| LCA | Outside LA Basin | 12 | Average Weekday | SCE | 1-in-2 | 2031 | 10 |  |  |  | 44.0885 | 1
| LCA | Outside LA Basin | 12 | Average Weekday | SCE | 1-in-2 | 2031 | 11 |  |  |  | 46.8469 | 1
| LCA | Outside LA Basin | 12 | Average Weekday | SCE | 1-in-2 | 2031 | 12 |  |  |  | 49.5349 | 1
| LCA | Outside LA Basin | 12 | Average Weekday | SCE | 1-in-2 | 2031 | 13 |  |  |  | 51.4815 | 1
| LCA | Outside LA Basin | 12 | Average Weekday | SCE | 1-in-2 | 2031 | 14 |  |  |  | 52.9409 | 1
| LCA | Outside LA Basin | 12 | Average Weekday | SCE | 1-in-2 | 2031 | 15 |  |  |  | 54.0926 | 1
| LCA | Outside LA Basin | 12 | Average Weekday | SCE | 1-in-2 | 2031 | 16 |  |  |  | 54.4437 | 1
| LCA | Outside LA Basin | 12 | Average Weekday | SCE | 1-in-2 | 2031 | 17 |  |  |  | 54.2707 | 1
| LCA | Outside LA Basin | 12 | Average Weekday | SCE | 1-in-2 | 2031 | 18 |  |  |  | 52.7977 | 1
| LCA | Outside LA Basin | 12 | Average Weekday | SCE | 1-in-2 | 2031 | 19 |  |  |  | 50.9346 | 1
| LCA | Outside LA Basin | 12 | Average Weekday | SCE | 1-in-2 | 2031 | 20 |  |  |  | 49.4582 | 1
| LCA | Outside LA Basin | 12 | Average Weekday | SCE | 1-in-2 | 2031 | 21 |  |  |  | 48.0147 | 1
| LCA | Outside LA Basin | 12 | Average Weekday | SCE | 1-in-2 | 2031 | 22 |  |  |  | 46.8687 | 1
| LCA | Outside LA Basin | 12 | Average Weekday | SCE | 1-in-2 | 2031 | 23 |  |  |  | 45.9316 | 1
| LCA | Outside LA Basin | 12 | Average Weekday | SCE | 1-in-2 | 2031 | 24 |  |  |  | 45.0562 | 1
| LCA | Outside LA Basin | 12 | Monthly System Peak Day | SCE | 1-in-2 | 2031 | 1 |  |  |  | 32.01 | 1
| LCA | Outside LA Basin | 12 | Monthly System Peak Day | SCE | 1-in-2 | 2031 | 2 |  |  |  | 31.58 | 1
| LCA | Outside LA Basin | 12 | Monthly System Peak Day | SCE | 1-in-2 | 2031 | 3 |  |  |  | 30.7 | 1
| LCA | Outside LA Basin | 12 | Monthly System Peak Day | SCE | 1-in-2 | 2031 | 4 |  |  |  | 29.6667 | 1
| LCA | Outside LA Basin | 12 | Monthly System Peak Day | SCE | 1-in-2 | 2031 | 5 |  |  |  | 28.1867 | 1
| LCA | Outside LA Basin | 12 | Monthly System Peak Day | SCE | 1-in-2 | 2031 | 6 |  |  |  | 27.6067 | 1
| LCA | Outside LA Basin | 12 | Monthly System Peak Day | SCE | 1-in-2 | 2031 | 7 |  |  |  | 27.9167 | 1
| LCA | Outside LA Basin | 12 | Monthly System Peak Day | SCE | 1-in-2 | 2031 | 8 |  |  |  | 26.9333 | 1
| LCA | Outside LA Basin | 12 | Monthly System Peak Day | SCE | 1-in-2 | 2031 | 9 |  |  |  | 28.0667 | 1
| LCA | Outside LA Basin | 12 | Monthly System Peak Day | SCE | 1-in-2 | 2031 | 10 |  |  |  | 32.0067 | 1
| LCA | Outside LA Basin | 12 | Monthly System Peak Day | SCE | 1-in-2 | 2031 | 11 |  |  |  | 35.99 | 1
| LCA | Outside LA Basin | 12 | Monthly System Peak Day | SCE | 1-in-2 | 2031 | 12 |  |  |  | 39.0633 | 1
| LCA | Outside LA Basin | 12 | Monthly System Peak Day | SCE | 1-in-2 | 2031 | 13 |  |  |  | 40.5267 | 1
| LCA | Outside LA Basin | 12 | Monthly System Peak Day | SCE | 1-in-2 | 2031 | 14 |  |  |  | 41.93 | 1
| LCA | Outside LA Basin | 12 | Monthly System Peak Day | SCE | 1-in-2 | 2031 | 15 |  |  |  | 43.4467 | 1
| LCA | Outside LA Basin | 12 | Monthly System Peak Day | SCE | 1-in-2 | 2031 | 16 |  |  |  | 44.38 | 1
| LCA | Outside LA Basin | 12 | Monthly System Peak Day | SCE | 1-in-2 | 2031 | 17 |  |  |  | 44.5667 | 1
| LCA | Outside LA Basin | 12 | Monthly System Peak Day | SCE | 1-in-2 | 2031 | 18 |  |  |  | 43.1667 | 1
| LCA | Outside LA Basin | 12 | Monthly System Peak Day | SCE | 1-in-2 | 2031 | 19 |  |  |  | 40.54 | 1
| LCA | Outside LA Basin | 12 | Monthly System Peak Day | SCE | 1-in-2 | 2031 | 20 |  |  |  | 37.9467 | 1
| LCA | Outside LA Basin | 12 | Monthly System Peak Day | SCE | 1-in-2 | 2031 | 21 |  |  |  | 35.7167 | 1
| LCA | Outside LA Basin | 12 | Monthly System Peak Day | SCE | 1-in-2 | 2031 | 22 |  |  |  | 34.31 | 1
| LCA | Outside LA Basin | 12 | Monthly System Peak Day | SCE | 1-in-2 | 2031 | 23 |  |  |  | 33.5767 | 1
| LCA | Outside LA Basin | 12 | Monthly System Peak Day | SCE | 1-in-2 | 2031 | 24 |  |  |  | 31.0067 | 1
| Zone | Remainder of System | 1 | Average Weekday | CAISO | 1-in-10 | 2021 | 1 | 253.6208 | 259.8562 | 10.0023 | 48.5418 | 0
| Zone | Remainder of System | 1 | Average Weekday | CAISO | 1-in-10 | 2021 | 2 | 248.391 | 254.6077 | 10.0179 | 47.7538 | 0
| Zone | Remainder of System | 1 | Average Weekday | CAISO | 1-in-10 | 2021 | 3 | 384.0158 | 394.0506 | 10.0214 | 47.1481 | 0
| Zone | Remainder of System | 1 | Average Weekday | CAISO | 1-in-10 | 2021 | 4 | 552.9692 | 569.4963 | 10.0253 | 46.4563 | 0
| Zone | Remainder of System | 1 | Average Weekday | CAISO | 1-in-10 | 2021 | 5 | 532.2707 | 559.6539 | 10.0278 | 45.7587 | 0
| Zone | Remainder of System | 1 | Average Weekday | CAISO | 1-in-10 | 2021 | 6 | 511.7785 | 540.9001 | 10.0303 | 45.1036 | 0
| Zone | Remainder of System | 1 | Average Weekday | CAISO | 1-in-10 | 2021 | 7 | 517.6432 | 515.639 | 10.0036 | 44.5655 | 0
| Zone | Remainder of System | 1 | Average Weekday | CAISO | 1-in-10 | 2021 | 8 | 517.481 | 521.6807 | 9.9846 | 44.3307 | 0
| Zone | Remainder of System | 1 | Average Weekday | CAISO | 1-in-10 | 2021 | 9 | 484.8333 | 508.2426 | 9.9687 | 44.8068 | 0
| Zone | Remainder of System | 1 | Average Weekday | CAISO | 1-in-10 | 2021 | 10 | 469.1122 | 482.2704 | 9.9815 | 47.5928 | 0
| Zone | Remainder of System | 1 | Average Weekday | CAISO | 1-in-10 | 2021 | 11 | 445.6504 | 454.0233 | 9.9717 | 51.3252 | 0
| Zone | Remainder of System | 1 | Average Weekday | CAISO | 1-in-10 | 2021 | 12 | 443.7024 | 448.7356 | 9.9652 | 54.7156 | 0
| Zone | Remainder of System | 1 | Average Weekday | CAISO | 1-in-10 | 2021 | 13 | 376.0776 | 386.7102 | 9.9699 | 57.1933 | 0
| Zone | Remainder of System | 1 | Average Weekday | CAISO | 1-in-10 | 2021 | 14 | 335.5054 | 343.17 | 9.9745 | 58.7299 | 0
| Zone | Remainder of System | 1 | Average Weekday | CAISO | 1-in-10 | 2021 | 15 | 295.202 | 302.8063 | 9.9812 | 59.7358 | 0
| Zone | Remainder of System | 1 | Average Weekday | CAISO | 1-in-10 | 2021 | 16 | 263.0089 | 265.7578 | 10.0002 | 60.1875 | 0
| Zone | Remainder of System | 1 | Average Weekday | CAISO | 1-in-10 | 2021 | 17 | 263.0233 | 268.7646 | 10.0137 | 59.7999 | 0
| Zone | Remainder of System | 1 | Average Weekday | CAISO | 1-in-10 | 2021 | 18 | 243.8279 | 249.7578 | 9.9994 | 58.3041 | 0
| Zone | Remainder of System | 1 | Average Weekday | CAISO | 1-in-10 | 2021 | 19 | 259.6535 | 263.8759 | 10.4978 | 55.9215 | 0
| Zone | Remainder of System | 1 | Average Weekday | CAISO | 1-in-10 | 2021 | 20 | 254.8324 | 316.4283 | 10.4735 | 54.1041 | 0
| Zone | Remainder of System | 1 | Average Weekday | CAISO | 1-in-10 | 2021 | 21 | 239.7862 | 246.1482 | 9.9707 | 52.7602 | 0
| Zone | Remainder of System | 1 | Average Weekday | CAISO | 1-in-10 | 2021 | 22 | 401.3588 | 416.7732 | 9.9427 | 51.5587 | 0
| Zone | Remainder of System | 1 | Average Weekday | CAISO | 1-in-10 | 2021 | 23 | 379.0062 | 392.7652 | 9.9732 | 50.4809 | 0
| Zone | Remainder of System | 1 | Average Weekday | CAISO | 1-in-10 | 2021 | 24 | 305.9942 | 318.3905 | 9.9853 | 49.576 | 0
| Zone | Remainder of System | 1 | Monthly System Peak Day | CAISO | 1-in-10 | 2021 | 1 | 253.6208 | 259.8562 | 10.0023 | 42.8934 | 0
| Zone | Remainder of System | 1 | Monthly System Peak Day | CAISO | 1-in-10 | 2021 | 2 | 248.391 | 254.6077 | 10.0179 | 42.5892 | 0
| Zone | Remainder of System | 1 | Monthly System Peak Day | CAISO | 1-in-10 | 2021 | 3 | 384.0158 | 394.0506 | 10.0214 | 42.6298 | 0
| Zone | Remainder of System | 1 | Monthly System Peak Day | CAISO | 1-in-10 | 2021 | 4 | 552.9692 | 569.4963 | 10.0253 | 42.2222 | 0
| Zone | Remainder of System | 1 | Monthly System Peak Day | CAISO | 1-in-10 | 2021 | 5 | 532.2707 | 559.6539 | 10.0278 | 42.1184 | 0
| Zone | Remainder of System | 1 | Monthly System Peak Day | CAISO | 1-in-10 | 2021 | 6 | 511.7785 | 540.9001 | 10.0303 | 41.1072 | 0
| Zone | Remainder of System | 1 | Monthly System Peak Day | CAISO | 1-in-10 | 2021 | 7 | 517.6432 | 515.639 | 10.0036 | 40.9603 | 0
| Zone | Remainder of System | 1 | Monthly System Peak Day | CAISO | 1-in-10 | 2021 | 8 | 517.481 | 521.6807 | 9.9846 | 40.0328 | 0
| Zone | Remainder of System | 1 | Monthly System Peak Day | CAISO | 1-in-10 | 2021 | 9 | 484.8333 | 508.2426 | 9.9687 | 39.5062 | 0
| Zone | Remainder of System | 1 | Monthly System Peak Day | CAISO | 1-in-10 | 2021 | 10 | 469.1122 | 482.2704 | 9.9815 | 41.8467 | 0
| Zone | Remainder of System | 1 | Monthly System Peak Day | CAISO | 1-in-10 | 2021 | 11 | 445.6504 | 454.0233 | 9.9717 | 44.5803 | 0
| Zone | Remainder of System | 1 | Monthly System Peak Day | CAISO | 1-in-10 | 2021 | 12 | 443.7024 | 448.7356 | 9.9652 | 46.5347 | 0
| Zone | Remainder of System | 1 | Monthly System Peak Day | CAISO | 1-in-10 | 2021 | 13 | 376.0776 | 386.7102 | 9.9699 | 47.7191 | 0
| Zone | Remainder of System | 1 | Monthly System Peak Day | CAISO | 1-in-10 | 2021 | 14 | 335.5054 | 343.17 | 9.9745 | 47.7652 | 0
| Zone | Remainder of System | 1 | Monthly System Peak Day | CAISO | 1-in-10 | 2021 | 15 | 295.202 | 302.8063 | 9.9812 | 48.745 | 0
| Zone | Remainder of System | 1 | Monthly System Peak Day | CAISO | 1-in-10 | 2021 | 16 | 263.0089 | 265.7578 | 10.0002 | 49.632 | 0
| Zone | Remainder of System | 1 | Monthly System Peak Day | CAISO | 1-in-10 | 2021 | 17 | 263.0233 | 268.7646 | 10.0137 | 49.8894 | 0
| Zone | Remainder of System | 1 | Monthly System Peak Day | CAISO | 1-in-10 | 2021 | 18 | 243.8279 | 249.7578 | 9.9994 | 48.9595 | 0
| Zone | Remainder of System | 1 | Monthly System Peak Day | CAISO | 1-in-10 | 2021 | 19 | 259.6535 | 263.8759 | 10.4978 | 47.0345 | 0
| Zone | Remainder of System | 1 | Monthly System Peak Day | CAISO | 1-in-10 | 2021 | 20 | 254.8324 | 316.4283 | 10.4735 | 45.7869 | 0
| Zone | Remainder of System | 1 | Monthly System Peak Day | CAISO | 1-in-10 | 2021 | 21 | 239.7862 | 246.1482 | 9.9707 | 44.3828 | 0
| Zone | Remainder of System | 1 | Monthly System Peak Day | CAISO | 1-in-10 | 2021 | 22 | 401.3588 | 416.7732 | 9.9427 | 43.4539 | 0
| Zone | Remainder of System | 1 | Monthly System Peak Day | CAISO | 1-in-10 | 2021 | 23 | 379.0062 | 392.7652 | 9.9732 | 42.4061 | 0
| Zone | Remainder of System | 1 | Monthly System Peak Day | CAISO | 1-in-10 | 2021 | 24 | 305.9942 | 318.3905 | 9.9853 | 41.5072 | 0
| Zone | Remainder of System | 2 | Average Weekday | CAISO | 1-in-10 | 2021 | 1 | 252.1273 | 259.028 | 10.0495 | 48.459 | 0
| Zone | Remainder of System | 2 | Average Weekday | CAISO | 1-in-10 | 2021 | 2 | 246.1565 | 252.6736 | 10.0699 | 47.5419 | 0
| Zone | Remainder of System | 2 | Average Weekday | CAISO | 1-in-10 | 2021 | 3 | 375.9218 | 387.3186 | 10.0742 | 46.6419 | 0
| Zone | Remainder of System | 2 | Average Weekday | CAISO | 1-in-10 | 2021 | 4 | 541.9816 | 561.0117 | 10.0791 | 45.8387 | 0
| Zone | Remainder of System | 2 | Average Weekday | CAISO | 1-in-10 | 2021 | 5 | 530.3253 | 558.9337 | 10.0815 | 45.2517 | 0
| Zone | Remainder of System | 2 | Average Weekday | CAISO | 1-in-10 | 2021 | 6 | 511.9036 | 545.262 | 10.0836 | 44.686 | 0
| Zone | Remainder of System | 2 | Average Weekday | CAISO | 1-in-10 | 2021 | 7 | 505.1941 | 502.4015 | 10.0496 | 44.3074 | 0
| Zone | Remainder of System | 2 | Average Weekday | CAISO | 1-in-10 | 2021 | 8 | 502.4792 | 506.699 | 10.0229 | 44.0731 | 0
| Zone | Remainder of System | 2 | Average Weekday | CAISO | 1-in-10 | 2021 | 9 | 483.7283 | 506.8102 | 9.9984 | 45.55 | 0
| Zone | Remainder of System | 2 | Average Weekday | CAISO | 1-in-10 | 2021 | 10 | 463.807 | 476.3346 | 10.0179 | 49.0257 | 0
| Zone | Remainder of System | 2 | Average Weekday | CAISO | 1-in-10 | 2021 | 11 | 444.8323 | 453.4388 | 9.9988 | 52.9099 | 0
| Zone | Remainder of System | 2 | Average Weekday | CAISO | 1-in-10 | 2021 | 12 | 440.6422 | 446.732 | 9.9825 | 56.1067 | 0
| Zone | Remainder of System | 2 | Average Weekday | CAISO | 1-in-10 | 2021 | 13 | 369.6325 | 380.9868 | 9.984 | 58.3854 | 0
| Zone | Remainder of System | 2 | Average Weekday | CAISO | 1-in-10 | 2021 | 14 | 324.9908 | 332.5701 | 9.997 | 59.7708 | 0
| Zone | Remainder of System | 2 | Average Weekday | CAISO | 1-in-10 | 2021 | 15 | 284.3265 | 292.9388 | 10.0162 | 60.7058 | 0
| Zone | Remainder of System | 2 | Average Weekday | CAISO | 1-in-10 | 2021 | 16 | 252.3541 | 255.2851 | 10.0467 | 61.1002 | 0
| Zone | Remainder of System | 2 | Average Weekday | CAISO | 1-in-10 | 2021 | 17 | 241.3199 | 246.0884 | 10.0402 | 60.7203 | 0
| Zone | Remainder of System | 2 | Average Weekday | CAISO | 1-in-10 | 2021 | 18 | 228.0501 | 233.3994 | 10.0206 | 59.46 | 0
| Zone | Remainder of System | 2 | Average Weekday | CAISO | 1-in-10 | 2021 | 19 | 251.8227 | 256.2916 | 10.4978 | 57.2102 | 0
| Zone | Remainder of System | 2 | Average Weekday | CAISO | 1-in-10 | 2021 | 20 | 248.088 | 307.727 | 10.4763 | 55.0534 | 0
| Zone | Remainder of System | 2 | Average Weekday | CAISO | 1-in-10 | 2021 | 21 | 228.1341 | 234.3242 | 9.9499 | 53.325 | 0
| Zone | Remainder of System | 2 | Average Weekday | CAISO | 1-in-10 | 2021 | 22 | 386.27 | 401.4917 | 9.9767 | 52.0124 | 0
| Zone | Remainder of System | 2 | Average Weekday | CAISO | 1-in-10 | 2021 | 23 | 361.8017 | 376.0176 | 10.0139 | 50.8797 | 0
| Zone | Remainder of System | 2 | Average Weekday | CAISO | 1-in-10 | 2021 | 24 | 297.1472 | 310.8014 | 10.0268 | 49.8149 | 0
| Zone | Remainder of System | 2 | Monthly System Peak Day | CAISO | 1-in-10 | 2021 | 1 | 252.1273 | 259.028 | 10.0495 | 49.3947 | 0
| Zone | Remainder of System | 2 | Monthly System Peak Day | CAISO | 1-in-10 | 2021 | 2 | 246.1565 | 252.6736 | 10.0699 | 49.177 | 0
| Zone | Remainder of System | 2 | Monthly System Peak Day | CAISO | 1-in-10 | 2021 | 3 | 375.9218 | 387.3186 | 10.0742 | 48.9855 | 0
| Zone | Remainder of System | 2 | Monthly System Peak Day | CAISO | 1-in-10 | 2021 | 4 | 541.9816 | 561.0117 | 10.0791 | 49.4251 | 0
| Zone | Remainder of System | 2 | Monthly System Peak Day | CAISO | 1-in-10 | 2021 | 5 | 530.3253 | 558.9337 | 10.0815 | 49.1723 | 0
| Zone | Remainder of System | 2 | Monthly System Peak Day | CAISO | 1-in-10 | 2021 | 6 | 511.9036 | 545.262 | 10.0836 | 48.6181 | 0
| Zone | Remainder of System | 2 | Monthly System Peak Day | CAISO | 1-in-10 | 2021 | 7 | 505.1941 | 502.4015 | 10.0496 | 48.1661 | 0
| Zone | Remainder of System | 2 | Monthly System Peak Day | CAISO | 1-in-10 | 2021 | 8 | 502.4792 | 506.699 | 10.0229 | 48.0934 | 0
| Zone | Remainder of System | 2 | Monthly System Peak Day | CAISO | 1-in-10 | 2021 | 9 | 483.7283 | 506.8102 | 9.9984 | 48.2762 | 0
| Zone | Remainder of System | 2 | Monthly System Peak Day | CAISO | 1-in-10 | 2021 | 10 | 463.807 | 476.3346 | 10.0179 | 49.295 | 0
| Zone | Remainder of System | 2 | Monthly System Peak Day | CAISO | 1-in-10 | 2021 | 11 | 444.8323 | 453.4388 | 9.9988 | 50.3528 | 0
| Zone | Remainder of System | 2 | Monthly System Peak Day | CAISO | 1-in-10 | 2021 | 12 | 440.6422 | 446.732 | 9.9825 | 51.499 | 0
| Zone | Remainder of System | 2 | Monthly System Peak Day | CAISO | 1-in-10 | 2021 | 13 | 369.6325 | 380.9868 | 9.984 | 52.9288 | 0
| Zone | Remainder of System | 2 | Monthly System Peak Day | CAISO | 1-in-10 | 2021 | 14 | 324.9908 | 332.5701 | 9.997 | 54.0821 | 0
| Zone | Remainder of System | 2 | Monthly System Peak Day | CAISO | 1-in-10 | 2021 | 15 | 284.3265 | 292.9388 | 10.0162 | 54.6582 | 0
| Zone | Remainder of System | 2 | Monthly System Peak Day | CAISO | 1-in-10 | 2021 | 16 | 252.3541 | 255.2851 | 10.0467 | 54.7659 | 0
| Zone | Remainder of System | 2 | Monthly System Peak Day | CAISO | 1-in-10 | 2021 | 17 | 241.3199 | 246.0884 | 10.0402 | 56.1957 | 0
| Zone | Remainder of System | 2 | Monthly System Peak Day | CAISO | 1-in-10 | 2021 | 18 | 228.0501 | 233.3994 | 10.0206 | 54.984 | 0
| Zone | Remainder of System | 2 | Monthly System Peak Day | CAISO | 1-in-10 | 2021 | 19 | 251.8227 | 256.2916 | 10.4978 | 53.8312 | 0
| Zone | Remainder of System | 2 | Monthly System Peak Day | CAISO | 1-in-10 | 2021 | 20 | 248.088 | 307.727 | 10.4763 | 52.8373 | 0
| Zone | Remainder of System | 2 | Monthly System Peak Day | CAISO | 1-in-10 | 2021 | 21 | 228.1341 | 234.3242 | 9.9499 | 52.3428 | 0
| Zone | Remainder of System | 2 | Monthly System Peak Day | CAISO | 1-in-10 | 2021 | 22 | 386.27 | 401.4917 | 9.9767 | 51.7723 | 0
| Zone | Remainder of System | 2 | Monthly System Peak Day | CAISO | 1-in-10 | 2021 | 23 | 361.8017 | 376.0176 | 10.0139 | 51.2011 | 0
| Zone | Remainder of System | 2 | Monthly System Peak Day | CAISO | 1-in-10 | 2021 | 24 | 297.1472 | 310.8014 | 10.0268 | 50.5653 | 0
| Zone | Remainder of System | 3 | Average Weekday | CAISO | 1-in-10 | 2021 | 1 | 258.7731 | 270.3746 | 10.1219 | 57.5537 | 0
| Zone | Remainder of System | 3 | Average Weekday | CAISO | 1-in-10 | 2021 | 2 | 253.2283 | 260.6947 | 10.0754 | 56.4206 | 0
| Zone | Remainder of System | 3 | Average Weekday | CAISO | 1-in-10 | 2021 | 3 | 403.6973 | 414.1556 | 10.0682 | 55.3452 | 0
| Zone | Remainder of System | 3 | Average Weekday | CAISO | 1-in-10 | 2021 | 4 | 574.1765 | 590.5184 | 10.0522 | 54.4215 | 0
| Zone | Remainder of System | 3 | Average Weekday | CAISO | 1-in-10 | 2021 | 5 | 549.9808 | 567.1508 | 10.0466 | 53.6273 | 0
| Zone | Remainder of System | 3 | Average Weekday | CAISO | 1-in-10 | 2021 | 6 | 530.9559 | 548.6624 | 10.0185 | 52.9063 | 0
| Zone | Remainder of System | 3 | Average Weekday | CAISO | 1-in-10 | 2021 | 7 | 534.625 | 535.4421 | 10.0116 | 52.44 | 0
| Zone | Remainder of System | 3 | Average Weekday | CAISO | 1-in-10 | 2021 | 8 | 522.0717 | 530.0303 | 10.1609 | 52.295 | 0
| Zone | Remainder of System | 3 | Average Weekday | CAISO | 1-in-10 | 2021 | 9 | 505.3802 | 542.9631 | 10.3434 | 53.6088 | 0
| Zone | Remainder of System | 3 | Average Weekday | CAISO | 1-in-10 | 2021 | 10 | 488.0605 | 508.7503 | 10.2233 | 57.1162 | 0
| Zone | Remainder of System | 3 | Average Weekday | CAISO | 1-in-10 | 2021 | 11 | 461.8758 | 476.273 | 10.3137 | 61.4632 | 0
| Zone | Remainder of System | 3 | Average Weekday | CAISO | 1-in-10 | 2021 | 12 | 461.0116 | 473.1098 | 10.4129 | 65.4775 | 0
| Zone | Remainder of System | 3 | Average Weekday | CAISO | 1-in-10 | 2021 | 13 | 374.8751 | 385.7241 | 10.4876 | 68.7024 | 0
| Zone | Remainder of System | 3 | Average Weekday | CAISO | 1-in-10 | 2021 | 14 | 345.5565 | 352.9556 | 10.4241 | 70.914 | 0
| Zone | Remainder of System | 3 | Average Weekday | CAISO | 1-in-10 | 2021 | 15 | 304.4159 | 311.4221 | 10.2474 | 72.242 | 0
| Zone | Remainder of System | 3 | Average Weekday | CAISO | 1-in-10 | 2021 | 16 | 271.3898 | 274.2743 | 10.0378 | 72.9142 | 0
| Zone | Remainder of System | 3 | Average Weekday | CAISO | 1-in-10 | 2021 | 17 | 267.8751 | 273.9229 | 10.037 | 72.9266 | 0
| Zone | Remainder of System | 3 | Average Weekday | CAISO | 1-in-10 | 2021 | 18 | 241.1543 | 247.7777 | 10.0518 | 71.945 | 0
| Zone | Remainder of System | 3 | Average Weekday | CAISO | 1-in-10 | 2021 | 19 | 258.9767 | 265.6259 | 10.5676 | 70.1003 | 0
| Zone | Remainder of System | 3 | Average Weekday | CAISO | 1-in-10 | 2021 | 20 | 249.5413 | 253.0735 | 10.4476 | 67.4013 | 0
| Zone | Remainder of System | 3 | Average Weekday | CAISO | 1-in-10 | 2021 | 21 | 223.0803 | 228.8065 | 9.9735 | 64.6072 | 0
| Zone | Remainder of System | 3 | Average Weekday | CAISO | 1-in-10 | 2021 | 22 | 409.9778 | 428.3803 | 9.988 | 62.6982 | 0
| Zone | Remainder of System | 3 | Average Weekday | CAISO | 1-in-10 | 2021 | 23 | 389.538 | 410.983 | 10.0814 | 61.2385 | 0
| Zone | Remainder of System | 3 | Average Weekday | CAISO | 1-in-10 | 2021 | 24 | 327.6873 | 352.7051 | 10.1659 | 59.8218 | 0
| Zone | Remainder of System | 3 | Monthly System Peak Day | CAISO | 1-in-10 | 2021 | 1 | 258.7731 | 281.1824 | 10.1131 | 63.8584 | 0
| Zone | Remainder of System | 3 | Monthly System Peak Day | CAISO | 1-in-10 | 2021 | 2 | 253.2283 | 266.2464 | 10.038 | 62.1419 | 0
| Zone | Remainder of System | 3 | Monthly System Peak Day | CAISO | 1-in-10 | 2021 | 3 | 403.6973 | 420.3381 | 10.0294 | 61.0177 | 0
| Zone | Remainder of System | 3 | Monthly System Peak Day | CAISO | 1-in-10 | 2021 | 4 | 574.1765 | 593.9371 | 10.0129 | 59.9552 | 0
| Zone | Remainder of System | 3 | Monthly System Peak Day | CAISO | 1-in-10 | 2021 | 5 | 549.9808 | 573.5153 | 10.0075 | 58.873 | 0
| Zone | Remainder of System | 3 | Monthly System Peak Day | CAISO | 1-in-10 | 2021 | 6 | 530.9559 | 548.2536 | 9.9849 | 57.7036 | 0
| Zone | Remainder of System | 3 | Monthly System Peak Day | CAISO | 1-in-10 | 2021 | 7 | 534.625 | 529.717 | 9.9798 | 56.8933 | 0
| Zone | Remainder of System | 3 | Monthly System Peak Day | CAISO | 1-in-10 | 2021 | 8 | 522.0717 | 546.5303 | 10.1833 | 56.4569 | 0
| Zone | Remainder of System | 3 | Monthly System Peak Day | CAISO | 1-in-10 | 2021 | 9 | 505.3802 | 554.5908 | 10.6061 | 57.9028 | 0
| Zone | Remainder of System | 3 | Monthly System Peak Day | CAISO | 1-in-10 | 2021 | 10 | 488.0605 | 517.1443 | 10.3199 | 62.68 | 0
| Zone | Remainder of System | 3 | Monthly System Peak Day | CAISO | 1-in-10 | 2021 | 11 | 461.8758 | 489.7316 | 10.5587 | 68.5633 | 0
| Zone | Remainder of System | 3 | Monthly System Peak Day | CAISO | 1-in-10 | 2021 | 12 | 461.0116 | 486.2565 | 10.8473 | 74.63 | 0
| Zone | Remainder of System | 3 | Monthly System Peak Day | CAISO | 1-in-10 | 2021 | 13 | 374.8751 | 385.2507 | 11.0844 | 79.9691 | 0
| Zone | Remainder of System | 3 | Monthly System Peak Day | CAISO | 1-in-10 | 2021 | 14 | 345.5565 | 351.3652 | 10.9071 | 82.6747 | 0
| Zone | Remainder of System | 3 | Monthly System Peak Day | CAISO | 1-in-10 | 2021 | 15 | 304.4159 | 312.7175 | 10.4518 | 83.9275 | 0
| Zone | Remainder of System | 3 | Monthly System Peak Day | CAISO | 1-in-10 | 2021 | 16 | 271.3898 | 272.9482 | 10.0022 | 84.8709 | 0
| Zone | Remainder of System | 3 | Monthly System Peak Day | CAISO | 1-in-10 | 2021 | 17 | 267.8751 | 274.1537 | 10.0052 | 85.4575 | 0
| Zone | Remainder of System | 3 | Monthly System Peak Day | CAISO | 1-in-10 | 2021 | 18 | 241.1543 | 247.7112 | 10.0141 | 85.1969 | 0
| Zone | Remainder of System | 3 | Monthly System Peak Day | CAISO | 1-in-10 | 2021 | 19 | 258.9767 | 264.8881 | 10.8981 | 83.6747 | 0
| Zone | Remainder of System | 3 | Monthly System Peak Day | CAISO | 1-in-10 | 2021 | 20 | 249.5413 | 253.6612 | 10.4473 | 81.2166 | 0
| Zone | Remainder of System | 3 | Monthly System Peak Day | CAISO | 1-in-10 | 2021 | 21 | 223.0803 | 231.1181 | 10.3088 | 77.2319 | 0
| Zone | Remainder of System | 3 | Monthly System Peak Day | CAISO | 1-in-10 | 2021 | 22 | 409.9778 | 428.4651 | 9.9563 | 74.0355 | 0
| Zone | Remainder of System | 3 | Monthly System Peak Day | CAISO | 1-in-10 | 2021 | 23 | 389.538 | 414.6061 | 10.0539 | 71.1653 | 0
| Zone | Remainder of System | 3 | Monthly System Peak Day | CAISO | 1-in-10 | 2021 | 24 | 327.6873 | 367.952 | 10.1964 | 68.9205 | 0
| Zone | Remainder of System | 4 | Average Weekday | CAISO | 1-in-10 | 2021 | 1 | 257.6308 | 268.4929 | 10.1357 | 58.8942 | 0
| Zone | Remainder of System | 4 | Average Weekday | CAISO | 1-in-10 | 2021 | 2 | 255.4722 | 262.3425 | 10.0898 | 57.8643 | 0
| Zone | Remainder of System | 4 | Average Weekday | CAISO | 1-in-10 | 2021 | 3 | 403.8299 | 414.0472 | 10.0825 | 56.8375 | 0
| Zone | Remainder of System | 4 | Average Weekday | CAISO | 1-in-10 | 2021 | 4 | 571.0967 | 586.7098 | 10.0667 | 55.8951 | 0
| Zone | Remainder of System | 4 | Average Weekday | CAISO | 1-in-10 | 2021 | 5 | 534.3205 | 550.2274 | 10.061 | 55.1051 | 0
| Zone | Remainder of System | 4 | Average Weekday | CAISO | 1-in-10 | 2021 | 6 | 520.9645 | 537.8828 | 10.0326 | 54.4914 | 0
| Zone | Remainder of System | 4 | Average Weekday | CAISO | 1-in-10 | 2021 | 7 | 524.2093 | 525.3702 | 10.0248 | 54.0511 | 0
| Zone | Remainder of System | 4 | Average Weekday | CAISO | 1-in-10 | 2021 | 8 | 516.715 | 523.2609 | 10.1735 | 53.933 | 0
| Zone | Remainder of System | 4 | Average Weekday | CAISO | 1-in-10 | 2021 | 9 | 486.0804 | 523.7777 | 10.3548 | 55.9565 | 0
| Zone | Remainder of System | 4 | Average Weekday | CAISO | 1-in-10 | 2021 | 10 | 472.2502 | 492.1832 | 10.2358 | 59.3948 | 0
| Zone | Remainder of System | 4 | Average Weekday | CAISO | 1-in-10 | 2021 | 11 | 451.0567 | 464.5284 | 10.3248 | 63.1669 | 0
| Zone | Remainder of System | 4 | Average Weekday | CAISO | 1-in-10 | 2021 | 12 | 449.8929 | 461.6837 | 10.4226 | 66.6331 | 0
| Zone | Remainder of System | 4 | Average Weekday | CAISO | 1-in-10 | 2021 | 13 | 373.1141 | 383.895 | 10.4963 | 69.1363 | 0
| Zone | Remainder of System | 4 | Average Weekday | CAISO | 1-in-10 | 2021 | 14 | 339.0882 | 346.5908 | 10.4337 | 70.9166 | 0
| Zone | Remainder of System | 4 | Average Weekday | CAISO | 1-in-10 | 2021 | 15 | 291.9536 | 299.3225 | 10.2585 | 72.1063 | 0
| Zone | Remainder of System | 4 | Average Weekday | CAISO | 1-in-10 | 2021 | 16 | 259.7022 | 262.6961 | 10.0509 | 72.7231 | 0
| Zone | Remainder of System | 4 | Average Weekday | CAISO | 1-in-10 | 2021 | 17 | 254.6376 | 258.882 | 10.0639 | 72.7927 | 0
| Zone | Remainder of System | 4 | Average Weekday | CAISO | 1-in-10 | 2021 | 18 | 218.9156 | 223.9961 | 10.0768 | 71.9472 | 0
| Zone | Remainder of System | 4 | Average Weekday | CAISO | 1-in-10 | 2021 | 19 | 226.6735 | 233.5221 | 10.5677 | 70.4946 | 0
| Zone | Remainder of System | 4 | Average Weekday | CAISO | 1-in-10 | 2021 | 20 | 223.4216 | 226.7578 | 10.4477 | 68.2726 | 0
| Zone | Remainder of System | 4 | Average Weekday | CAISO | 1-in-10 | 2021 | 21 | 226.6552 | 231.6963 | 9.9858 | 65.3051 | 0
| Zone | Remainder of System | 4 | Average Weekday | CAISO | 1-in-10 | 2021 | 22 | 400.1438 | 418.1758 | 9.9981 | 63.0304 | 0
| Zone | Remainder of System | 4 | Average Weekday | CAISO | 1-in-10 | 2021 | 23 | 384.0117 | 405.0006 | 10.0951 | 61.4331 | 0
| Zone | Remainder of System | 4 | Average Weekday | CAISO | 1-in-10 | 2021 | 24 | 322.7761 | 346.7771 | 10.1792 | 60.1413 | 0
| Zone | Remainder of System | 4 | Monthly System Peak Day | CAISO | 1-in-10 | 2021 | 1 | 257.6308 | 278.5961 | 10.1279 | 70.3336 | 0
| Zone | Remainder of System | 4 | Monthly System Peak Day | CAISO | 1-in-10 | 2021 | 2 | 255.4722 | 267.3159 | 10.0531 | 67.9333 | 0
| Zone | Remainder of System | 4 | Monthly System Peak Day | CAISO | 1-in-10 | 2021 | 3 | 403.8299 | 420.3326 | 10.0445 | 65.8852 | 0
| Zone | Remainder of System | 4 | Monthly System Peak Day | CAISO | 1-in-10 | 2021 | 4 | 571.0967 | 588.6639 | 10.028 | 64.6811 | 0
| Zone | Remainder of System | 4 | Monthly System Peak Day | CAISO | 1-in-10 | 2021 | 5 | 534.3205 | 556.924 | 10.0224 | 64.9291 | 0
| Zone | Remainder of System | 4 | Monthly System Peak Day | CAISO | 1-in-10 | 2021 | 6 | 520.9645 | 537.1949 | 9.9994 | 64.885 | 0
| Zone | Remainder of System | 4 | Monthly System Peak Day | CAISO | 1-in-10 | 2021 | 7 | 524.2093 | 519.5016 | 9.9934 | 65.1559 | 0
| Zone | Remainder of System | 4 | Monthly System Peak Day | CAISO | 1-in-10 | 2021 | 8 | 516.715 | 544.8052 | 10.1971 | 65.2855 | 0
| Zone | Remainder of System | 4 | Monthly System Peak Day | CAISO | 1-in-10 | 2021 | 9 | 486.0804 | 535.129 | 10.6194 | 68.4942 | 0
| Zone | Remainder of System | 4 | Monthly System Peak Day | CAISO | 1-in-10 | 2021 | 10 | 472.2502 | 500.1277 | 10.334 | 73.08 | 0
| Zone | Remainder of System | 4 | Monthly System Peak Day | CAISO | 1-in-10 | 2021 | 11 | 451.0567 | 475.415 | 10.5718 | 77.5594 | 0
| Zone | Remainder of System | 4 | Monthly System Peak Day | CAISO | 1-in-10 | 2021 | 12 | 449.8929 | 474.6369 | 10.8594 | 81.6147 | 0
| Zone | Remainder of System | 4 | Monthly System Peak Day | CAISO | 1-in-10 | 2021 | 13 | 373.1141 | 383.9537 | 11.0957 | 84.5697 | 0
| Zone | Remainder of System | 4 | Monthly System Peak Day | CAISO | 1-in-10 | 2021 | 14 | 339.0882 | 344.9673 | 10.9191 | 86.4428 | 0
| Zone | Remainder of System | 4 | Monthly System Peak Day | CAISO | 1-in-10 | 2021 | 15 | 291.9536 | 300.6167 | 10.4648 | 87.84 | 0
| Zone | Remainder of System | 4 | Monthly System Peak Day | CAISO | 1-in-10 | 2021 | 16 | 259.7022 | 261.3255 | 10.0161 | 88.8178 | 0
| Zone | Remainder of System | 4 | Monthly System Peak Day | CAISO | 1-in-10 | 2021 | 17 | 254.6376 | 259.0348 | 10.0323 | 89.5453 | 0
| Zone | Remainder of System | 4 | Monthly System Peak Day | CAISO | 1-in-10 | 2021 | 18 | 218.9156 | 224.4935 | 10.0392 | 89.6969 | 0
| Zone | Remainder of System | 4 | Monthly System Peak Day | CAISO | 1-in-10 | 2021 | 19 | 226.6735 | 232.7359 | 10.8999 | 88.7875 | 0
| Zone | Remainder of System | 4 | Monthly System Peak Day | CAISO | 1-in-10 | 2021 | 20 | 223.4216 | 227.4668 | 10.4474 | 86.7188 | 0
| Zone | Remainder of System | 4 | Monthly System Peak Day | CAISO | 1-in-10 | 2021 | 21 | 226.6552 | 234.0665 | 10.3222 | 83.2297 | 0
| Zone | Remainder of System | 4 | Monthly System Peak Day | CAISO | 1-in-10 | 2021 | 22 | 400.1438 | 418.1334 | 9.967 | 79.8656 | 0
| Zone | Remainder of System | 4 | Monthly System Peak Day | CAISO | 1-in-10 | 2021 | 23 | 384.0117 | 408.4241 | 10.0684 | 77.1739 | 0
| Zone | Remainder of System | 4 | Monthly System Peak Day | CAISO | 1-in-10 | 2021 | 24 | 322.7761 | 361.3282 | 10.2109 | 74.4806 | 0
| Zone | Remainder of System | 5 | Average Weekday | CAISO | 1-in-10 | 2021 | 1 | 270.8252 | 282.0223 | 10.1622 | 62.1727 | 0
| Zone | Remainder of System | 5 | Average Weekday | CAISO | 1-in-10 | 2021 | 2 | 271.7328 | 278.7906 | 10.1172 | 61.1648 | 0
| Zone | Remainder of System | 5 | Average Weekday | CAISO | 1-in-10 | 2021 | 3 | 421.9137 | 432.6858 | 10.11 | 60.2356 | 0
| Zone | Remainder of System | 5 | Average Weekday | CAISO | 1-in-10 | 2021 | 4 | 582.3839 | 599.0626 | 10.0943 | 59.3569 | 0
| Zone | Remainder of System | 5 | Average Weekday | CAISO | 1-in-10 | 2021 | 5 | 550.5143 | 567.785 | 10.0881 | 58.7412 | 0
| Zone | Remainder of System | 5 | Average Weekday | CAISO | 1-in-10 | 2021 | 6 | 528.3696 | 546.181 | 10.0589 | 58.1661 | 0
| Zone | Remainder of System | 5 | Average Weekday | CAISO | 1-in-10 | 2021 | 7 | 521.9886 | 523.2109 | 10.0496 | 57.8997 | 0
| Zone | Remainder of System | 5 | Average Weekday | CAISO | 1-in-10 | 2021 | 8 | 526.0214 | 536.3687 | 10.1979 | 58.7071 | 0
| Zone | Remainder of System | 5 | Average Weekday | CAISO | 1-in-10 | 2021 | 9 | 493.0551 | 528.5767 | 10.3777 | 61.456 | 0
| Zone | Remainder of System | 5 | Average Weekday | CAISO | 1-in-10 | 2021 | 10 | 486.8602 | 507.6819 | 10.2604 | 64.9894 | 0
| Zone | Remainder of System | 5 | Average Weekday | CAISO | 1-in-10 | 2021 | 11 | 472.4474 | 485.4894 | 10.3467 | 68.1837 | 0
| Zone | Remainder of System | 5 | Average Weekday | CAISO | 1-in-10 | 2021 | 12 | 465.1096 | 476.8055 | 10.4415 | 70.9372 | 0
| Zone | Remainder of System | 5 | Average Weekday | CAISO | 1-in-10 | 2021 | 13 | 382.4528 | 393.4872 | 10.5134 | 73.3433 | 0
| Zone | Remainder of System | 5 | Average Weekday | CAISO | 1-in-10 | 2021 | 14 | 354.3224 | 361.8586 | 10.4527 | 75.1538 | 0
| Zone | Remainder of System | 5 | Average Weekday | CAISO | 1-in-10 | 2021 | 15 | 316.4337 | 323.228 | 10.2804 | 76.3764 | 0
| Zone | Remainder of System | 5 | Average Weekday | CAISO | 1-in-10 | 2021 | 16 | 274.8171 | 277.6005 | 10.0759 | 76.8846 | 0
| Zone | Remainder of System | 5 | Average Weekday | CAISO | 1-in-10 | 2021 | 17 | 259.6564 | 264.6296 | 10.0883 | 76.8837 | 0
| Zone | Remainder of System | 5 | Average Weekday | CAISO | 1-in-10 | 2021 | 18 | 233.388 | 238.9288 | 10.0986 | 76.1315 | 0
| Zone | Remainder of System | 5 | Average Weekday | CAISO | 1-in-10 | 2021 | 19 | 245.1108 | 251.9866 | 10.5662 | 74.7201 | 0
| Zone | Remainder of System | 5 | Average Weekday | CAISO | 1-in-10 | 2021 | 20 | 236.9795 | 240.3919 | 10.4474 | 72.5958 | 0
| Zone | Remainder of System | 5 | Average Weekday | CAISO | 1-in-10 | 2021 | 21 | 243.3379 | 248.9187 | 9.9874 | 69.615 | 0
| Zone | Remainder of System | 5 | Average Weekday | CAISO | 1-in-10 | 2021 | 22 | 420.5046 | 438.8219 | 10.0202 | 66.8354 | 0
| Zone | Remainder of System | 5 | Average Weekday | CAISO | 1-in-10 | 2021 | 23 | 410.1887 | 431.8728 | 10.1201 | 64.9385 | 0
| Zone | Remainder of System | 5 | Average Weekday | CAISO | 1-in-10 | 2021 | 24 | 344.8398 | 369.8613 | 10.2046 | 63.4049 | 0
| Zone | Remainder of System | 5 | Monthly System Peak Day | CAISO | 1-in-10 | 2021 | 1 | 270.8252 | 292.4279 | 10.1515 | 73.6895 | 0
| Zone | Remainder of System | 5 | Monthly System Peak Day | CAISO | 1-in-10 | 2021 | 2 | 271.7328 | 283.9043 | 10.0785 | 72.0766 | 0
| Zone | Remainder of System | 5 | Monthly System Peak Day | CAISO | 1-in-10 | 2021 | 3 | 421.9137 | 438.9581 | 10.0701 | 70.6422 | 0
| Zone | Remainder of System | 5 | Monthly System Peak Day | CAISO | 1-in-10 | 2021 | 4 | 582.3839 | 601.6136 | 10.0541 | 69.0833 | 0
| Zone | Remainder of System | 5 | Monthly System Peak Day | CAISO | 1-in-10 | 2021 | 5 | 550.5143 | 575.4129 | 10.0481 | 68.0722 | 0
| Zone | Remainder of System | 5 | Monthly System Peak Day | CAISO | 1-in-10 | 2021 | 6 | 528.3696 | 545.3403 | 10.0247 | 67.0072 | 0
| Zone | Remainder of System | 5 | Monthly System Peak Day | CAISO | 1-in-10 | 2021 | 7 | 521.9886 | 517.3094 | 10.0173 | 66.5788 | 0
| Zone | Remainder of System | 5 | Monthly System Peak Day | CAISO | 1-in-10 | 2021 | 8 | 526.0214 | 553.6329 | 10.2185 | 66.8927 | 0
| Zone | Remainder of System | 5 | Monthly System Peak Day | CAISO | 1-in-10 | 2021 | 9 | 493.0551 | 540.0736 | 10.637 | 71.0933 | 0
| Zone | Remainder of System | 5 | Monthly System Peak Day | CAISO | 1-in-10 | 2021 | 10 | 486.8602 | 515.357 | 10.3543 | 77.5111 | 0
| Zone | Remainder of System | 5 | Monthly System Peak Day | CAISO | 1-in-10 | 2021 | 11 | 472.4474 | 496.9981 | 10.5884 | 83.59 | 0
| Zone | Remainder of System | 5 | Monthly System Peak Day | CAISO | 1-in-10 | 2021 | 12 | 465.1096 | 488.8252 | 10.8722 | 87.7347 | 0
| Zone | Remainder of System | 5 | Monthly System Peak Day | CAISO | 1-in-10 | 2021 | 13 | 382.4528 | 394.2123 | 11.1063 | 90.7541 | 0
| Zone | Remainder of System | 5 | Monthly System Peak Day | CAISO | 1-in-10 | 2021 | 14 | 354.3224 | 360.5627 | 10.9318 | 92.7356 | 0
| Zone | Remainder of System | 5 | Monthly System Peak Day | CAISO | 1-in-10 | 2021 | 15 | 316.4337 | 325.157 | 10.4816 | 93.8294 | 0
| Zone | Remainder of System | 5 | Monthly System Peak Day | CAISO | 1-in-10 | 2021 | 16 | 274.8171 | 276.4991 | 10.0391 | 93.7816 | 0
| Zone | Remainder of System | 5 | Monthly System Peak Day | CAISO | 1-in-10 | 2021 | 17 | 259.6564 | 264.9381 | 10.0557 | 93.1462 | 0
| Zone | Remainder of System | 5 | Monthly System Peak Day | CAISO | 1-in-10 | 2021 | 18 | 233.388 | 239.2036 | 10.0591 | 92.5491 | 0
| Zone | Remainder of System | 5 | Monthly System Peak Day | CAISO | 1-in-10 | 2021 | 19 | 245.1108 | 251.1337 | 10.887 | 91.3375 | 0
| Zone | Remainder of System | 5 | Monthly System Peak Day | CAISO | 1-in-10 | 2021 | 20 | 236.9795 | 241.1593 | 10.447 | 88.9545 | 0
| Zone | Remainder of System | 5 | Monthly System Peak Day | CAISO | 1-in-10 | 2021 | 21 | 243.3379 | 251.52 | 10.3225 | 85.287 | 0
| Zone | Remainder of System | 5 | Monthly System Peak Day | CAISO | 1-in-10 | 2021 | 22 | 420.5046 | 438.8393 | 9.9881 | 81.6912 | 0
| Zone | Remainder of System | 5 | Monthly System Peak Day | CAISO | 1-in-10 | 2021 | 23 | 410.1887 | 435.4415 | 10.0913 | 79.1098 | 0
| Zone | Remainder of System | 5 | Monthly System Peak Day | CAISO | 1-in-10 | 2021 | 24 | 344.8398 | 385.0008 | 10.2329 | 76.3587 | 0
| Zone | Remainder of System | 6 | Average Weekday | CAISO | 1-in-10 | 2021 | 1 | 263.3816 | 280.5529 | 10.0351 | 66.1798 | 0
| Zone | Remainder of System | 6 | Average Weekday | CAISO | 1-in-10 | 2021 | 2 | 252.1216 | 264.1845 | 10.037 | 65.4593 | 0
| Zone | Remainder of System | 6 | Average Weekday | CAISO | 1-in-10 | 2021 | 3 | 398.361 | 416.0481 | 10.0373 | 64.7904 | 0
| Zone | Remainder of System | 6 | Average Weekday | CAISO | 1-in-10 | 2021 | 4 | 546.9959 | 570.2928 | 10.0376 | 64.1255 | 0
| Zone | Remainder of System | 6 | Average Weekday | CAISO | 1-in-10 | 2021 | 5 | 512.8793 | 536.3855 | 10.0362 | 63.6086 | 0
| Zone | Remainder of System | 6 | Average Weekday | CAISO | 1-in-10 | 2021 | 6 | 511.6003 | 540.1345 | 10.0356 | 63.1772 | 0
| Zone | Remainder of System | 6 | Average Weekday | CAISO | 1-in-10 | 2021 | 7 | 521.8477 | 518.9604 | 10.0762 | 62.8134 | 0
| Zone | Remainder of System | 6 | Average Weekday | CAISO | 1-in-10 | 2021 | 8 | 523.6699 | 533.4812 | 9.9956 | 63.3196 | 0
| Zone | Remainder of System | 6 | Average Weekday | CAISO | 1-in-10 | 2021 | 9 | 521.9105 | 548.2081 | 10.0125 | 65.3704 | 0
| Zone | Remainder of System | 6 | Average Weekday | CAISO | 1-in-10 | 2021 | 10 | 509.9439 | 526.2317 | 10.0706 | 68.2381 | 0
| Zone | Remainder of System | 6 | Average Weekday | CAISO | 1-in-10 | 2021 | 11 | 477.8137 | 492.4515 | 10.0826 | 71.5251 | 0
| Zone | Remainder of System | 6 | Average Weekday | CAISO | 1-in-10 | 2021 | 12 | 473.19 | 491.3108 | 10.0743 | 74.7391 | 0
| Zone | Remainder of System | 6 | Average Weekday | CAISO | 1-in-10 | 2021 | 13 | 384.0904 | 409.2054 | 10.0911 | 77.286 | 0
| Zone | Remainder of System | 6 | Average Weekday | CAISO | 1-in-10 | 2021 | 14 | 354.7777 | 376.0328 | 10.0895 | 79.241 | 0
| Zone | Remainder of System | 6 | Average Weekday | CAISO | 1-in-10 | 2021 | 15 | 299.0577 | 318.7937 | 10.142 | 80.4784 | 0
| Zone | Remainder of System | 6 | Average Weekday | CAISO | 1-in-10 | 2021 | 16 | 262.4512 | 268.8506 | 10.2198 | 81.0262 | 0
| Zone | Remainder of System | 6 | Average Weekday | CAISO | 1-in-10 | 2021 | 17 | 254.8982 | 262.8142 | 11.05 | 80.9375 | 0
| Zone | Remainder of System | 6 | Average Weekday | CAISO | 1-in-10 | 2021 | 18 | 219.9588 | 238.3862 | 10.9652 | 80.0399 | 0
| Zone | Remainder of System | 6 | Average Weekday | CAISO | 1-in-10 | 2021 | 19 | 214.8861 | 237.2646 | 11.9857 | 78.5607 | 0
| Zone | Remainder of System | 6 | Average Weekday | CAISO | 1-in-10 | 2021 | 20 | 201.4934 | 214.9485 | 10.5109 | 76.4905 | 0
| Zone | Remainder of System | 6 | Average Weekday | CAISO | 1-in-10 | 2021 | 21 | 221.8251 | 242.0403 | 10.8227 | 73.5536 | 0
| Zone | Remainder of System | 6 | Average Weekday | CAISO | 1-in-10 | 2021 | 22 | 377.4625 | 405.2085 | 10.0406 | 70.5065 | 0
| Zone | Remainder of System | 6 | Average Weekday | CAISO | 1-in-10 | 2021 | 23 | 389.7049 | 421.9522 | 10.0384 | 68.5894 | 0
| Zone | Remainder of System | 6 | Average Weekday | CAISO | 1-in-10 | 2021 | 24 | 354.3571 | 383.9653 | 10.0182 | 67.2621 | 0
| Zone | Remainder of System | 6 | Monthly System Peak Day | CAISO | 1-in-10 | 2021 | 1 | 263.3816 | 260.6248 | 11.4013 | 74.18 | 0
| Zone | Remainder of System | 6 | Monthly System Peak Day | CAISO | 1-in-10 | 2021 | 2 | 252.1216 | 236.9657 | 11.4125 | 72.7065 | 0
| Zone | Remainder of System | 6 | Monthly System Peak Day | CAISO | 1-in-10 | 2021 | 3 | 398.361 | 347.7787 | 11.4156 | 71.5258 | 0
| Zone | Remainder of System | 6 | Monthly System Peak Day | CAISO | 1-in-10 | 2021 | 4 | 546.9959 | 450.8946 | 11.4146 | 70.6323 | 0
| Zone | Remainder of System | 6 | Monthly System Peak Day | CAISO | 1-in-10 | 2021 | 5 | 512.8793 | 428.2359 | 11.4096 | 69.5588 | 0
| Zone | Remainder of System | 6 | Monthly System Peak Day | CAISO | 1-in-10 | 2021 | 6 | 511.6003 | 451.5238 | 11.4021 | 68.8017 | 0
| Zone | Remainder of System | 6 | Monthly System Peak Day | CAISO | 1-in-10 | 2021 | 7 | 521.8477 | 443.1118 | 11.4113 | 68.3586 | 0
| Zone | Remainder of System | 6 | Monthly System Peak Day | CAISO | 1-in-10 | 2021 | 8 | 523.6699 | 463.4453 | 11.3717 | 69.0209 | 0
| Zone | Remainder of System | 6 | Monthly System Peak Day | CAISO | 1-in-10 | 2021 | 9 | 521.9105 | 503.3214 | 11.377 | 72.6292 | 0
| Zone | Remainder of System | 6 | Monthly System Peak Day | CAISO | 1-in-10 | 2021 | 10 | 509.9439 | 480.5779 | 11.4062 | 78.5491 | 0
| Zone | Remainder of System | 6 | Monthly System Peak Day | CAISO | 1-in-10 | 2021 | 11 | 477.8137 | 452.0882 | 11.4036 | 83.72 | 0
| Zone | Remainder of System | 6 | Monthly System Peak Day | CAISO | 1-in-10 | 2021 | 12 | 473.19 | 450.9917 | 11.4009 | 88.5556 | 0
| Zone | Remainder of System | 6 | Monthly System Peak Day | CAISO | 1-in-10 | 2021 | 13 | 384.0904 | 383.3204 | 11.4081 | 90.5747 | 0
| Zone | Remainder of System | 6 | Monthly System Peak Day | CAISO | 1-in-10 | 2021 | 14 | 354.7777 | 354.3135 | 11.4077 | 92.3006 | 0
| Zone | Remainder of System | 6 | Monthly System Peak Day | CAISO | 1-in-10 | 2021 | 15 | 299.0577 | 305.0465 | 11.4479 | 93.8397 | 0
| Zone | Remainder of System | 6 | Monthly System Peak Day | CAISO | 1-in-10 | 2021 | 16 | 262.4512 | 256.3414 | 11.4851 | 94.9491 | 0
| Zone | Remainder of System | 6 | Monthly System Peak Day | CAISO | 1-in-10 | 2021 | 17 | 254.8982 | 260.0034 | 12.4604 | 94.8055 | 0
| Zone | Remainder of System | 6 | Monthly System Peak Day | CAISO | 1-in-10 | 2021 | 18 | 219.9588 | 252.6181 | 12.4945 | 94.5518 | 0
| Zone | Remainder of System | 6 | Monthly System Peak Day | CAISO | 1-in-10 | 2021 | 19 | 214.8861 | 196.8706 | 12.3414 | 93.253 | 0
| Zone | Remainder of System | 6 | Monthly System Peak Day | CAISO | 1-in-10 | 2021 | 20 | 201.4934 | 176.5332 | 11.7613 | 89.6871 | 0
| Zone | Remainder of System | 6 | Monthly System Peak Day | CAISO | 1-in-10 | 2021 | 21 | 221.8251 | 202.9053 | 13.1122 | 84.8848 | 0
| Zone | Remainder of System | 6 | Monthly System Peak Day | CAISO | 1-in-10 | 2021 | 22 | 377.4625 | 348.2593 | 11.5282 | 80.465 | 0
| Zone | Remainder of System | 6 | Monthly System Peak Day | CAISO | 1-in-10 | 2021 | 23 | 389.7049 | 353.168 | 11.3926 | 76.8585 | 0
| Zone | Remainder of System | 6 | Monthly System Peak Day | CAISO | 1-in-10 | 2021 | 24 | 354.3571 | 336.4441 | 11.3839 | 74.8392 | 0
| Zone | Remainder of System | 7 | Average Weekday | CAISO | 1-in-10 | 2021 | 1 | 255.7285 | 272.4052 | 10.486 | 71.9581 | 0
| Zone | Remainder of System | 7 | Average Weekday | CAISO | 1-in-10 | 2021 | 2 | 249.3254 | 261.0243 | 10.49 | 71.2274 | 0
| Zone | Remainder of System | 7 | Average Weekday | CAISO | 1-in-10 | 2021 | 3 | 384.1844 | 404.6277 | 10.4905 | 70.5958 | 0
| Zone | Remainder of System | 7 | Average Weekday | CAISO | 1-in-10 | 2021 | 4 | 531.4566 | 557.7089 | 10.491 | 70.0707 | 0
| Zone | Remainder of System | 7 | Average Weekday | CAISO | 1-in-10 | 2021 | 5 | 497.7083 | 522.9902 | 10.489 | 69.613 | 0
| Zone | Remainder of System | 7 | Average Weekday | CAISO | 1-in-10 | 2021 | 6 | 491.8369 | 519.7944 | 10.4858 | 69.2234 | 0
| Zone | Remainder of System | 7 | Average Weekday | CAISO | 1-in-10 | 2021 | 7 | 499.7109 | 498.2602 | 10.4763 | 69.0054 | 0
| Zone | Remainder of System | 7 | Average Weekday | CAISO | 1-in-10 | 2021 | 8 | 500.0104 | 513.2572 | 10.4491 | 69.4109 | 0
| Zone | Remainder of System | 7 | Average Weekday | CAISO | 1-in-10 | 2021 | 9 | 486.9565 | 513.3175 | 10.4611 | 71.6124 | 0
| Zone | Remainder of System | 7 | Average Weekday | CAISO | 1-in-10 | 2021 | 10 | 475.2828 | 491.4634 | 10.4861 | 74.5635 | 0
| Zone | Remainder of System | 7 | Average Weekday | CAISO | 1-in-10 | 2021 | 11 | 449.8987 | 465.1522 | 10.4971 | 77.9936 | 0
| Zone | Remainder of System | 7 | Average Weekday | CAISO | 1-in-10 | 2021 | 12 | 443.1175 | 462.6502 | 10.5097 | 81.273 | 0
| Zone | Remainder of System | 7 | Average Weekday | CAISO | 1-in-10 | 2021 | 13 | 359.6717 | 383.8207 | 10.5164 | 83.8927 | 0
| Zone | Remainder of System | 7 | Average Weekday | CAISO | 1-in-10 | 2021 | 14 | 328.4471 | 349.9102 | 10.5146 | 85.8828 | 0
| Zone | Remainder of System | 7 | Average Weekday | CAISO | 1-in-10 | 2021 | 15 | 281.9544 | 301.7726 | 10.5232 | 87.0524 | 0
| Zone | Remainder of System | 7 | Average Weekday | CAISO | 1-in-10 | 2021 | 16 | 243.8334 | 250.4434 | 10.5286 | 87.6036 | 0
| Zone | Remainder of System | 7 | Average Weekday | CAISO | 1-in-10 | 2021 | 17 | 241.1393 | 250.4299 | 11.4382 | 87.406 | 0
| Zone | Remainder of System | 7 | Average Weekday | CAISO | 1-in-10 | 2021 | 18 | 211.5359 | 230.1165 | 11.3642 | 86.5106 | 0
| Zone | Remainder of System | 7 | Average Weekday | CAISO | 1-in-10 | 2021 | 19 | 211.0826 | 233.4236 | 11.4214 | 84.947 | 0
| Zone | Remainder of System | 7 | Average Weekday | CAISO | 1-in-10 | 2021 | 20 | 204.168 | 217.5041 | 11.0886 | 82.535 | 0
| Zone | Remainder of System | 7 | Average Weekday | CAISO | 1-in-10 | 2021 | 21 | 223.581 | 243.3418 | 10.9756 | 79.3713 | 0
| Zone | Remainder of System | 7 | Average Weekday | CAISO | 1-in-10 | 2021 | 22 | 376.1692 | 403.2416 | 10.4777 | 76.2956 | 0
| Zone | Remainder of System | 7 | Average Weekday | CAISO | 1-in-10 | 2021 | 23 | 382.5044 | 413.7142 | 10.4938 | 74.5072 | 0
| Zone | Remainder of System | 7 | Average Weekday | CAISO | 1-in-10 | 2021 | 24 | 338.7086 | 367.018 | 10.4757 | 73.3159 | 0
| Zone | Remainder of System | 7 | Monthly System Peak Day | CAISO | 1-in-10 | 2021 | 1 | 255.7285 | 251.859 | 10.5456 | 76.2832 | 0
| Zone | Remainder of System | 7 | Monthly System Peak Day | CAISO | 1-in-10 | 2021 | 2 | 249.3254 | 229.9628 | 10.5516 | 75.7961 | 0
| Zone | Remainder of System | 7 | Monthly System Peak Day | CAISO | 1-in-10 | 2021 | 3 | 384.1844 | 331.617 | 10.5535 | 74.9085 | 0
| Zone | Remainder of System | 7 | Monthly System Peak Day | CAISO | 1-in-10 | 2021 | 4 | 531.4566 | 434.5228 | 10.551 | 73.7335 | 0
| Zone | Remainder of System | 7 | Monthly System Peak Day | CAISO | 1-in-10 | 2021 | 5 | 497.7083 | 409.245 | 10.5491 | 72.7953 | 0
| Zone | Remainder of System | 7 | Monthly System Peak Day | CAISO | 1-in-10 | 2021 | 6 | 491.8369 | 435.9254 | 10.5459 | 72.2561 | 0
| Zone | Remainder of System | 7 | Monthly System Peak Day | CAISO | 1-in-10 | 2021 | 7 | 499.7109 | 429.0916 | 10.5576 | 71.7758 | 0
| Zone | Remainder of System | 7 | Monthly System Peak Day | CAISO | 1-in-10 | 2021 | 8 | 500.0104 | 446.7088 | 10.519 | 71.9752 | 0
| Zone | Remainder of System | 7 | Monthly System Peak Day | CAISO | 1-in-10 | 2021 | 9 | 486.9565 | 468.2784 | 10.5255 | 74.5477 | 0
| Zone | Remainder of System | 7 | Monthly System Peak Day | CAISO | 1-in-10 | 2021 | 10 | 475.2828 | 444.1768 | 10.5517 | 78.0895 | 0
| Zone | Remainder of System | 7 | Monthly System Peak Day | CAISO | 1-in-10 | 2021 | 11 | 449.8987 | 425.7006 | 10.5483 | 82.0839 | 0
| Zone | Remainder of System | 7 | Monthly System Peak Day | CAISO | 1-in-10 | 2021 | 12 | 443.1175 | 421.5679 | 10.5479 | 85.8244 | 0
| Zone | Remainder of System | 7 | Monthly System Peak Day | CAISO | 1-in-10 | 2021 | 13 | 359.6717 | 359.6839 | 10.5515 | 88.5445 | 0
| Zone | Remainder of System | 7 | Monthly System Peak Day | CAISO | 1-in-10 | 2021 | 14 | 328.4471 | 329.2639 | 10.5552 | 90.4209 | 0
| Zone | Remainder of System | 7 | Monthly System Peak Day | CAISO | 1-in-10 | 2021 | 15 | 281.9544 | 289.4338 | 10.5911 | 91.6667 | 0
| Zone | Remainder of System | 7 | Monthly System Peak Day | CAISO | 1-in-10 | 2021 | 16 | 243.8334 | 239.1699 | 10.609 | 92.1879 | 0
| Zone | Remainder of System | 7 | Monthly System Peak Day | CAISO | 1-in-10 | 2021 | 17 | 241.1393 | 247.509 | 11.4906 | 91.3273 | 0
| Zone | Remainder of System | 7 | Monthly System Peak Day | CAISO | 1-in-10 | 2021 | 18 | 211.5359 | 243.9816 | 11.5176 | 90.6121 | 0
| Zone | Remainder of System | 7 | Monthly System Peak Day | CAISO | 1-in-10 | 2021 | 19 | 211.0826 | 194.9628 | 11.0679 | 89.1894 | 0
| Zone | Remainder of System | 7 | Monthly System Peak Day | CAISO | 1-in-10 | 2021 | 20 | 204.168 | 177.6166 | 10.8998 | 86.5782 | 0
| Zone | Remainder of System | 7 | Monthly System Peak Day | CAISO | 1-in-10 | 2021 | 21 | 223.581 | 203.7599 | 12.0235 | 83.2321 | 0
| Zone | Remainder of System | 7 | Monthly System Peak Day | CAISO | 1-in-10 | 2021 | 22 | 376.1692 | 346.89 | 10.648 | 79.4189 | 0
| Zone | Remainder of System | 7 | Monthly System Peak Day | CAISO | 1-in-10 | 2021 | 23 | 382.5044 | 346.1742 | 10.5249 | 77.6761 | 0
| Zone | Remainder of System | 7 | Monthly System Peak Day | CAISO | 1-in-10 | 2021 | 24 | 338.7086 | 319.3719 | 10.5274 | 76.0106 | 0
| Zone | Remainder of System | 8 | Average Weekday | CAISO | 1-in-10 | 2021 | 1 | 262.8035 | 284.0484 | 10.1204 | 71.2547 | 0
| Zone | Remainder of System | 8 | Average Weekday | CAISO | 1-in-10 | 2021 | 2 | 258.347 | 272.9588 | 10.126 | 70.5191 | 0
| Zone | Remainder of System | 8 | Average Weekday | CAISO | 1-in-10 | 2021 | 3 | 392.1145 | 409.9506 | 10.1269 | 69.8526 | 0
| Zone | Remainder of System | 8 | Average Weekday | CAISO | 1-in-10 | 2021 | 4 | 542.8651 | 563.1427 | 10.1274 | 69.3228 | 0
| Zone | Remainder of System | 8 | Average Weekday | CAISO | 1-in-10 | 2021 | 5 | 505.2948 | 533.1732 | 10.1249 | 68.8402 | 0
| Zone | Remainder of System | 8 | Average Weekday | CAISO | 1-in-10 | 2021 | 6 | 503.181 | 535.3672 | 10.1211 | 68.4211 | 0
| Zone | Remainder of System | 8 | Average Weekday | CAISO | 1-in-10 | 2021 | 7 | 512.6188 | 512.8055 | 10.111 | 68.0453 | 0
| Zone | Remainder of System | 8 | Average Weekday | CAISO | 1-in-10 | 2021 | 8 | 512.3357 | 527.612 | 10.0765 | 67.9927 | 0
| Zone | Remainder of System | 8 | Average Weekday | CAISO | 1-in-10 | 2021 | 9 | 494.8422 | 521.137 | 10.0859 | 69.6799 | 0
| Zone | Remainder of System | 8 | Average Weekday | CAISO | 1-in-10 | 2021 | 10 | 485.2834 | 501.9163 | 10.1175 | 72.3836 | 0
| Zone | Remainder of System | 8 | Average Weekday | CAISO | 1-in-10 | 2021 | 11 | 454.4592 | 470.1088 | 10.1246 | 75.5585 | 0
| Zone | Remainder of System | 8 | Average Weekday | CAISO | 1-in-10 | 2021 | 12 | 445.2872 | 464.2227 | 10.1329 | 78.7703 | 0
| Zone | Remainder of System | 8 | Average Weekday | CAISO | 1-in-10 | 2021 | 13 | 369.9805 | 394.5471 | 10.1376 | 81.5628 | 0
| Zone | Remainder of System | 8 | Average Weekday | CAISO | 1-in-10 | 2021 | 14 | 336.3496 | 357.763 | 10.1413 | 83.8223 | 0
| Zone | Remainder of System | 8 | Average Weekday | CAISO | 1-in-10 | 2021 | 15 | 289.7229 | 309.8492 | 10.1596 | 85.2519 | 0
| Zone | Remainder of System | 8 | Average Weekday | CAISO | 1-in-10 | 2021 | 16 | 249.9221 | 256.8975 | 10.1707 | 85.8062 | 0
| Zone | Remainder of System | 8 | Average Weekday | CAISO | 1-in-10 | 2021 | 17 | 249.5351 | 256.3207 | 11.1946 | 85.7176 | 0
| Zone | Remainder of System | 8 | Average Weekday | CAISO | 1-in-10 | 2021 | 18 | 217.7688 | 235.7164 | 11.1142 | 84.8529 | 0
| Zone | Remainder of System | 8 | Average Weekday | CAISO | 1-in-10 | 2021 | 19 | 216.388 | 237.5758 | 10.9781 | 83.2713 | 0
| Zone | Remainder of System | 8 | Average Weekday | CAISO | 1-in-10 | 2021 | 20 | 217.4241 | 230.3835 | 10.6719 | 80.7948 | 0
| Zone | Remainder of System | 8 | Average Weekday | CAISO | 1-in-10 | 2021 | 21 | 233.3511 | 253.1183 | 10.6743 | 77.4441 | 0
| Zone | Remainder of System | 8 | Average Weekday | CAISO | 1-in-10 | 2021 | 22 | 379.1136 | 407.7317 | 10.1168 | 74.9825 | 0
| Zone | Remainder of System | 8 | Average Weekday | CAISO | 1-in-10 | 2021 | 23 | 386.4423 | 420.1268 | 10.1263 | 73.5263 | 0
| Zone | Remainder of System | 8 | Average Weekday | CAISO | 1-in-10 | 2021 | 24 | 343.9306 | 375.4276 | 10.1069 | 72.4274 | 0
| Zone | Remainder of System | 8 | Monthly System Peak Day | CAISO | 1-in-10 | 2021 | 1 | 262.8035 | 259.803 | 9.347 | 74.6986 | 0
| Zone | Remainder of System | 8 | Monthly System Peak Day | CAISO | 1-in-10 | 2021 | 2 | 258.347 | 237.8262 | 9.356 | 73.8468 | 0
| Zone | Remainder of System | 8 | Monthly System Peak Day | CAISO | 1-in-10 | 2021 | 3 | 392.1145 | 342.3707 | 9.3588 | 73.2382 | 0
| Zone | Remainder of System | 8 | Monthly System Peak Day | CAISO | 1-in-10 | 2021 | 4 | 542.8651 | 447.1075 | 9.3563 | 72.617 | 0
| Zone | Remainder of System | 8 | Monthly System Peak Day | CAISO | 1-in-10 | 2021 | 5 | 505.2948 | 427.0859 | 9.3537 | 71.9061 | 0
| Zone | Remainder of System | 8 | Monthly System Peak Day | CAISO | 1-in-10 | 2021 | 6 | 503.181 | 444.6315 | 9.3496 | 71.2577 | 0
| Zone | Remainder of System | 8 | Monthly System Peak Day | CAISO | 1-in-10 | 2021 | 7 | 512.6188 | 434.8782 | 9.358 | 70.7826 | 0
| Zone | Remainder of System | 8 | Monthly System Peak Day | CAISO | 1-in-10 | 2021 | 8 | 512.3357 | 456.2151 | 9.3083 | 70.5706 | 0
| Zone | Remainder of System | 8 | Monthly System Peak Day | CAISO | 1-in-10 | 2021 | 9 | 494.8422 | 477.4698 | 9.3081 | 72.9211 | 0
| Zone | Remainder of System | 8 | Monthly System Peak Day | CAISO | 1-in-10 | 2021 | 10 | 485.2834 | 455.3484 | 9.3425 | 76.5774 | 0
| Zone | Remainder of System | 8 | Monthly System Peak Day | CAISO | 1-in-10 | 2021 | 11 | 454.4592 | 425.7831 | 9.3308 | 81.4047 | 0
| Zone | Remainder of System | 8 | Monthly System Peak Day | CAISO | 1-in-10 | 2021 | 12 | 445.2872 | 421.5658 | 9.3225 | 86.5138 | 0
| Zone | Remainder of System | 8 | Monthly System Peak Day | CAISO | 1-in-10 | 2021 | 13 | 369.9805 | 371.5331 | 9.321 | 90.2909 | 0
| Zone | Remainder of System | 8 | Monthly System Peak Day | CAISO | 1-in-10 | 2021 | 14 | 336.3496 | 338.2293 | 9.3376 | 92.9994 | 0
| Zone | Remainder of System | 8 | Monthly System Peak Day | CAISO | 1-in-10 | 2021 | 15 | 289.7229 | 298.1899 | 9.3931 | 94.0742 | 0
| Zone | Remainder of System | 8 | Monthly System Peak Day | CAISO | 1-in-10 | 2021 | 16 | 249.9221 | 246.311 | 9.415 | 93.95 | 0
| Zone | Remainder of System | 8 | Monthly System Peak Day | CAISO | 1-in-10 | 2021 | 17 | 249.5351 | 253.8259 | 10.3921 | 93.5315 | 0
| Zone | Remainder of System | 8 | Monthly System Peak Day | CAISO | 1-in-10 | 2021 | 18 | 217.7688 | 251.3389 | 10.424 | 92.5376 | 0
| Zone | Remainder of System | 8 | Monthly System Peak Day | CAISO | 1-in-10 | 2021 | 19 | 216.388 | 198.5746 | 9.5773 | 90.5697 | 0
| Zone | Remainder of System | 8 | Monthly System Peak Day | CAISO | 1-in-10 | 2021 | 20 | 217.4241 | 188.5368 | 9.4454 | 87.6982 | 0
| Zone | Remainder of System | 8 | Monthly System Peak Day | CAISO | 1-in-10 | 2021 | 21 | 233.3511 | 212.1348 | 10.9929 | 83.6248 | 0
| Zone | Remainder of System | 8 | Monthly System Peak Day | CAISO | 1-in-10 | 2021 | 22 | 379.1136 | 352.5568 | 9.476 | 81.035 | 0
| Zone | Remainder of System | 8 | Monthly System Peak Day | CAISO | 1-in-10 | 2021 | 23 | 386.4423 | 355.1409 | 9.3258 | 79.7215 | 0
| Zone | Remainder of System | 8 | Monthly System Peak Day | CAISO | 1-in-10 | 2021 | 24 | 343.9306 | 328.2277 | 9.324 | 78.5289 | 0
| Zone | Remainder of System | 8 | Typical Event Day | CAISO | 1-in-10 | 2021 | 1 | 262.8035 | 259.803 | 9.347 | 75.8434 | 0
| Zone | Remainder of System | 8 | Typical Event Day | CAISO | 1-in-10 | 2021 | 2 | 258.347 | 237.8262 | 9.356 | 74.8463 | 0
| Zone | Remainder of System | 8 | Typical Event Day | CAISO | 1-in-10 | 2021 | 3 | 392.1145 | 342.3707 | 9.3588 | 73.928 | 0
| Zone | Remainder of System | 8 | Typical Event Day | CAISO | 1-in-10 | 2021 | 4 | 542.8651 | 447.1075 | 9.3563 | 73.0337 | 0
| Zone | Remainder of System | 8 | Typical Event Day | CAISO | 1-in-10 | 2021 | 5 | 505.2948 | 427.0859 | 9.3537 | 72.2504 | 0
| Zone | Remainder of System | 8 | Typical Event Day | CAISO | 1-in-10 | 2021 | 6 | 503.181 | 444.6315 | 9.3496 | 71.656 | 0
| Zone | Remainder of System | 8 | Typical Event Day | CAISO | 1-in-10 | 2021 | 7 | 512.6188 | 434.8782 | 9.358 | 71.2208 | 0
| Zone | Remainder of System | 8 | Typical Event Day | CAISO | 1-in-10 | 2021 | 8 | 512.3357 | 456.2151 | 9.3083 | 71.4786 | 0
| Zone | Remainder of System | 8 | Typical Event Day | CAISO | 1-in-10 | 2021 | 9 | 494.8422 | 477.4698 | 9.3081 | 73.9817 | 0
| Zone | Remainder of System | 8 | Typical Event Day | CAISO | 1-in-10 | 2021 | 10 | 485.2834 | 455.3484 | 9.3425 | 78.079 | 0
| Zone | Remainder of System | 8 | Typical Event Day | CAISO | 1-in-10 | 2021 | 11 | 454.4592 | 425.7831 | 9.3308 | 82.7241 | 0
| Zone | Remainder of System | 8 | Typical Event Day | CAISO | 1-in-10 | 2021 | 12 | 445.2872 | 421.5658 | 9.3225 | 87.2549 | 0
| Zone | Remainder of System | 8 | Typical Event Day | CAISO | 1-in-10 | 2021 | 13 | 369.9805 | 371.5331 | 9.321 | 90.2166 | 0
| Zone | Remainder of System | 8 | Typical Event Day | CAISO | 1-in-10 | 2021 | 14 | 336.3496 | 338.2293 | 9.3376 | 92.2609 | 0
| Zone | Remainder of System | 8 | Typical Event Day | CAISO | 1-in-10 | 2021 | 15 | 289.7229 | 298.1899 | 9.3931 | 93.5815 | 0
| Zone | Remainder of System | 8 | Typical Event Day | CAISO | 1-in-10 | 2021 | 16 | 249.9221 | 246.311 | 9.415 | 94.1627 | 0
| Zone | Remainder of System | 8 | Typical Event Day | CAISO | 1-in-10 | 2021 | 17 | 249.5351 | 253.8259 | 10.3921 | 93.8577 | 0
| Zone | Remainder of System | 8 | Typical Event Day | CAISO | 1-in-10 | 2021 | 18 | 217.7688 | 251.3389 | 10.424 | 93.0799 | 0
| Zone | Remainder of System | 8 | Typical Event Day | CAISO | 1-in-10 | 2021 | 19 | 216.388 | 198.5746 | 9.5773 | 91.4746 | 0
| Zone | Remainder of System | 8 | Typical Event Day | CAISO | 1-in-10 | 2021 | 20 | 217.4241 | 188.5368 | 9.4454 | 88.5784 | 0
| Zone | Remainder of System | 8 | Typical Event Day | CAISO | 1-in-10 | 2021 | 21 | 233.3511 | 212.1348 | 10.9929 | 84.7427 | 0
| Zone | Remainder of System | 8 | Typical Event Day | CAISO | 1-in-10 | 2021 | 22 | 379.1136 | 352.5568 | 9.476 | 81.5441 | 0
| Zone | Remainder of System | 8 | Typical Event Day | CAISO | 1-in-10 | 2021 | 23 | 386.4423 | 355.1409 | 9.3258 | 79.5436 | 0
| Zone | Remainder of System | 8 | Typical Event Day | CAISO | 1-in-10 | 2021 | 24 | 343.9306 | 328.2277 | 9.324 | 77.967 | 0
| Zone | Remainder of System | 9 | Average Weekday | CAISO | 1-in-10 | 2021 | 1 | 261.9135 | 270.0992 | 10.7152 | 71.0646 | 0
| Zone | Remainder of System | 9 | Average Weekday | CAISO | 1-in-10 | 2021 | 2 | 266.3733 | 267.0409 | 10.7245 | 70.1203 | 0
| Zone | Remainder of System | 9 | Average Weekday | CAISO | 1-in-10 | 2021 | 3 | 420.2193 | 414.1726 | 10.7254 | 69.2506 | 0
| Zone | Remainder of System | 9 | Average Weekday | CAISO | 1-in-10 | 2021 | 4 | 574.0394 | 569.8897 | 10.726 | 68.4826 | 0
| Zone | Remainder of System | 9 | Average Weekday | CAISO | 1-in-10 | 2021 | 5 | 521.1524 | 518.7772 | 10.7212 | 67.8093 | 0
| Zone | Remainder of System | 9 | Average Weekday | CAISO | 1-in-10 | 2021 | 6 | 503.4258 | 509.2337 | 10.7119 | 67.2573 | 0
| Zone | Remainder of System | 9 | Average Weekday | CAISO | 1-in-10 | 2021 | 7 | 530.353 | 517.1454 | 10.6935 | 66.785 | 0
| Zone | Remainder of System | 9 | Average Weekday | CAISO | 1-in-10 | 2021 | 8 | 514.1602 | 510.4764 | 10.6727 | 66.4866 | 0
| Zone | Remainder of System | 9 | Average Weekday | CAISO | 1-in-10 | 2021 | 9 | 467.2407 | 489.5258 | 10.6846 | 67.9182 | 0
| Zone | Remainder of System | 9 | Average Weekday | CAISO | 1-in-10 | 2021 | 10 | 464.3499 | 476.424 | 10.7199 | 71.1915 | 0
| Zone | Remainder of System | 9 | Average Weekday | CAISO | 1-in-10 | 2021 | 11 | 438.5965 | 450.847 | 10.7248 | 74.8699 | 0
| Zone | Remainder of System | 9 | Average Weekday | CAISO | 1-in-10 | 2021 | 12 | 433.5291 | 446.144 | 10.7285 | 78.4748 | 0
| Zone | Remainder of System | 9 | Average Weekday | CAISO | 1-in-10 | 2021 | 13 | 366.635 | 380.4839 | 10.7296 | 81.3392 | 0
| Zone | Remainder of System | 9 | Average Weekday | CAISO | 1-in-10 | 2021 | 14 | 326.4159 | 340.3225 | 10.7316 | 83.4193 | 0
| Zone | Remainder of System | 9 | Average Weekday | CAISO | 1-in-10 | 2021 | 15 | 281.9042 | 296.7658 | 10.7402 | 84.7282 | 0
| Zone | Remainder of System | 9 | Average Weekday | CAISO | 1-in-10 | 2021 | 16 | 251.3256 | 253.9141 | 10.7517 | 85.0989 | 0
| Zone | Remainder of System | 9 | Average Weekday | CAISO | 1-in-10 | 2021 | 17 | 252.9631 | 259.286 | 11.7145 | 84.9067 | 0
| Zone | Remainder of System | 9 | Average Weekday | CAISO | 1-in-10 | 2021 | 18 | 223.3197 | 240.6223 | 11.6147 | 83.9833 | 0
| Zone | Remainder of System | 9 | Average Weekday | CAISO | 1-in-10 | 2021 | 19 | 226.527 | 246.6293 | 11.8759 | 82.1152 | 0
| Zone | Remainder of System | 9 | Average Weekday | CAISO | 1-in-10 | 2021 | 20 | 228.066 | 239.6643 | 11.0862 | 79.1843 | 0
| Zone | Remainder of System | 9 | Average Weekday | CAISO | 1-in-10 | 2021 | 21 | 239.0081 | 256.3568 | 11.0808 | 76.077 | 0
| Zone | Remainder of System | 9 | Average Weekday | CAISO | 1-in-10 | 2021 | 22 | 384.866 | 407.8896 | 10.6645 | 74.194 | 0
| Zone | Remainder of System | 9 | Average Weekday | CAISO | 1-in-10 | 2021 | 23 | 387.9737 | 410.5315 | 10.7038 | 72.8204 | 0
| Zone | Remainder of System | 9 | Average Weekday | CAISO | 1-in-10 | 2021 | 24 | 341.6584 | 358.9903 | 10.6979 | 71.6765 | 0
| Zone | Remainder of System | 9 | Monthly System Peak Day | CAISO | 1-in-10 | 2021 | 1 | 261.9135 | 249.2848 | 10.7672 | 78.2118 | 0
| Zone | Remainder of System | 9 | Monthly System Peak Day | CAISO | 1-in-10 | 2021 | 2 | 266.3733 | 239.4345 | 10.7783 | 77.0359 | 0
| Zone | Remainder of System | 9 | Monthly System Peak Day | CAISO | 1-in-10 | 2021 | 3 | 420.2193 | 353.1381 | 10.7809 | 76.0394 | 0
| Zone | Remainder of System | 9 | Monthly System Peak Day | CAISO | 1-in-10 | 2021 | 4 | 574.0394 | 443.9601 | 10.7782 | 75.152 | 0
| Zone | Remainder of System | 9 | Monthly System Peak Day | CAISO | 1-in-10 | 2021 | 5 | 521.1524 | 402.5888 | 10.7737 | 74.7415 | 0
| Zone | Remainder of System | 9 | Monthly System Peak Day | CAISO | 1-in-10 | 2021 | 6 | 503.4258 | 404.4421 | 10.7646 | 74.3085 | 0
| Zone | Remainder of System | 9 | Monthly System Peak Day | CAISO | 1-in-10 | 2021 | 7 | 530.353 | 425.1516 | 10.7699 | 73.9662 | 0
| Zone | Remainder of System | 9 | Monthly System Peak Day | CAISO | 1-in-10 | 2021 | 8 | 514.1602 | 423.7934 | 10.7368 | 74.3479 | 0
| Zone | Remainder of System | 9 | Monthly System Peak Day | CAISO | 1-in-10 | 2021 | 9 | 467.2407 | 443.0881 | 10.7425 | 75.8286 | 0
| Zone | Remainder of System | 9 | Monthly System Peak Day | CAISO | 1-in-10 | 2021 | 10 | 464.3499 | 425.4539 | 10.7772 | 79.1 | 0
| Zone | Remainder of System | 9 | Monthly System Peak Day | CAISO | 1-in-10 | 2021 | 11 | 438.5965 | 404.9175 | 10.7671 | 83.6879 | 0
| Zone | Remainder of System | 9 | Monthly System Peak Day | CAISO | 1-in-10 | 2021 | 12 | 433.5291 | 403.2083 | 10.7578 | 88.1258 | 0
| Zone | Remainder of System | 9 | Monthly System Peak Day | CAISO | 1-in-10 | 2021 | 13 | 366.635 | 349.4132 | 10.756 | 91.4561 | 0
| Zone | Remainder of System | 9 | Monthly System Peak Day | CAISO | 1-in-10 | 2021 | 14 | 326.4159 | 314.2138 | 10.7639 | 93.3227 | 0
| Zone | Remainder of System | 9 | Monthly System Peak Day | CAISO | 1-in-10 | 2021 | 15 | 281.9042 | 281.0422 | 10.8024 | 94.7455 | 0
| Zone | Remainder of System | 9 | Monthly System Peak Day | CAISO | 1-in-10 | 2021 | 16 | 251.3256 | 239.9735 | 10.8252 | 95.5636 | 0
| Zone | Remainder of System | 9 | Monthly System Peak Day | CAISO | 1-in-10 | 2021 | 17 | 252.9631 | 256.7493 | 11.7293 | 95.7667 | 0
| Zone | Remainder of System | 9 | Monthly System Peak Day | CAISO | 1-in-10 | 2021 | 18 | 223.3197 | 253.2422 | 11.7202 | 94.6182 | 0
| Zone | Remainder of System | 9 | Monthly System Peak Day | CAISO | 1-in-10 | 2021 | 19 | 226.527 | 205.4678 | 11.5031 | 92.8864 | 0
| Zone | Remainder of System | 9 | Monthly System Peak Day | CAISO | 1-in-10 | 2021 | 20 | 228.066 | 197.9825 | 10.9116 | 90.35 | 0
| Zone | Remainder of System | 9 | Monthly System Peak Day | CAISO | 1-in-10 | 2021 | 21 | 239.0081 | 218.6329 | 11.9465 | 87.2288 | 0
| Zone | Remainder of System | 9 | Monthly System Peak Day | CAISO | 1-in-10 | 2021 | 22 | 384.866 | 346.4311 | 10.8466 | 85.2576 | 0
| Zone | Remainder of System | 9 | Monthly System Peak Day | CAISO | 1-in-10 | 2021 | 23 | 387.9737 | 336.7031 | 10.7273 | 83.9182 | 0
| Zone | Remainder of System | 9 | Monthly System Peak Day | CAISO | 1-in-10 | 2021 | 24 | 341.6584 | 307.9644 | 10.7421 | 82.4894 | 0
| Zone | Remainder of System | 10 | Average Weekday | CAISO | 1-in-10 | 2021 | 1 | 275.3954 | 285.5861 | 10.219 | 66.821 | 0
| Zone | Remainder of System | 10 | Average Weekday | CAISO | 1-in-10 | 2021 | 2 | 269.4398 | 275.7998 | 10.1205 | 65.8764 | 0
| Zone | Remainder of System | 10 | Average Weekday | CAISO | 1-in-10 | 2021 | 3 | 412.5167 | 421.9364 | 10.1067 | 65.1487 | 0
| Zone | Remainder of System | 10 | Average Weekday | CAISO | 1-in-10 | 2021 | 4 | 574.5072 | 589.2499 | 10.0736 | 64.4441 | 0
| Zone | Remainder of System | 10 | Average Weekday | CAISO | 1-in-10 | 2021 | 5 | 570.1858 | 584.2537 | 10.0703 | 63.7957 | 0
| Zone | Remainder of System | 10 | Average Weekday | CAISO | 1-in-10 | 2021 | 6 | 557.3472 | 572.4415 | 10.0263 | 63.2505 | 0
| Zone | Remainder of System | 10 | Average Weekday | CAISO | 1-in-10 | 2021 | 7 | 557.2731 | 556.2313 | 10.0201 | 62.7507 | 0
| Zone | Remainder of System | 10 | Average Weekday | CAISO | 1-in-10 | 2021 | 8 | 555.9315 | 554.5336 | 10.2946 | 62.4032 | 0
| Zone | Remainder of System | 10 | Average Weekday | CAISO | 1-in-10 | 2021 | 9 | 526.6771 | 561.8522 | 10.6782 | 62.8006 | 0
| Zone | Remainder of System | 10 | Average Weekday | CAISO | 1-in-10 | 2021 | 10 | 510.4919 | 528.0906 | 10.4319 | 65.6724 | 0
| Zone | Remainder of System | 10 | Average Weekday | CAISO | 1-in-10 | 2021 | 11 | 499.0225 | 512.0164 | 10.6424 | 69.5905 | 0
| Zone | Remainder of System | 10 | Average Weekday | CAISO | 1-in-10 | 2021 | 12 | 489.66 | 498.8724 | 10.8742 | 73.4477 | 0
| Zone | Remainder of System | 10 | Average Weekday | CAISO | 1-in-10 | 2021 | 13 | 397.1117 | 407.3307 | 11.0521 | 76.5732 | 0
| Zone | Remainder of System | 10 | Average Weekday | CAISO | 1-in-10 | 2021 | 14 | 342.9004 | 350.0014 | 10.9146 | 78.6528 | 0
| Zone | Remainder of System | 10 | Average Weekday | CAISO | 1-in-10 | 2021 | 15 | 302.2614 | 309.0181 | 10.5439 | 79.9522 | 0
| Zone | Remainder of System | 10 | Average Weekday | CAISO | 1-in-10 | 2021 | 16 | 272.032 | 274.7283 | 10.093 | 80.5984 | 0
| Zone | Remainder of System | 10 | Average Weekday | CAISO | 1-in-10 | 2021 | 17 | 265.8036 | 270.7841 | 10.0425 | 80.5533 | 0
| Zone | Remainder of System | 10 | Average Weekday | CAISO | 1-in-10 | 2021 | 18 | 247.0824 | 252.8476 | 10.0925 | 79.6615 | 0
| Zone | Remainder of System | 10 | Average Weekday | CAISO | 1-in-10 | 2021 | 19 | 264.1628 | 270.7793 | 10.7225 | 77.699 | 0
| Zone | Remainder of System | 10 | Average Weekday | CAISO | 1-in-10 | 2021 | 20 | 259.811 | 263.2712 | 10.448 | 74.602 | 0
| Zone | Remainder of System | 10 | Average Weekday | CAISO | 1-in-10 | 2021 | 21 | 250.0478 | 255.6967 | 9.9949 | 72.2635 | 0
| Zone | Remainder of System | 10 | Average Weekday | CAISO | 1-in-10 | 2021 | 22 | 421.8238 | 439.4329 | 10.0102 | 70.5604 | 0
| Zone | Remainder of System | 10 | Average Weekday | CAISO | 1-in-10 | 2021 | 23 | 391.769 | 411.9341 | 10.1473 | 69.1121 | 0
| Zone | Remainder of System | 10 | Average Weekday | CAISO | 1-in-10 | 2021 | 24 | 317.7358 | 341.1471 | 10.3076 | 67.8831 | 0
| Zone | Remainder of System | 10 | Monthly System Peak Day | CAISO | 1-in-10 | 2021 | 1 | 275.3954 | 295.3453 | 10.0759 | 76.9398 | 0
| Zone | Remainder of System | 10 | Monthly System Peak Day | CAISO | 1-in-10 | 2021 | 2 | 269.4398 | 280.6909 | 10.0238 | 75.4956 | 0
| Zone | Remainder of System | 10 | Monthly System Peak Day | CAISO | 1-in-10 | 2021 | 3 | 412.5167 | 425.899 | 10.0173 | 74.3628 | 0
| Zone | Remainder of System | 10 | Monthly System Peak Day | CAISO | 1-in-10 | 2021 | 4 | 574.5072 | 590.8981 | 10.0048 | 73.3659 | 0
| Zone | Remainder of System | 10 | Monthly System Peak Day | CAISO | 1-in-10 | 2021 | 5 | 570.1858 | 589.2776 | 9.9994 | 72.7463 | 0
| Zone | Remainder of System | 10 | Monthly System Peak Day | CAISO | 1-in-10 | 2021 | 6 | 557.3472 | 571.003 | 9.9787 | 72.5802 | 0
| Zone | Remainder of System | 10 | Monthly System Peak Day | CAISO | 1-in-10 | 2021 | 7 | 557.2731 | 550.2405 | 9.9743 | 71.903 | 0
| Zone | Remainder of System | 10 | Monthly System Peak Day | CAISO | 1-in-10 | 2021 | 8 | 555.9315 | 559.8691 | 10.1259 | 71.4577 | 0
| Zone | Remainder of System | 10 | Monthly System Peak Day | CAISO | 1-in-10 | 2021 | 9 | 526.6771 | 573.5875 | 10.3979 | 71.9181 | 0
| Zone | Remainder of System | 10 | Monthly System Peak Day | CAISO | 1-in-10 | 2021 | 10 | 510.4919 | 533.0634 | 10.2105 | 75.8697 | 0
| Zone | Remainder of System | 10 | Monthly System Peak Day | CAISO | 1-in-10 | 2021 | 11 | 499.0225 | 520.6572 | 10.3533 | 79.7977 | 0
| Zone | Remainder of System | 10 | Monthly System Peak Day | CAISO | 1-in-10 | 2021 | 12 | 489.66 | 512.4622 | 10.521 | 83.3609 | 0
| Zone | Remainder of System | 10 | Monthly System Peak Day | CAISO | 1-in-10 | 2021 | 13 | 397.1117 | 407.017 | 10.6565 | 86.4797 | 0
| Zone | Remainder of System | 10 | Monthly System Peak Day | CAISO | 1-in-10 | 2021 | 14 | 342.9004 | 349.3502 | 10.5548 | 88.2344 | 0
| Zone | Remainder of System | 10 | Monthly System Peak Day | CAISO | 1-in-10 | 2021 | 15 | 302.2614 | 309.1169 | 10.2755 | 89.0484 | 0
| Zone | Remainder of System | 10 | Monthly System Peak Day | CAISO | 1-in-10 | 2021 | 16 | 272.032 | 273.3833 | 9.9855 | 89.7625 | 0
| Zone | Remainder of System | 10 | Monthly System Peak Day | CAISO | 1-in-10 | 2021 | 17 | 265.8036 | 270.8871 | 9.9985 | 89.2516 | 0
| Zone | Remainder of System | 10 | Monthly System Peak Day | CAISO | 1-in-10 | 2021 | 18 | 247.0824 | 253.0713 | 9.9985 | 88.1547 | 0
| Zone | Remainder of System | 10 | Monthly System Peak Day | CAISO | 1-in-10 | 2021 | 19 | 264.1628 | 269.8609 | 10.6894 | 85.0234 | 0
| Zone | Remainder of System | 10 | Monthly System Peak Day | CAISO | 1-in-10 | 2021 | 20 | 259.811 | 263.8492 | 10.4476 | 81.3875 | 0
| Zone | Remainder of System | 10 | Monthly System Peak Day | CAISO | 1-in-10 | 2021 | 21 | 250.0478 | 258.2839 | 10.1914 | 78.1727 | 0
| Zone | Remainder of System | 10 | Monthly System Peak Day | CAISO | 1-in-10 | 2021 | 22 | 421.8238 | 439.3842 | 9.9507 | 76.3627 | 0
| Zone | Remainder of System | 10 | Monthly System Peak Day | CAISO | 1-in-10 | 2021 | 23 | 391.769 | 415.6187 | 10.0332 | 75.0878 | 0
| Zone | Remainder of System | 10 | Monthly System Peak Day | CAISO | 1-in-10 | 2021 | 24 | 317.7358 | 355.3971 | 10.1339 | 73.8925 | 0
| Zone | Remainder of System | 11 | Average Weekday | CAISO | 1-in-10 | 2021 | 1 | 259.8744 | 266.3387 | 10.1203 | 56.059 | 0
| Zone | Remainder of System | 11 | Average Weekday | CAISO | 1-in-10 | 2021 | 2 | 259.0464 | 264.8848 | 10.1301 | 55.0971 | 0
| Zone | Remainder of System | 11 | Average Weekday | CAISO | 1-in-10 | 2021 | 3 | 396.7296 | 407.232 | 10.108 | 54.1595 | 0
| Zone | Remainder of System | 11 | Average Weekday | CAISO | 1-in-10 | 2021 | 4 | 569.4473 | 586.8278 | 10.116 | 53.2044 | 0
| Zone | Remainder of System | 11 | Average Weekday | CAISO | 1-in-10 | 2021 | 5 | 544.779 | 569.9127 | 10.0934 | 52.3654 | 0
| Zone | Remainder of System | 11 | Average Weekday | CAISO | 1-in-10 | 2021 | 6 | 523.1304 | 548.2541 | 10.0965 | 51.8116 | 0
| Zone | Remainder of System | 11 | Average Weekday | CAISO | 1-in-10 | 2021 | 7 | 529.7841 | 527.0917 | 10.2602 | 51.3221 | 0
| Zone | Remainder of System | 11 | Average Weekday | CAISO | 1-in-10 | 2021 | 8 | 518.4333 | 520.2261 | 10.5369 | 51.0234 | 0
| Zone | Remainder of System | 11 | Average Weekday | CAISO | 1-in-10 | 2021 | 9 | 500.8049 | 525.837 | 10.2948 | 52.5111 | 0
| Zone | Remainder of System | 11 | Average Weekday | CAISO | 1-in-10 | 2021 | 10 | 480.6674 | 493.0372 | 10.5348 | 56.466 | 0
| Zone | Remainder of System | 11 | Average Weekday | CAISO | 1-in-10 | 2021 | 11 | 459.1544 | 467.2706 | 10.72 | 61.1659 | 0
| Zone | Remainder of System | 11 | Average Weekday | CAISO | 1-in-10 | 2021 | 12 | 453.5522 | 459.9198 | 10.8258 | 65.0488 | 0
| Zone | Remainder of System | 11 | Average Weekday | CAISO | 1-in-10 | 2021 | 13 | 371.2738 | 382.3156 | 10.6514 | 67.8408 | 0
| Zone | Remainder of System | 11 | Average Weekday | CAISO | 1-in-10 | 2021 | 14 | 334.071 | 341.7629 | 10.4086 | 69.5124 | 0
| Zone | Remainder of System | 11 | Average Weekday | CAISO | 1-in-10 | 2021 | 15 | 285.9527 | 295.3785 | 10.1055 | 70.4672 | 0
| Zone | Remainder of System | 11 | Average Weekday | CAISO | 1-in-10 | 2021 | 16 | 258.5213 | 261.0837 | 10.1452 | 70.7027 | 0
| Zone | Remainder of System | 11 | Average Weekday | CAISO | 1-in-10 | 2021 | 17 | 260.1075 | 265.494 | 10.1094 | 69.9819 | 0
| Zone | Remainder of System | 11 | Average Weekday | CAISO | 1-in-10 | 2021 | 18 | 242.0397 | 248.173 | 10.2518 | 67.953 | 0
| Zone | Remainder of System | 11 | Average Weekday | CAISO | 1-in-10 | 2021 | 19 | 260.8025 | 265.0827 | 10.4981 | 65.3114 | 0
| Zone | Remainder of System | 11 | Average Weekday | CAISO | 1-in-10 | 2021 | 20 | 250.4928 | 311.089 | 12.188 | 63.0346 | 0
| Zone | Remainder of System | 11 | Average Weekday | CAISO | 1-in-10 | 2021 | 21 | 239.3796 | 245.6485 | 9.9691 | 61.213 | 0
| Zone | Remainder of System | 11 | Average Weekday | CAISO | 1-in-10 | 2021 | 22 | 404.011 | 419.4665 | 10.0803 | 59.5838 | 0
| Zone | Remainder of System | 11 | Average Weekday | CAISO | 1-in-10 | 2021 | 23 | 375.1989 | 389.4614 | 10.2279 | 58.2328 | 0
| Zone | Remainder of System | 11 | Average Weekday | CAISO | 1-in-10 | 2021 | 24 | 300.2812 | 313.0161 | 10.1736 | 57.0822 | 0
| Zone | Remainder of System | 11 | Monthly System Peak Day | CAISO | 1-in-10 | 2021 | 1 | 259.8744 | 271.1531 | 10.0519 | 69.4034 | 0
| Zone | Remainder of System | 11 | Monthly System Peak Day | CAISO | 1-in-10 | 2021 | 2 | 259.0464 | 268.7806 | 10.0643 | 68.1516 | 0
| Zone | Remainder of System | 11 | Monthly System Peak Day | CAISO | 1-in-10 | 2021 | 3 | 396.7296 | 410.0291 | 10.0528 | 67.393 | 0
| Zone | Remainder of System | 11 | Monthly System Peak Day | CAISO | 1-in-10 | 2021 | 4 | 569.4473 | 589.7154 | 10.0593 | 66.0125 | 0
| Zone | Remainder of System | 11 | Monthly System Peak Day | CAISO | 1-in-10 | 2021 | 5 | 544.779 | 572.6666 | 10.0512 | 65.1814 | 0
| Zone | Remainder of System | 11 | Monthly System Peak Day | CAISO | 1-in-10 | 2021 | 6 | 523.1304 | 548.5807 | 10.0547 | 64.2144 | 0
| Zone | Remainder of System | 11 | Monthly System Peak Day | CAISO | 1-in-10 | 2021 | 7 | 529.7841 | 517.1118 | 10.1879 | 63.6647 | 0
| Zone | Remainder of System | 11 | Monthly System Peak Day | CAISO | 1-in-10 | 2021 | 8 | 518.4333 | 529.841 | 10.5348 | 63.8962 | 0
| Zone | Remainder of System | 11 | Monthly System Peak Day | CAISO | 1-in-10 | 2021 | 9 | 500.8049 | 534.0698 | 10.2247 | 65.4002 | 0
| Zone | Remainder of System | 11 | Monthly System Peak Day | CAISO | 1-in-10 | 2021 | 10 | 480.6674 | 501.2857 | 10.5249 | 69.6937 | 0
| Zone | Remainder of System | 11 | Monthly System Peak Day | CAISO | 1-in-10 | 2021 | 11 | 459.1544 | 479.3766 | 10.7883 | 76.562 | 0
| Zone | Remainder of System | 11 | Monthly System Peak Day | CAISO | 1-in-10 | 2021 | 12 | 453.5522 | 475.8607 | 10.949 | 82.3128 | 0
| Zone | Remainder of System | 11 | Monthly System Peak Day | CAISO | 1-in-10 | 2021 | 13 | 371.2738 | 382.7548 | 10.6878 | 85.9891 | 0
| Zone | Remainder of System | 11 | Monthly System Peak Day | CAISO | 1-in-10 | 2021 | 14 | 334.071 | 339.9932 | 10.3562 | 87.9797 | 0
| Zone | Remainder of System | 11 | Monthly System Peak Day | CAISO | 1-in-10 | 2021 | 15 | 285.9527 | 295.6415 | 10.0307 | 88.7703 | 0
| Zone | Remainder of System | 11 | Monthly System Peak Day | CAISO | 1-in-10 | 2021 | 16 | 258.5213 | 259.9331 | 10.0709 | 89.0578 | 0
| Zone | Remainder of System | 11 | Monthly System Peak Day | CAISO | 1-in-10 | 2021 | 17 | 260.1075 | 267.6216 | 10.0381 | 88.5875 | 0
| Zone | Remainder of System | 11 | Monthly System Peak Day | CAISO | 1-in-10 | 2021 | 18 | 242.0397 | 250.7466 | 10.175 | 86.8453 | 0
| Zone | Remainder of System | 11 | Monthly System Peak Day | CAISO | 1-in-10 | 2021 | 19 | 260.8025 | 266.2271 | 10.4974 | 83.7578 | 0
| Zone | Remainder of System | 11 | Monthly System Peak Day | CAISO | 1-in-10 | 2021 | 20 | 250.4928 | 358.5453 | 18.2509 | 79.8594 | 0
| Zone | Remainder of System | 11 | Monthly System Peak Day | CAISO | 1-in-10 | 2021 | 21 | 239.3796 | 247.9381 | 10.2187 | 76.3664 | 0
| Zone | Remainder of System | 11 | Monthly System Peak Day | CAISO | 1-in-10 | 2021 | 22 | 404.011 | 420.8119 | 10.0155 | 73.8492 | 0
| Zone | Remainder of System | 11 | Monthly System Peak Day | CAISO | 1-in-10 | 2021 | 23 | 375.1989 | 395.5456 | 10.1541 | 71.6486 | 0
| Zone | Remainder of System | 11 | Monthly System Peak Day | CAISO | 1-in-10 | 2021 | 24 | 300.2812 | 321.7996 | 10.0951 | 70.3994 | 0
| Zone | Remainder of System | 12 | Average Weekday | CAISO | 1-in-10 | 2021 | 1 | 243.9046 | 250.2163 | 10.0049 | 50.4524 | 0
| Zone | Remainder of System | 12 | Average Weekday | CAISO | 1-in-10 | 2021 | 2 | 239.9145 | 245.6914 | 10.0207 | 49.6307 | 0
| Zone | Remainder of System | 12 | Average Weekday | CAISO | 1-in-10 | 2021 | 3 | 371.6171 | 381.7374 | 10.0242 | 48.8824 | 0
| Zone | Remainder of System | 12 | Average Weekday | CAISO | 1-in-10 | 2021 | 4 | 544.207 | 560.7903 | 10.028 | 48.0839 | 0
| Zone | Remainder of System | 12 | Average Weekday | CAISO | 1-in-10 | 2021 | 5 | 521.3008 | 547.9117 | 10.0306 | 47.4648 | 0
| Zone | Remainder of System | 12 | Average Weekday | CAISO | 1-in-10 | 2021 | 6 | 489.6508 | 518.6468 | 10.033 | 46.8946 | 0
| Zone | Remainder of System | 12 | Average Weekday | CAISO | 1-in-10 | 2021 | 7 | 484.3142 | 482.3651 | 10.0062 | 46.4436 | 0
| Zone | Remainder of System | 12 | Average Weekday | CAISO | 1-in-10 | 2021 | 8 | 481.8032 | 487.2525 | 9.987 | 46.3279 | 0
| Zone | Remainder of System | 12 | Average Weekday | CAISO | 1-in-10 | 2021 | 9 | 463.0379 | 489.8106 | 9.9708 | 46.9814 | 0
| Zone | Remainder of System | 12 | Average Weekday | CAISO | 1-in-10 | 2021 | 10 | 436.732 | 451.9303 | 9.9838 | 49.9135 | 0
| Zone | Remainder of System | 12 | Average Weekday | CAISO | 1-in-10 | 2021 | 11 | 417.0794 | 427.0978 | 9.9738 | 53.6874 | 0
| Zone | Remainder of System | 12 | Average Weekday | CAISO | 1-in-10 | 2021 | 12 | 409.8935 | 416.736 | 9.967 | 57.1456 | 0
| Zone | Remainder of System | 12 | Average Weekday | CAISO | 1-in-10 | 2021 | 13 | 337.2351 | 347.8506 | 9.9716 | 59.6607 | 0
| Zone | Remainder of System | 12 | Average Weekday | CAISO | 1-in-10 | 2021 | 14 | 301.2101 | 308.8539 | 9.9764 | 61.3133 | 0
| Zone | Remainder of System | 12 | Average Weekday | CAISO | 1-in-10 | 2021 | 15 | 268.5191 | 277.0743 | 9.9835 | 62.1542 | 0
| Zone | Remainder of System | 12 | Average Weekday | CAISO | 1-in-10 | 2021 | 16 | 237.4474 | 239.7657 | 10.0028 | 62.3151 | 0
| Zone | Remainder of System | 12 | Average Weekday | CAISO | 1-in-10 | 2021 | 17 | 239.5729 | 245.2726 | 10.0106 | 61.6977 | 0
| Zone | Remainder of System | 12 | Average Weekday | CAISO | 1-in-10 | 2021 | 18 | 223.4375 | 229.3593 | 9.9963 | 59.7727 | 0
| Zone | Remainder of System | 12 | Average Weekday | CAISO | 1-in-10 | 2021 | 19 | 243.0785 | 247.3159 | 10.4978 | 57.5166 | 0
| Zone | Remainder of System | 12 | Average Weekday | CAISO | 1-in-10 | 2021 | 20 | 240.0324 | 301.7677 | 10.474 | 55.8063 | 0
| Zone | Remainder of System | 12 | Average Weekday | CAISO | 1-in-10 | 2021 | 21 | 229.2584 | 235.6771 | 9.969 | 54.4022 | 0
| Zone | Remainder of System | 12 | Average Weekday | CAISO | 1-in-10 | 2021 | 22 | 391.0905 | 406.7329 | 9.9454 | 53.1733 | 0
| Zone | Remainder of System | 12 | Average Weekday | CAISO | 1-in-10 | 2021 | 23 | 363.7993 | 377.4838 | 9.9756 | 52.0782 | 0
| Zone | Remainder of System | 12 | Average Weekday | CAISO | 1-in-10 | 2021 | 24 | 289.5388 | 301.9438 | 9.9877 | 51.1639 | 0
| Zone | Remainder of System | 12 | Monthly System Peak Day | CAISO | 1-in-10 | 2021 | 1 | 243.9046 | 250.2163 | 10.0049 | 42.5695 | 0
| Zone | Remainder of System | 12 | Monthly System Peak Day | CAISO | 1-in-10 | 2021 | 2 | 239.9145 | 245.6914 | 10.0207 | 41.708 | 0
| Zone | Remainder of System | 12 | Monthly System Peak Day | CAISO | 1-in-10 | 2021 | 3 | 371.6171 | 381.7374 | 10.0242 | 40.6634 | 0
| Zone | Remainder of System | 12 | Monthly System Peak Day | CAISO | 1-in-10 | 2021 | 4 | 544.207 | 560.7903 | 10.028 | 39.7536 | 0
| Zone | Remainder of System | 12 | Monthly System Peak Day | CAISO | 1-in-10 | 2021 | 5 | 521.3008 | 547.9117 | 10.0306 | 38.8297 | 0
| Zone | Remainder of System | 12 | Monthly System Peak Day | CAISO | 1-in-10 | 2021 | 6 | 489.6508 | 518.6468 | 10.033 | 37.7472 | 0
| Zone | Remainder of System | 12 | Monthly System Peak Day | CAISO | 1-in-10 | 2021 | 7 | 484.3142 | 482.3651 | 10.0062 | 36.5995 | 0
| Zone | Remainder of System | 12 | Monthly System Peak Day | CAISO | 1-in-10 | 2021 | 8 | 481.8032 | 487.2525 | 9.987 | 36.6103 | 0
| Zone | Remainder of System | 12 | Monthly System Peak Day | CAISO | 1-in-10 | 2021 | 9 | 463.0379 | 489.8106 | 9.9708 | 37.7047 | 0
| Zone | Remainder of System | 12 | Monthly System Peak Day | CAISO | 1-in-10 | 2021 | 10 | 436.732 | 451.9303 | 9.9838 | 41.4383 | 0
| Zone | Remainder of System | 12 | Monthly System Peak Day | CAISO | 1-in-10 | 2021 | 11 | 417.0794 | 427.0978 | 9.9738 | 45.7698 | 0
| Zone | Remainder of System | 12 | Monthly System Peak Day | CAISO | 1-in-10 | 2021 | 12 | 409.8935 | 416.736 | 9.967 | 48.8809 | 0
| Zone | Remainder of System | 12 | Monthly System Peak Day | CAISO | 1-in-10 | 2021 | 13 | 337.2351 | 347.8506 | 9.9716 | 50.4759 | 0
| Zone | Remainder of System | 12 | Monthly System Peak Day | CAISO | 1-in-10 | 2021 | 14 | 301.2101 | 308.8539 | 9.9764 | 51.6747 | 0
| Zone | Remainder of System | 12 | Monthly System Peak Day | CAISO | 1-in-10 | 2021 | 15 | 268.5191 | 277.0743 | 9.9835 | 52.7272 | 0
| Zone | Remainder of System | 12 | Monthly System Peak Day | CAISO | 1-in-10 | 2021 | 16 | 237.4474 | 239.7657 | 10.0028 | 53.1839 | 0
| Zone | Remainder of System | 12 | Monthly System Peak Day | CAISO | 1-in-10 | 2021 | 17 | 239.5729 | 245.2726 | 10.0106 | 52.9211 | 0
| Zone | Remainder of System | 12 | Monthly System Peak Day | CAISO | 1-in-10 | 2021 | 18 | 223.4375 | 229.3593 | 9.9963 | 51.1658 | 0
| Zone | Remainder of System | 12 | Monthly System Peak Day | CAISO | 1-in-10 | 2021 | 19 | 243.0785 | 247.3159 | 10.4978 | 49.0081 | 0
| Zone | Remainder of System | 12 | Monthly System Peak Day | CAISO | 1-in-10 | 2021 | 20 | 240.0324 | 301.7677 | 10.474 | 47.4864 | 0
| Zone | Remainder of System | 12 | Monthly System Peak Day | CAISO | 1-in-10 | 2021 | 21 | 229.2584 | 235.6771 | 9.969 | 46.0752 | 0
| Zone | Remainder of System | 12 | Monthly System Peak Day | CAISO | 1-in-10 | 2021 | 22 | 391.0905 | 406.7329 | 9.9454 | 44.3067 | 0
| Zone | Remainder of System | 12 | Monthly System Peak Day | CAISO | 1-in-10 | 2021 | 23 | 363.7993 | 377.4838 | 9.9756 | 43.3595 | 0
| Zone | Remainder of System | 12 | Monthly System Peak Day | CAISO | 1-in-10 | 2021 | 24 | 289.5388 | 301.9438 | 9.9877 | 42.7814 | 0
| Zone | Remainder of System | 1 | Average Weekday | CAISO | 1-in-10 | 2022 | 1 | 258.9171 | 265.1525 | 8.5104 | 48.5418 | 0
| Zone | Remainder of System | 1 | Average Weekday | CAISO | 1-in-10 | 2022 | 2 | 254.8678 | 261.8648 | 8.5349 | 47.7538 | 0
| Zone | Remainder of System | 1 | Average Weekday | CAISO | 1-in-10 | 2022 | 3 | 393.8292 | 405.4141 | 8.5402 | 47.1481 | 0
| Zone | Remainder of System | 1 | Average Weekday | CAISO | 1-in-10 | 2022 | 4 | 564.4678 | 582.1497 | 8.5465 | 46.4563 | 0
| Zone | Remainder of System | 1 | Average Weekday | CAISO | 1-in-10 | 2022 | 5 | 540.606 | 568.4525 | 8.5499 | 45.7587 | 0
| Zone | Remainder of System | 1 | Average Weekday | CAISO | 1-in-10 | 2022 | 6 | 523.7117 | 552.7014 | 8.5548 | 45.1036 | 0
| Zone | Remainder of System | 1 | Average Weekday | CAISO | 1-in-10 | 2022 | 7 | 530.054 | 527.9852 | 8.5176 | 44.5655 | 0
| Zone | Remainder of System | 1 | Average Weekday | CAISO | 1-in-10 | 2022 | 8 | 524.813 | 530.5946 | 8.4733 | 44.3307 | 0
| Zone | Remainder of System | 1 | Average Weekday | CAISO | 1-in-10 | 2022 | 9 | 493.3649 | 517.9099 | 8.4294 | 44.8068 | 0
| Zone | Remainder of System | 1 | Average Weekday | CAISO | 1-in-10 | 2022 | 10 | 476.4738 | 489.632 | 8.4544 | 47.5928 | 0
| Zone | Remainder of System | 1 | Average Weekday | CAISO | 1-in-10 | 2022 | 11 | 450.3796 | 458.7524 | 8.4165 | 51.3252 | 0
| Zone | Remainder of System | 1 | Average Weekday | CAISO | 1-in-10 | 2022 | 12 | 446.4729 | 452.1691 | 8.3818 | 54.7156 | 0
| Zone | Remainder of System | 1 | Average Weekday | CAISO | 1-in-10 | 2022 | 13 | 377.0636 | 387.6962 | 8.3741 | 57.1933 | 0
| Zone | Remainder of System | 1 | Average Weekday | CAISO | 1-in-10 | 2022 | 14 | 338.9849 | 346.6745 | 8.4034 | 58.7299 | 0
| Zone | Remainder of System | 1 | Average Weekday | CAISO | 1-in-10 | 2022 | 15 | 296.1837 | 303.9616 | 8.452 | 59.7358 | 0
| Zone | Remainder of System | 1 | Average Weekday | CAISO | 1-in-10 | 2022 | 16 | 263.5432 | 265.8827 | 8.5051 | 60.1875 | 0
| Zone | Remainder of System | 1 | Average Weekday | CAISO | 1-in-10 | 2022 | 17 | 265.1658 | 271.2818 | 8.3959 | 59.7999 | 0
| Zone | Remainder of System | 1 | Average Weekday | CAISO | 1-in-10 | 2022 | 18 | 246.3113 | 252.216 | 8.3756 | 58.3041 | 0
| Zone | Remainder of System | 1 | Average Weekday | CAISO | 1-in-10 | 2022 | 19 | 261.0429 | 265.347 | 8.6687 | 55.9215 | 0
| Zone | Remainder of System | 1 | Average Weekday | CAISO | 1-in-10 | 2022 | 20 | 253.8374 | 315.5764 | 8.6785 | 54.1041 | 0
| Zone | Remainder of System | 1 | Average Weekday | CAISO | 1-in-10 | 2022 | 21 | 237.807 | 244.163 | 8.2991 | 52.7602 | 0
| Zone | Remainder of System | 1 | Average Weekday | CAISO | 1-in-10 | 2022 | 22 | 405.6892 | 421.4953 | 8.453 | 51.5587 | 0
| Zone | Remainder of System | 1 | Average Weekday | CAISO | 1-in-10 | 2022 | 23 | 387.8579 | 402.2276 | 8.4794 | 50.4809 | 0
| Zone | Remainder of System | 1 | Average Weekday | CAISO | 1-in-10 | 2022 | 24 | 317.105 | 329.5013 | 8.4837 | 49.576 | 0
| Zone | Remainder of System | 1 | Monthly System Peak Day | CAISO | 1-in-10 | 2022 | 1 | 258.9171 | 265.1525 | 8.5104 | 42.8934 | 0
| Zone | Remainder of System | 1 | Monthly System Peak Day | CAISO | 1-in-10 | 2022 | 2 | 254.8678 | 261.8648 | 8.5349 | 42.5892 | 0
| Zone | Remainder of System | 1 | Monthly System Peak Day | CAISO | 1-in-10 | 2022 | 3 | 393.8292 | 405.4141 | 8.5402 | 42.6298 | 0
| Zone | Remainder of System | 1 | Monthly System Peak Day | CAISO | 1-in-10 | 2022 | 4 | 564.4678 | 582.1497 | 8.5465 | 42.2222 | 0
| Zone | Remainder of System | 1 | Monthly System Peak Day | CAISO | 1-in-10 | 2022 | 5 | 540.606 | 568.4525 | 8.5499 | 42.1184 | 0
| Zone | Remainder of System | 1 | Monthly System Peak Day | CAISO | 1-in-10 | 2022 | 6 | 523.7117 | 552.7014 | 8.5548 | 41.1072 | 0
| Zone | Remainder of System | 1 | Monthly System Peak Day | CAISO | 1-in-10 | 2022 | 7 | 530.054 | 527.9852 | 8.5176 | 40.9603 | 0
| Zone | Remainder of System | 1 | Monthly System Peak Day | CAISO | 1-in-10 | 2022 | 8 | 524.813 | 530.5946 | 8.4733 | 40.0328 | 0
| Zone | Remainder of System | 1 | Monthly System Peak Day | CAISO | 1-in-10 | 2022 | 9 | 493.3649 | 517.9099 | 8.4294 | 39.5062 | 0
| Zone | Remainder of System | 1 | Monthly System Peak Day | CAISO | 1-in-10 | 2022 | 10 | 476.4738 | 489.632 | 8.4544 | 41.8467 | 0
| Zone | Remainder of System | 1 | Monthly System Peak Day | CAISO | 1-in-10 | 2022 | 11 | 450.3796 | 458.7524 | 8.4165 | 44.5803 | 0
| Zone | Remainder of System | 1 | Monthly System Peak Day | CAISO | 1-in-10 | 2022 | 12 | 446.4729 | 452.1691 | 8.3818 | 46.5347 | 0
| Zone | Remainder of System | 1 | Monthly System Peak Day | CAISO | 1-in-10 | 2022 | 13 | 377.0636 | 387.6962 | 8.3741 | 47.7191 | 0
| Zone | Remainder of System | 1 | Monthly System Peak Day | CAISO | 1-in-10 | 2022 | 14 | 338.9849 | 346.6745 | 8.4034 | 47.7652 | 0
| Zone | Remainder of System | 1 | Monthly System Peak Day | CAISO | 1-in-10 | 2022 | 15 | 296.1837 | 303.9616 | 8.452 | 48.745 | 0
| Zone | Remainder of System | 1 | Monthly System Peak Day | CAISO | 1-in-10 | 2022 | 16 | 263.5432 | 265.8827 | 8.5051 | 49.632 | 0
| Zone | Remainder of System | 1 | Monthly System Peak Day | CAISO | 1-in-10 | 2022 | 17 | 265.1658 | 271.2818 | 8.3959 | 49.8894 | 0
| Zone | Remainder of System | 1 | Monthly System Peak Day | CAISO | 1-in-10 | 2022 | 18 | 246.3113 | 252.216 | 8.3756 | 48.9595 | 0
| Zone | Remainder of System | 1 | Monthly System Peak Day | CAISO | 1-in-10 | 2022 | 19 | 261.0429 | 265.347 | 8.6687 | 47.0345 | 0
| Zone | Remainder of System | 1 | Monthly System Peak Day | CAISO | 1-in-10 | 2022 | 20 | 253.8374 | 315.5764 | 8.6785 | 45.7869 | 0
| Zone | Remainder of System | 1 | Monthly System Peak Day | CAISO | 1-in-10 | 2022 | 21 | 237.807 | 244.163 | 8.2991 | 44.3828 | 0
| Zone | Remainder of System | 1 | Monthly System Peak Day | CAISO | 1-in-10 | 2022 | 22 | 405.6892 | 421.4953 | 8.453 | 43.4539 | 0
| Zone | Remainder of System | 1 | Monthly System Peak Day | CAISO | 1-in-10 | 2022 | 23 | 387.8579 | 402.2276 | 8.4794 | 42.4061 | 0
| Zone | Remainder of System | 1 | Monthly System Peak Day | CAISO | 1-in-10 | 2022 | 24 | 317.105 | 329.5013 | 8.4837 | 41.5072 | 0
| Zone | Remainder of System | 2 | Average Weekday | CAISO | 1-in-10 | 2022 | 1 | 258.1976 | 265.1365 | 8.5657 | 48.459 | 0
| Zone | Remainder of System | 2 | Average Weekday | CAISO | 1-in-10 | 2022 | 2 | 252.0582 | 258.8381 | 8.5957 | 47.5419 | 0
| Zone | Remainder of System | 2 | Average Weekday | CAISO | 1-in-10 | 2022 | 3 | 386.4758 | 399.0427 | 8.6021 | 46.6419 | 0
| Zone | Remainder of System | 2 | Average Weekday | CAISO | 1-in-10 | 2022 | 4 | 554.2401 | 573.5273 | 8.6095 | 45.8387 | 0
| Zone | Remainder of System | 2 | Average Weekday | CAISO | 1-in-10 | 2022 | 5 | 537.6944 | 568.3921 | 8.6128 | 45.2517 | 0
| Zone | Remainder of System | 2 | Average Weekday | CAISO | 1-in-10 | 2022 | 6 | 524.6583 | 555.8123 | 8.6172 | 44.686 | 0
| Zone | Remainder of System | 2 | Average Weekday | CAISO | 1-in-10 | 2022 | 7 | 517.5403 | 515.7567 | 8.5716 | 44.3074 | 0
| Zone | Remainder of System | 2 | Average Weekday | CAISO | 1-in-10 | 2022 | 8 | 510.4193 | 516.6412 | 8.5184 | 44.0731 | 0
| Zone | Remainder of System | 2 | Average Weekday | CAISO | 1-in-10 | 2022 | 9 | 492.2599 | 516.8481 | 8.4645 | 45.55 | 0
| Zone | Remainder of System | 2 | Average Weekday | CAISO | 1-in-10 | 2022 | 10 | 471.1686 | 483.6962 | 8.4974 | 49.0257 | 0
| Zone | Remainder of System | 2 | Average Weekday | CAISO | 1-in-10 | 2022 | 11 | 449.5615 | 458.168 | 8.4485 | 52.9099 | 0
| Zone | Remainder of System | 2 | Average Weekday | CAISO | 1-in-10 | 2022 | 12 | 444.1133 | 451.7389 | 8.4023 | 56.1067 | 0
| Zone | Remainder of System | 2 | Average Weekday | CAISO | 1-in-10 | 2022 | 13 | 371.0231 | 382.4995 | 8.3909 | 58.3854 | 0
| Zone | Remainder of System | 2 | Average Weekday | CAISO | 1-in-10 | 2022 | 14 | 329.4401 | 337.7545 | 8.4301 | 59.7708 | 0
| Zone | Remainder of System | 2 | Average Weekday | CAISO | 1-in-10 | 2022 | 15 | 283.9864 | 292.9397 | 8.4933 | 60.7058 | 0
| Zone | Remainder of System | 2 | Average Weekday | CAISO | 1-in-10 | 2022 | 16 | 253.098 | 256.1981 | 8.5597 | 61.1002 | 0
| Zone | Remainder of System | 2 | Average Weekday | CAISO | 1-in-10 | 2022 | 17 | 243.8752 | 248.8201 | 8.4274 | 60.7203 | 0
| Zone | Remainder of System | 2 | Average Weekday | CAISO | 1-in-10 | 2022 | 18 | 230.483 | 235.6792 | 8.4009 | 59.46 | 0
| Zone | Remainder of System | 2 | Average Weekday | CAISO | 1-in-10 | 2022 | 19 | 253.4066 | 257.8729 | 8.6687 | 57.2102 | 0
| Zone | Remainder of System | 2 | Average Weekday | CAISO | 1-in-10 | 2022 | 20 | 247.093 | 306.8751 | 8.6819 | 55.0534 | 0
| Zone | Remainder of System | 2 | Average Weekday | CAISO | 1-in-10 | 2022 | 21 | 226.2209 | 232.411 | 8.2741 | 53.325 | 0
| Zone | Remainder of System | 2 | Average Weekday | CAISO | 1-in-10 | 2022 | 22 | 390.6562 | 406.2664 | 8.4929 | 52.0124 | 0
| Zone | Remainder of System | 2 | Average Weekday | CAISO | 1-in-10 | 2022 | 23 | 370.9265 | 385.9168 | 8.5272 | 50.8797 | 0
| Zone | Remainder of System | 2 | Average Weekday | CAISO | 1-in-10 | 2022 | 24 | 309.1779 | 322.8321 | 8.5325 | 49.8149 | 0
| Zone | Remainder of System | 2 | Monthly System Peak Day | CAISO | 1-in-10 | 2022 | 1 | 258.1976 | 265.1365 | 8.5657 | 49.3947 | 0
| Zone | Remainder of System | 2 | Monthly System Peak Day | CAISO | 1-in-10 | 2022 | 2 | 252.0582 | 258.8381 | 8.5957 | 49.177 | 0
| Zone | Remainder of System | 2 | Monthly System Peak Day | CAISO | 1-in-10 | 2022 | 3 | 386.4758 | 399.0427 | 8.6021 | 48.9855 | 0
| Zone | Remainder of System | 2 | Monthly System Peak Day | CAISO | 1-in-10 | 2022 | 4 | 554.2401 | 573.5273 | 8.6095 | 49.4251 | 0
| Zone | Remainder of System | 2 | Monthly System Peak Day | CAISO | 1-in-10 | 2022 | 5 | 537.6944 | 568.3921 | 8.6128 | 49.1723 | 0
| Zone | Remainder of System | 2 | Monthly System Peak Day | CAISO | 1-in-10 | 2022 | 6 | 524.6583 | 555.8123 | 8.6172 | 48.6181 | 0
| Zone | Remainder of System | 2 | Monthly System Peak Day | CAISO | 1-in-10 | 2022 | 7 | 517.5403 | 515.7567 | 8.5716 | 48.1661 | 0
| Zone | Remainder of System | 2 | Monthly System Peak Day | CAISO | 1-in-10 | 2022 | 8 | 510.4193 | 516.6412 | 8.5184 | 48.0934 | 0
| Zone | Remainder of System | 2 | Monthly System Peak Day | CAISO | 1-in-10 | 2022 | 9 | 492.2599 | 516.8481 | 8.4645 | 48.2762 | 0
| Zone | Remainder of System | 2 | Monthly System Peak Day | CAISO | 1-in-10 | 2022 | 10 | 471.1686 | 483.6962 | 8.4974 | 49.295 | 0
| Zone | Remainder of System | 2 | Monthly System Peak Day | CAISO | 1-in-10 | 2022 | 11 | 449.5615 | 458.168 | 8.4485 | 50.3528 | 0
| Zone | Remainder of System | 2 | Monthly System Peak Day | CAISO | 1-in-10 | 2022 | 12 | 444.1133 | 451.7389 | 8.4023 | 51.499 | 0
| Zone | Remainder of System | 2 | Monthly System Peak Day | CAISO | 1-in-10 | 2022 | 13 | 371.0231 | 382.4995 | 8.3909 | 52.9288 | 0
| Zone | Remainder of System | 2 | Monthly System Peak Day | CAISO | 1-in-10 | 2022 | 14 | 329.4401 | 337.7545 | 8.4301 | 54.0821 | 0
| Zone | Remainder of System | 2 | Monthly System Peak Day | CAISO | 1-in-10 | 2022 | 15 | 283.9864 | 292.9397 | 8.4933 | 54.6582 | 0
| Zone | Remainder of System | 2 | Monthly System Peak Day | CAISO | 1-in-10 | 2022 | 16 | 253.098 | 256.1981 | 8.5597 | 54.7659 | 0
| Zone | Remainder of System | 2 | Monthly System Peak Day | CAISO | 1-in-10 | 2022 | 17 | 243.8752 | 248.8201 | 8.4274 | 56.1957 | 0
| Zone | Remainder of System | 2 | Monthly System Peak Day | CAISO | 1-in-10 | 2022 | 18 | 230.483 | 235.6792 | 8.4009 | 54.984 | 0
| Zone | Remainder of System | 2 | Monthly System Peak Day | CAISO | 1-in-10 | 2022 | 19 | 253.4066 | 257.8729 | 8.6687 | 53.8312 | 0
| Zone | Remainder of System | 2 | Monthly System Peak Day | CAISO | 1-in-10 | 2022 | 20 | 247.093 | 306.8751 | 8.6819 | 52.8373 | 0
| Zone | Remainder of System | 2 | Monthly System Peak Day | CAISO | 1-in-10 | 2022 | 21 | 226.2209 | 232.411 | 8.2741 | 52.3428 | 0
| Zone | Remainder of System | 2 | Monthly System Peak Day | CAISO | 1-in-10 | 2022 | 22 | 390.6562 | 406.2664 | 8.4929 | 51.7723 | 0
| Zone | Remainder of System | 2 | Monthly System Peak Day | CAISO | 1-in-10 | 2022 | 23 | 370.9265 | 385.9168 | 8.5272 | 51.2011 | 0
| Zone | Remainder of System | 2 | Monthly System Peak Day | CAISO | 1-in-10 | 2022 | 24 | 309.1779 | 322.8321 | 8.5325 | 50.5653 | 0
| Zone | Remainder of System | 3 | Average Weekday | CAISO | 1-in-10 | 2022 | 1 | 265.1262 | 276.9703 | 8.6506 | 57.5537 | 0
| Zone | Remainder of System | 3 | Average Weekday | CAISO | 1-in-10 | 2022 | 2 | 259.7957 | 267.2621 | 8.6023 | 56.4206 | 0
| Zone | Remainder of System | 3 | Average Weekday | CAISO | 1-in-10 | 2022 | 3 | 414.7237 | 425.5059 | 8.5951 | 55.3452 | 0
| Zone | Remainder of System | 3 | Average Weekday | CAISO | 1-in-10 | 2022 | 4 | 586.6683 | 603.2675 | 8.578 | 54.4215 | 0
| Zone | Remainder of System | 3 | Average Weekday | CAISO | 1-in-10 | 2022 | 5 | 557.2142 | 575.4713 | 8.572 | 53.6273 | 0
| Zone | Remainder of System | 3 | Average Weekday | CAISO | 1-in-10 | 2022 | 6 | 543.6115 | 562.2504 | 8.541 | 52.9063 | 0
| Zone | Remainder of System | 3 | Average Weekday | CAISO | 1-in-10 | 2022 | 7 | 547.618 | 548.3705 | 8.527 | 52.44 | 0
| Zone | Remainder of System | 3 | Average Weekday | CAISO | 1-in-10 | 2022 | 8 | 530.1724 | 537.689 | 8.6802 | 52.295 | 0
| Zone | Remainder of System | 3 | Average Weekday | CAISO | 1-in-10 | 2022 | 9 | 513.9118 | 553.0651 | 8.8694 | 53.6088 | 0
| Zone | Remainder of System | 3 | Average Weekday | CAISO | 1-in-10 | 2022 | 10 | 495.4221 | 517.7515 | 8.7386 | 57.1162 | 0
| Zone | Remainder of System | 3 | Average Weekday | CAISO | 1-in-10 | 2022 | 11 | 466.6049 | 482.2816 | 8.8189 | 61.4632 | 0
| Zone | Remainder of System | 3 | Average Weekday | CAISO | 1-in-10 | 2022 | 12 | 466.2396 | 478.3377 | 8.9094 | 65.4775 | 0
| Zone | Remainder of System | 3 | Average Weekday | CAISO | 1-in-10 | 2022 | 13 | 376.4049 | 387.2539 | 8.9842 | 68.7024 | 0
| Zone | Remainder of System | 3 | Average Weekday | CAISO | 1-in-10 | 2022 | 14 | 349.467 | 356.8661 | 8.9324 | 70.914 | 0
| Zone | Remainder of System | 3 | Average Weekday | CAISO | 1-in-10 | 2022 | 15 | 305.3898 | 312.3961 | 8.7648 | 72.242 | 0
| Zone | Remainder of System | 3 | Average Weekday | CAISO | 1-in-10 | 2022 | 16 | 272.1337 | 275.0182 | 8.5493 | 72.9142 | 0
| Zone | Remainder of System | 3 | Average Weekday | CAISO | 1-in-10 | 2022 | 17 | 271.1545 | 277.078 | 8.4236 | 72.9266 | 0
| Zone | Remainder of System | 3 | Average Weekday | CAISO | 1-in-10 | 2022 | 18 | 244.4472 | 250.9477 | 8.4381 | 71.945 | 0
| Zone | Remainder of System | 3 | Average Weekday | CAISO | 1-in-10 | 2022 | 19 | 260.6576 | 267.3068 | 8.7531 | 70.1003 | 0
| Zone | Remainder of System | 3 | Average Weekday | CAISO | 1-in-10 | 2022 | 20 | 248.9043 | 252.4357 | 8.6473 | 67.4013 | 0
| Zone | Remainder of System | 3 | Average Weekday | CAISO | 1-in-10 | 2022 | 21 | 221.8972 | 227.1941 | 8.3024 | 64.6072 | 0
| Zone | Remainder of System | 3 | Average Weekday | CAISO | 1-in-10 | 2022 | 22 | 414.7525 | 433.1214 | 8.5062 | 62.6982 | 0
| Zone | Remainder of System | 3 | Average Weekday | CAISO | 1-in-10 | 2022 | 23 | 399.7503 | 421.1953 | 8.6064 | 61.2385 | 0
| Zone | Remainder of System | 3 | Average Weekday | CAISO | 1-in-10 | 2022 | 24 | 340.2537 | 365.2779 | 8.6956 | 59.8218 | 0
| Zone | Remainder of System | 3 | Monthly System Peak Day | CAISO | 1-in-10 | 2022 | 1 | 265.1262 | 287.7848 | 8.6402 | 63.8584 | 0
| Zone | Remainder of System | 3 | Monthly System Peak Day | CAISO | 1-in-10 | 2022 | 2 | 259.7957 | 273.0361 | 8.5584 | 62.1419 | 0
| Zone | Remainder of System | 3 | Monthly System Peak Day | CAISO | 1-in-10 | 2022 | 3 | 414.7237 | 431.7589 | 8.5496 | 61.0177 | 0
| Zone | Remainder of System | 3 | Monthly System Peak Day | CAISO | 1-in-10 | 2022 | 4 | 586.6683 | 606.6862 | 8.532 | 59.9552 | 0
| Zone | Remainder of System | 3 | Monthly System Peak Day | CAISO | 1-in-10 | 2022 | 5 | 557.2142 | 582.9736 | 8.5261 | 58.873 | 0
| Zone | Remainder of System | 3 | Monthly System Peak Day | CAISO | 1-in-10 | 2022 | 6 | 543.6115 | 561.8416 | 8.5015 | 57.7036 | 0
| Zone | Remainder of System | 3 | Monthly System Peak Day | CAISO | 1-in-10 | 2022 | 7 | 547.618 | 542.6454 | 8.4896 | 56.8933 | 0
| Zone | Remainder of System | 3 | Monthly System Peak Day | CAISO | 1-in-10 | 2022 | 8 | 530.1724 | 553.8474 | 8.7065 | 56.4569 | 0
| Zone | Remainder of System | 3 | Monthly System Peak Day | CAISO | 1-in-10 | 2022 | 9 | 513.9118 | 564.6927 | 9.1745 | 57.9028 | 0
| Zone | Remainder of System | 3 | Monthly System Peak Day | CAISO | 1-in-10 | 2022 | 10 | 495.4221 | 526.246 | 8.8514 | 62.68 | 0
| Zone | Remainder of System | 3 | Monthly System Peak Day | CAISO | 1-in-10 | 2022 | 11 | 466.6049 | 495.7402 | 9.1042 | 68.5633 | 0
| Zone | Remainder of System | 3 | Monthly System Peak Day | CAISO | 1-in-10 | 2022 | 12 | 466.2396 | 491.4845 | 9.4134 | 74.63 | 0
| Zone | Remainder of System | 3 | Monthly System Peak Day | CAISO | 1-in-10 | 2022 | 13 | 376.4049 | 387.359 | 9.6741 | 79.9691 | 0
| Zone | Remainder of System | 3 | Monthly System Peak Day | CAISO | 1-in-10 | 2022 | 14 | 349.467 | 356.5495 | 9.4916 | 82.6747 | 0
| Zone | Remainder of System | 3 | Monthly System Peak Day | CAISO | 1-in-10 | 2022 | 15 | 305.3898 | 313.6914 | 9.003 | 83.9275 | 0
| Zone | Remainder of System | 3 | Monthly System Peak Day | CAISO | 1-in-10 | 2022 | 16 | 272.1337 | 273.6921 | 8.5074 | 84.8709 | 0
| Zone | Remainder of System | 3 | Monthly System Peak Day | CAISO | 1-in-10 | 2022 | 17 | 271.1545 | 277.3089 | 8.3857 | 85.4575 | 0
| Zone | Remainder of System | 3 | Monthly System Peak Day | CAISO | 1-in-10 | 2022 | 18 | 244.4472 | 250.8811 | 8.3931 | 85.1969 | 0
| Zone | Remainder of System | 3 | Monthly System Peak Day | CAISO | 1-in-10 | 2022 | 19 | 260.6576 | 266.5689 | 9.1494 | 83.6747 | 0
| Zone | Remainder of System | 3 | Monthly System Peak Day | CAISO | 1-in-10 | 2022 | 20 | 248.9043 | 253.0233 | 8.6469 | 81.2166 | 0
| Zone | Remainder of System | 3 | Monthly System Peak Day | CAISO | 1-in-10 | 2022 | 21 | 221.8972 | 229.5203 | 8.7023 | 77.2319 | 0
| Zone | Remainder of System | 3 | Monthly System Peak Day | CAISO | 1-in-10 | 2022 | 22 | 414.7525 | 433.2062 | 8.4689 | 74.0355 | 0
| Zone | Remainder of System | 3 | Monthly System Peak Day | CAISO | 1-in-10 | 2022 | 23 | 399.7503 | 424.7625 | 8.5742 | 71.1653 | 0
| Zone | Remainder of System | 3 | Monthly System Peak Day | CAISO | 1-in-10 | 2022 | 24 | 340.2537 | 380.3542 | 8.7313 | 68.9205 | 0
| Zone | Remainder of System | 4 | Average Weekday | CAISO | 1-in-10 | 2022 | 1 | 263.7011 | 274.7881 | 8.6667 | 58.8942 | 0
| Zone | Remainder of System | 4 | Average Weekday | CAISO | 1-in-10 | 2022 | 2 | 261.5468 | 268.6973 | 8.619 | 57.8643 | 0
| Zone | Remainder of System | 4 | Average Weekday | CAISO | 1-in-10 | 2022 | 3 | 414.8562 | 426.1958 | 8.6118 | 56.8375 | 0
| Zone | Remainder of System | 4 | Average Weekday | CAISO | 1-in-10 | 2022 | 4 | 583.3597 | 599.1406 | 8.595 | 55.8951 | 0
| Zone | Remainder of System | 4 | Average Weekday | CAISO | 1-in-10 | 2022 | 5 | 541.5574 | 559.3737 | 8.5888 | 55.1051 | 0
| Zone | Remainder of System | 4 | Average Weekday | CAISO | 1-in-10 | 2022 | 6 | 533.7192 | 551.4708 | 8.5575 | 54.4914 | 0
| Zone | Remainder of System | 4 | Average Weekday | CAISO | 1-in-10 | 2022 | 7 | 537.1378 | 538.2987 | 8.5425 | 54.0511 | 0
| Zone | Remainder of System | 4 | Average Weekday | CAISO | 1-in-10 | 2022 | 8 | 524.8158 | 531.8615 | 8.695 | 53.933 | 0
| Zone | Remainder of System | 4 | Average Weekday | CAISO | 1-in-10 | 2022 | 9 | 495.7477 | 533.8157 | 8.8828 | 55.9565 | 0
| Zone | Remainder of System | 4 | Average Weekday | CAISO | 1-in-10 | 2022 | 10 | 479.6118 | 501.1844 | 8.7532 | 59.3948 | 0
| Zone | Remainder of System | 4 | Average Weekday | CAISO | 1-in-10 | 2022 | 11 | 455.7859 | 469.2576 | 8.832 | 63.1669 | 0
| Zone | Remainder of System | 4 | Average Weekday | CAISO | 1-in-10 | 2022 | 12 | 454.8997 | 466.8925 | 8.9206 | 66.6331 | 0
| Zone | Remainder of System | 4 | Average Weekday | CAISO | 1-in-10 | 2022 | 13 | 374.5219 | 385.3028 | 8.9943 | 69.1363 | 0
| Zone | Remainder of System | 4 | Average Weekday | CAISO | 1-in-10 | 2022 | 14 | 342.9987 | 350.5013 | 8.9436 | 70.9166 | 0
| Zone | Remainder of System | 4 | Average Weekday | CAISO | 1-in-10 | 2022 | 15 | 292.9275 | 300.2964 | 8.7777 | 72.1063 | 0
| Zone | Remainder of System | 4 | Average Weekday | CAISO | 1-in-10 | 2022 | 16 | 260.7824 | 263.7763 | 8.5646 | 72.7231 | 0
| Zone | Remainder of System | 4 | Average Weekday | CAISO | 1-in-10 | 2022 | 17 | 257.6775 | 262.0371 | 8.4557 | 72.7927 | 0
| Zone | Remainder of System | 4 | Average Weekday | CAISO | 1-in-10 | 2022 | 18 | 221.7533 | 227.289 | 8.4679 | 71.9472 | 0
| Zone | Remainder of System | 4 | Average Weekday | CAISO | 1-in-10 | 2022 | 19 | 228.5289 | 235.3686 | 8.7532 | 70.4946 | 0
| Zone | Remainder of System | 4 | Average Weekday | CAISO | 1-in-10 | 2022 | 20 | 223.0204 | 226.3739 | 8.6474 | 68.2726 | 0
| Zone | Remainder of System | 4 | Average Weekday | CAISO | 1-in-10 | 2022 | 21 | 225.2494 | 230.3723 | 8.3172 | 65.3051 | 0
| Zone | Remainder of System | 4 | Average Weekday | CAISO | 1-in-10 | 2022 | 22 | 404.9448 | 422.9504 | 8.518 | 63.0304 | 0
| Zone | Remainder of System | 4 | Average Weekday | CAISO | 1-in-10 | 2022 | 23 | 394.224 | 415.2129 | 8.6224 | 61.4331 | 0
| Zone | Remainder of System | 4 | Average Weekday | CAISO | 1-in-10 | 2022 | 24 | 334.9773 | 358.9102 | 8.7111 | 60.1413 | 0
| Zone | Remainder of System | 4 | Monthly System Peak Day | CAISO | 1-in-10 | 2022 | 1 | 263.7011 | 284.8914 | 8.6576 | 70.3336 | 0
| Zone | Remainder of System | 4 | Monthly System Peak Day | CAISO | 1-in-10 | 2022 | 2 | 261.5468 | 275.3314 | 8.5761 | 67.9333 | 0
| Zone | Remainder of System | 4 | Monthly System Peak Day | CAISO | 1-in-10 | 2022 | 3 | 414.8562 | 433.6951 | 8.5672 | 65.8852 | 0
| Zone | Remainder of System | 4 | Monthly System Peak Day | CAISO | 1-in-10 | 2022 | 4 | 583.3597 | 601.9155 | 8.5496 | 64.6811 | 0
| Zone | Remainder of System | 4 | Monthly System Peak Day | CAISO | 1-in-10 | 2022 | 5 | 541.5574 | 566.3823 | 8.5436 | 64.9291 | 0
| Zone | Remainder of System | 4 | Monthly System Peak Day | CAISO | 1-in-10 | 2022 | 6 | 533.7192 | 550.783 | 8.5185 | 64.885 | 0
| Zone | Remainder of System | 4 | Monthly System Peak Day | CAISO | 1-in-10 | 2022 | 7 | 537.1378 | 532.4301 | 8.5055 | 65.1559 | 0
| Zone | Remainder of System | 4 | Monthly System Peak Day | CAISO | 1-in-10 | 2022 | 8 | 524.8158 | 550.8062 | 8.7227 | 65.2855 | 0
| Zone | Remainder of System | 4 | Monthly System Peak Day | CAISO | 1-in-10 | 2022 | 9 | 495.7477 | 545.2309 | 9.1898 | 68.4942 | 0
| Zone | Remainder of System | 4 | Monthly System Peak Day | CAISO | 1-in-10 | 2022 | 10 | 479.6118 | 509.1289 | 8.8678 | 73.08 | 0
| Zone | Remainder of System | 4 | Monthly System Peak Day | CAISO | 1-in-10 | 2022 | 11 | 455.7859 | 481.3975 | 9.1195 | 77.5594 | 0
| Zone | Remainder of System | 4 | Monthly System Peak Day | CAISO | 1-in-10 | 2022 | 12 | 454.8997 | 479.8649 | 9.4273 | 81.6147 | 0
| Zone | Remainder of System | 4 | Monthly System Peak Day | CAISO | 1-in-10 | 2022 | 13 | 374.5219 | 385.5768 | 9.6871 | 84.5697 | 0
| Zone | Remainder of System | 4 | Monthly System Peak Day | CAISO | 1-in-10 | 2022 | 14 | 342.9987 | 350.0624 | 9.5055 | 86.4428 | 0
| Zone | Remainder of System | 4 | Monthly System Peak Day | CAISO | 1-in-10 | 2022 | 15 | 292.9275 | 301.7711 | 9.018 | 87.84 | 0
| Zone | Remainder of System | 4 | Monthly System Peak Day | CAISO | 1-in-10 | 2022 | 16 | 260.7824 | 262.4057 | 8.5238 | 88.8178 | 0
| Zone | Remainder of System | 4 | Monthly System Peak Day | CAISO | 1-in-10 | 2022 | 17 | 257.6775 | 262.1899 | 8.418 | 89.5453 | 0
| Zone | Remainder of System | 4 | Monthly System Peak Day | CAISO | 1-in-10 | 2022 | 18 | 221.7533 | 227.5855 | 8.423 | 89.6969 | 0
| Zone | Remainder of System | 4 | Monthly System Peak Day | CAISO | 1-in-10 | 2022 | 19 | 228.5289 | 234.5824 | 9.1516 | 88.7875 | 0
| Zone | Remainder of System | 4 | Monthly System Peak Day | CAISO | 1-in-10 | 2022 | 20 | 223.0204 | 227.1333 | 8.647 | 86.7188 | 0
| Zone | Remainder of System | 4 | Monthly System Peak Day | CAISO | 1-in-10 | 2022 | 21 | 225.2494 | 232.7898 | 8.7182 | 83.2297 | 0
| Zone | Remainder of System | 4 | Monthly System Peak Day | CAISO | 1-in-10 | 2022 | 22 | 404.9448 | 422.908 | 8.4815 | 79.8656 | 0
| Zone | Remainder of System | 4 | Monthly System Peak Day | CAISO | 1-in-10 | 2022 | 23 | 394.224 | 418.6363 | 8.5911 | 77.1739 | 0
| Zone | Remainder of System | 4 | Monthly System Peak Day | CAISO | 1-in-10 | 2022 | 24 | 334.9773 | 373.4493 | 8.7482 | 74.4806 | 0
| Zone | Remainder of System | 5 | Average Weekday | CAISO | 1-in-10 | 2022 | 1 | 276.8954 | 288.0926 | 8.6977 | 62.1727 | 0
| Zone | Remainder of System | 5 | Average Weekday | CAISO | 1-in-10 | 2022 | 2 | 277.6345 | 284.6923 | 8.6511 | 61.1648 | 0
| Zone | Remainder of System | 5 | Average Weekday | CAISO | 1-in-10 | 2022 | 3 | 432.5829 | 443.9831 | 8.644 | 60.2356 | 0
| Zone | Remainder of System | 5 | Average Weekday | CAISO | 1-in-10 | 2022 | 4 | 594.6422 | 611.321 | 8.6273 | 59.3569 | 0
| Zone | Remainder of System | 5 | Average Weekday | CAISO | 1-in-10 | 2022 | 5 | 558.3379 | 577.2434 | 8.6205 | 58.7412 | 0
| Zone | Remainder of System | 5 | Average Weekday | CAISO | 1-in-10 | 2022 | 6 | 541.1244 | 559.4358 | 8.5883 | 58.1661 | 0
| Zone | Remainder of System | 5 | Average Weekday | CAISO | 1-in-10 | 2022 | 7 | 534.9171 | 536.1394 | 8.5716 | 57.8997 | 0
| Zone | Remainder of System | 5 | Average Weekday | CAISO | 1-in-10 | 2022 | 8 | 535.0615 | 546.2308 | 8.7236 | 58.7071 | 0
| Zone | Remainder of System | 5 | Average Weekday | CAISO | 1-in-10 | 2022 | 9 | 502.7223 | 538.3531 | 8.9094 | 61.456 | 0
| Zone | Remainder of System | 5 | Average Weekday | CAISO | 1-in-10 | 2022 | 10 | 494.2218 | 516.6832 | 8.782 | 64.9894 | 0
| Zone | Remainder of System | 5 | Average Weekday | CAISO | 1-in-10 | 2022 | 11 | 477.1766 | 490.7887 | 8.8575 | 68.1837 | 0
| Zone | Remainder of System | 5 | Average Weekday | CAISO | 1-in-10 | 2022 | 12 | 470.1165 | 481.8123 | 8.9427 | 70.9372 | 0
| Zone | Remainder of System | 5 | Average Weekday | CAISO | 1-in-10 | 2022 | 13 | 383.4388 | 394.4732 | 9.0143 | 73.3433 | 0
| Zone | Remainder of System | 5 | Average Weekday | CAISO | 1-in-10 | 2022 | 14 | 357.8415 | 365.5595 | 8.9658 | 75.1538 | 0
| Zone | Remainder of System | 5 | Average Weekday | CAISO | 1-in-10 | 2022 | 15 | 317.3228 | 324.3361 | 8.8034 | 76.3764 | 0
| Zone | Remainder of System | 5 | Average Weekday | CAISO | 1-in-10 | 2022 | 16 | 275.9355 | 278.779 | 8.594 | 76.8846 | 0
| Zone | Remainder of System | 5 | Average Weekday | CAISO | 1-in-10 | 2022 | 17 | 262.4854 | 267.7848 | 8.4847 | 76.8837 | 0
| Zone | Remainder of System | 5 | Average Weekday | CAISO | 1-in-10 | 2022 | 18 | 236.1917 | 241.9534 | 8.4938 | 76.1315 | 0
| Zone | Remainder of System | 5 | Average Weekday | CAISO | 1-in-10 | 2022 | 19 | 246.6921 | 253.568 | 8.7514 | 74.7201 | 0
| Zone | Remainder of System | 5 | Average Weekday | CAISO | 1-in-10 | 2022 | 20 | 236.2738 | 239.5714 | 8.647 | 72.5958 | 0
| Zone | Remainder of System | 5 | Average Weekday | CAISO | 1-in-10 | 2022 | 21 | 241.9889 | 247.3783 | 8.3191 | 69.615 | 0
| Zone | Remainder of System | 5 | Average Weekday | CAISO | 1-in-10 | 2022 | 22 | 425.3056 | 443.5965 | 8.544 | 66.8354 | 0
| Zone | Remainder of System | 5 | Average Weekday | CAISO | 1-in-10 | 2022 | 23 | 420.401 | 442.0851 | 8.6517 | 64.9385 | 0
| Zone | Remainder of System | 5 | Average Weekday | CAISO | 1-in-10 | 2022 | 24 | 357.041 | 381.9998 | 8.7409 | 63.4049 | 0
| Zone | Remainder of System | 5 | Monthly System Peak Day | CAISO | 1-in-10 | 2022 | 1 | 276.8954 | 298.7231 | 8.6852 | 73.6895 | 0
| Zone | Remainder of System | 5 | Monthly System Peak Day | CAISO | 1-in-10 | 2022 | 2 | 277.6345 | 290.5769 | 8.6059 | 72.0766 | 0
| Zone | Remainder of System | 5 | Monthly System Peak Day | CAISO | 1-in-10 | 2022 | 3 | 432.5829 | 451.4877 | 8.5973 | 70.6422 | 0
| Zone | Remainder of System | 5 | Monthly System Peak Day | CAISO | 1-in-10 | 2022 | 4 | 594.6422 | 614.9222 | 8.5803 | 69.0833 | 0
| Zone | Remainder of System | 5 | Monthly System Peak Day | CAISO | 1-in-10 | 2022 | 5 | 558.3379 | 584.8713 | 8.5737 | 68.0722 | 0
| Zone | Remainder of System | 5 | Monthly System Peak Day | CAISO | 1-in-10 | 2022 | 6 | 541.1244 | 559.7816 | 8.5483 | 67.0072 | 0
| Zone | Remainder of System | 5 | Monthly System Peak Day | CAISO | 1-in-10 | 2022 | 7 | 534.9171 | 530.2379 | 8.5337 | 66.5788 | 0
| Zone | Remainder of System | 5 | Monthly System Peak Day | CAISO | 1-in-10 | 2022 | 8 | 535.0615 | 559.6339 | 8.7476 | 66.8927 | 0
| Zone | Remainder of System | 5 | Monthly System Peak Day | CAISO | 1-in-10 | 2022 | 9 | 502.7223 | 550.1755 | 9.2102 | 71.0933 | 0
| Zone | Remainder of System | 5 | Monthly System Peak Day | CAISO | 1-in-10 | 2022 | 10 | 494.2218 | 524.3582 | 8.8915 | 77.5111 | 0
| Zone | Remainder of System | 5 | Monthly System Peak Day | CAISO | 1-in-10 | 2022 | 11 | 477.1766 | 502.9805 | 9.1387 | 83.59 | 0
| Zone | Remainder of System | 5 | Monthly System Peak Day | CAISO | 1-in-10 | 2022 | 12 | 470.1165 | 493.8321 | 9.4421 | 87.7347 | 0
| Zone | Remainder of System | 5 | Monthly System Peak Day | CAISO | 1-in-10 | 2022 | 13 | 383.4388 | 395.1983 | 9.6992 | 90.7541 | 0
| Zone | Remainder of System | 5 | Monthly System Peak Day | CAISO | 1-in-10 | 2022 | 14 | 357.8415 | 363.9948 | 9.52 | 92.7356 | 0
| Zone | Remainder of System | 5 | Monthly System Peak Day | CAISO | 1-in-10 | 2022 | 15 | 317.3228 | 325.9854 | 9.0375 | 93.8294 | 0
| Zone | Remainder of System | 5 | Monthly System Peak Day | CAISO | 1-in-10 | 2022 | 16 | 275.9355 | 277.5428 | 8.5508 | 93.7816 | 0
| Zone | Remainder of System | 5 | Monthly System Peak Day | CAISO | 1-in-10 | 2022 | 17 | 262.4854 | 268.046 | 8.446 | 93.1462 | 0
| Zone | Remainder of System | 5 | Monthly System Peak Day | CAISO | 1-in-10 | 2022 | 18 | 236.1917 | 242.0421 | 8.4468 | 92.5491 | 0
| Zone | Remainder of System | 5 | Monthly System Peak Day | CAISO | 1-in-10 | 2022 | 19 | 246.6921 | 252.715 | 9.1362 | 91.3375 | 0
| Zone | Remainder of System | 5 | Monthly System Peak Day | CAISO | 1-in-10 | 2022 | 20 | 236.2738 | 240.3309 | 8.6466 | 88.9545 | 0
| Zone | Remainder of System | 5 | Monthly System Peak Day | CAISO | 1-in-10 | 2022 | 21 | 241.9889 | 249.7957 | 8.7186 | 85.287 | 0
| Zone | Remainder of System | 5 | Monthly System Peak Day | CAISO | 1-in-10 | 2022 | 22 | 425.3056 | 443.5872 | 8.5063 | 81.6912 | 0
| Zone | Remainder of System | 5 | Monthly System Peak Day | CAISO | 1-in-10 | 2022 | 23 | 420.401 | 445.6537 | 8.618 | 79.1098 | 0
| Zone | Remainder of System | 5 | Monthly System Peak Day | CAISO | 1-in-10 | 2022 | 24 | 357.041 | 397.0315 | 8.7739 | 76.3587 | 0
| Zone | Remainder of System | 6 | Average Weekday | CAISO | 1-in-10 | 2022 | 1 | 268.2147 | 285.386 | 8.5488 | 66.1798 | 0
| Zone | Remainder of System | 6 | Average Weekday | CAISO | 1-in-10 | 2022 | 2 | 258.3134 | 271.5141 | 8.5573 | 65.4593 | 0
| Zone | Remainder of System | 6 | Average Weekday | CAISO | 1-in-10 | 2022 | 3 | 408.8912 | 428.4067 | 8.5588 | 64.7904 | 0
| Zone | Remainder of System | 6 | Average Weekday | CAISO | 1-in-10 | 2022 | 4 | 561.1774 | 582.1797 | 8.561 | 64.1255 | 0
| Zone | Remainder of System | 6 | Average Weekday | CAISO | 1-in-10 | 2022 | 5 | 521.804 | 547.3362 | 8.5597 | 63.6086 | 0
| Zone | Remainder of System | 6 | Average Weekday | CAISO | 1-in-10 | 2022 | 6 | 523.9686 | 552.5711 | 8.5611 | 63.1772 | 0
| Zone | Remainder of System | 6 | Average Weekday | CAISO | 1-in-10 | 2022 | 7 | 533.8198 | 531.334 | 8.6027 | 62.8134 | 0
| Zone | Remainder of System | 6 | Average Weekday | CAISO | 1-in-10 | 2022 | 8 | 530.528 | 542.1249 | 8.4862 | 63.3196 | 0
| Zone | Remainder of System | 6 | Average Weekday | CAISO | 1-in-10 | 2022 | 9 | 530.605 | 556.9026 | 8.4813 | 65.3704 | 0
| Zone | Remainder of System | 6 | Average Weekday | CAISO | 1-in-10 | 2022 | 10 | 517.1798 | 533.4676 | 8.5595 | 68.2381 | 0
| Zone | Remainder of System | 6 | Average Weekday | CAISO | 1-in-10 | 2022 | 11 | 482.3996 | 497.0627 | 8.5476 | 71.5251 | 0
| Zone | Remainder of System | 6 | Average Weekday | CAISO | 1-in-10 | 2022 | 12 | 476.5999 | 494.7206 | 8.5111 | 74.7391 | 0
| Zone | Remainder of System | 6 | Average Weekday | CAISO | 1-in-10 | 2022 | 13 | 386.5686 | 411.6836 | 8.518 | 77.286 | 0
| Zone | Remainder of System | 6 | Average Weekday | CAISO | 1-in-10 | 2022 | 14 | 358.5697 | 379.8248 | 8.5396 | 79.241 | 0
| Zone | Remainder of System | 6 | Average Weekday | CAISO | 1-in-10 | 2022 | 15 | 300.178 | 319.914 | 8.6414 | 80.4784 | 0
| Zone | Remainder of System | 6 | Average Weekday | CAISO | 1-in-10 | 2022 | 16 | 263.433 | 269.8324 | 8.7622 | 81.0262 | 0
| Zone | Remainder of System | 6 | Average Weekday | CAISO | 1-in-10 | 2022 | 17 | 257.9233 | 265.7136 | 9.6082 | 80.9375 | 0
| Zone | Remainder of System | 6 | Average Weekday | CAISO | 1-in-10 | 2022 | 18 | 223.1657 | 241.3625 | 9.5078 | 80.0399 | 0
| Zone | Remainder of System | 6 | Average Weekday | CAISO | 1-in-10 | 2022 | 19 | 216.516 | 238.8945 | 10.4211 | 78.5607 | 0
| Zone | Remainder of System | 6 | Average Weekday | CAISO | 1-in-10 | 2022 | 20 | 200.3208 | 213.955 | 8.7236 | 76.4905 | 0
| Zone | Remainder of System | 6 | Average Weekday | CAISO | 1-in-10 | 2022 | 21 | 220.2616 | 240.4768 | 9.3054 | 73.5536 | 0
| Zone | Remainder of System | 6 | Average Weekday | CAISO | 1-in-10 | 2022 | 22 | 382.0925 | 409.5253 | 8.5679 | 70.5065 | 0
| Zone | Remainder of System | 6 | Average Weekday | CAISO | 1-in-10 | 2022 | 23 | 399.6077 | 431.8551 | 8.556 | 68.5894 | 0
| Zone | Remainder of System | 6 | Average Weekday | CAISO | 1-in-10 | 2022 | 24 | 366.1535 | 395.7617 | 8.5225 | 67.2621 | 0
| Zone | Remainder of System | 6 | Monthly System Peak Day | CAISO | 1-in-10 | 2022 | 1 | 268.2147 | 265.4768 | 10.1177 | 74.18 | 0
| Zone | Remainder of System | 6 | Monthly System Peak Day | CAISO | 1-in-10 | 2022 | 2 | 258.3134 | 246.5969 | 10.1356 | 72.7065 | 0
| Zone | Remainder of System | 6 | Monthly System Peak Day | CAISO | 1-in-10 | 2022 | 3 | 408.8912 | 358.8901 | 10.1401 | 71.5258 | 0
| Zone | Remainder of System | 6 | Monthly System Peak Day | CAISO | 1-in-10 | 2022 | 4 | 561.1774 | 464.5377 | 10.1404 | 70.6323 | 0
| Zone | Remainder of System | 6 | Monthly System Peak Day | CAISO | 1-in-10 | 2022 | 5 | 521.804 | 439.3146 | 10.1352 | 69.5588 | 0
| Zone | Remainder of System | 6 | Monthly System Peak Day | CAISO | 1-in-10 | 2022 | 6 | 523.9686 | 460.0535 | 10.1284 | 68.8017 | 0
| Zone | Remainder of System | 6 | Monthly System Peak Day | CAISO | 1-in-10 | 2022 | 7 | 533.8198 | 450.819 | 10.1339 | 68.3586 | 0
| Zone | Remainder of System | 6 | Monthly System Peak Day | CAISO | 1-in-10 | 2022 | 8 | 530.528 | 468.8319 | 10.0707 | 69.0209 | 0
| Zone | Remainder of System | 6 | Monthly System Peak Day | CAISO | 1-in-10 | 2022 | 9 | 530.605 | 511.9539 | 10.0558 | 72.6292 | 0
| Zone | Remainder of System | 6 | Monthly System Peak Day | CAISO | 1-in-10 | 2022 | 10 | 517.1798 | 487.7164 | 10.097 | 78.5491 | 0
| Zone | Remainder of System | 6 | Monthly System Peak Day | CAISO | 1-in-10 | 2022 | 11 | 482.3996 | 453.3636 | 10.072 | 83.72 | 0
| Zone | Remainder of System | 6 | Monthly System Peak Day | CAISO | 1-in-10 | 2022 | 12 | 476.5999 | 452.2357 | 10.0464 | 88.5556 | 0
| Zone | Remainder of System | 6 | Monthly System Peak Day | CAISO | 1-in-10 | 2022 | 13 | 386.5686 | 382.9135 | 10.0434 | 90.5747 | 0
| Zone | Remainder of System | 6 | Monthly System Peak Day | CAISO | 1-in-10 | 2022 | 14 | 358.5697 | 357.6447 | 10.063 | 92.3006 | 0
| Zone | Remainder of System | 6 | Monthly System Peak Day | CAISO | 1-in-10 | 2022 | 15 | 300.178 | 305.5478 | 10.1423 | 93.8397 | 0
| Zone | Remainder of System | 6 | Monthly System Peak Day | CAISO | 1-in-10 | 2022 | 16 | 263.433 | 257.2843 | 10.2098 | 94.9491 | 0
| Zone | Remainder of System | 6 | Monthly System Peak Day | CAISO | 1-in-10 | 2022 | 17 | 257.9233 | 262.9074 | 11.2016 | 94.8055 | 0
| Zone | Remainder of System | 6 | Monthly System Peak Day | CAISO | 1-in-10 | 2022 | 18 | 223.1657 | 255.53 | 11.2373 | 94.5518 | 0
| Zone | Remainder of System | 6 | Monthly System Peak Day | CAISO | 1-in-10 | 2022 | 19 | 216.516 | 198.9854 | 10.8283 | 93.253 | 0
| Zone | Remainder of System | 6 | Monthly System Peak Day | CAISO | 1-in-10 | 2022 | 20 | 200.3208 | 177.351 | 10.1956 | 89.6871 | 0
| Zone | Remainder of System | 6 | Monthly System Peak Day | CAISO | 1-in-10 | 2022 | 21 | 220.2616 | 201.4469 | 11.8907 | 84.8848 | 0
| Zone | Remainder of System | 6 | Monthly System Peak Day | CAISO | 1-in-10 | 2022 | 22 | 382.0925 | 352.4546 | 10.2711 | 80.465 | 0
| Zone | Remainder of System | 6 | Monthly System Peak Day | CAISO | 1-in-10 | 2022 | 23 | 399.6077 | 362.0636 | 10.1107 | 76.8585 | 0
| Zone | Remainder of System | 6 | Monthly System Peak Day | CAISO | 1-in-10 | 2022 | 24 | 366.1535 | 348.1102 | 10.0927 | 74.8392 | 0
| Zone | Remainder of System | 7 | Average Weekday | CAISO | 1-in-10 | 2022 | 1 | 260.5616 | 277.4565 | 9.0739 | 71.9581 | 0
| Zone | Remainder of System | 7 | Average Weekday | CAISO | 1-in-10 | 2022 | 2 | 255.5509 | 267.3727 | 9.0843 | 71.2274 | 0
| Zone | Remainder of System | 7 | Average Weekday | CAISO | 1-in-10 | 2022 | 3 | 394.8623 | 415.3199 | 9.0861 | 70.5958 | 0
| Zone | Remainder of System | 7 | Average Weekday | CAISO | 1-in-10 | 2022 | 4 | 545.6168 | 569.3945 | 9.0883 | 70.0707 | 0
| Zone | Remainder of System | 7 | Average Weekday | CAISO | 1-in-10 | 2022 | 5 | 506.4964 | 531.8991 | 9.0864 | 69.613 | 0
| Zone | Remainder of System | 7 | Average Weekday | CAISO | 1-in-10 | 2022 | 6 | 503.8334 | 529.7413 | 9.0846 | 69.2234 | 0
| Zone | Remainder of System | 7 | Average Weekday | CAISO | 1-in-10 | 2022 | 7 | 511.8505 | 510.7969 | 9.0681 | 69.0054 | 0
| Zone | Remainder of System | 7 | Average Weekday | CAISO | 1-in-10 | 2022 | 8 | 507.1075 | 520.8834 | 9.0159 | 69.4109 | 0
| Zone | Remainder of System | 7 | Average Weekday | CAISO | 1-in-10 | 2022 | 9 | 495.4972 | 522.5252 | 9.0064 | 71.6124 | 0
| Zone | Remainder of System | 7 | Average Weekday | CAISO | 1-in-10 | 2022 | 10 | 482.5187 | 498.6993 | 9.0447 | 74.5635 | 0
| Zone | Remainder of System | 7 | Average Weekday | CAISO | 1-in-10 | 2022 | 11 | 454.5099 | 469.7634 | 9.0327 | 77.9936 | 0
| Zone | Remainder of System | 7 | Average Weekday | CAISO | 1-in-10 | 2022 | 12 | 447.5919 | 467.7198 | 9.0224 | 81.273 | 0
| Zone | Remainder of System | 7 | Average Weekday | CAISO | 1-in-10 | 2022 | 13 | 360.9671 | 385.3042 | 9.0178 | 83.8927 | 0
| Zone | Remainder of System | 7 | Average Weekday | CAISO | 1-in-10 | 2022 | 14 | 332.1341 | 353.7022 | 9.0379 | 85.8828 | 0
| Zone | Remainder of System | 7 | Average Weekday | CAISO | 1-in-10 | 2022 | 15 | 282.7934 | 302.7171 | 9.0857 | 87.0524 | 0
| Zone | Remainder of System | 7 | Average Weekday | CAISO | 1-in-10 | 2022 | 16 | 244.7199 | 251.3299 | 9.1205 | 87.6036 | 0
| Zone | Remainder of System | 7 | Average Weekday | CAISO | 1-in-10 | 2022 | 17 | 244.2094 | 253.1684 | 10.0523 | 87.406 | 0
| Zone | Remainder of System | 7 | Average Weekday | CAISO | 1-in-10 | 2022 | 18 | 214.7428 | 233.0928 | 9.9653 | 86.5106 | 0
| Zone | Remainder of System | 7 | Average Weekday | CAISO | 1-in-10 | 2022 | 19 | 212.4554 | 235.0536 | 9.7668 | 84.947 | 0
| Zone | Remainder of System | 7 | Average Weekday | CAISO | 1-in-10 | 2022 | 20 | 203.2052 | 216.8085 | 9.4117 | 82.535 | 0
| Zone | Remainder of System | 7 | Average Weekday | CAISO | 1-in-10 | 2022 | 21 | 221.8923 | 241.7782 | 9.4828 | 79.3713 | 0
| Zone | Remainder of System | 7 | Average Weekday | CAISO | 1-in-10 | 2022 | 22 | 380.7991 | 407.7437 | 9.0762 | 76.2956 | 0
| Zone | Remainder of System | 7 | Average Weekday | CAISO | 1-in-10 | 2022 | 23 | 392.4072 | 423.617 | 9.086 | 74.5072 | 0
| Zone | Remainder of System | 7 | Average Weekday | CAISO | 1-in-10 | 2022 | 24 | 350.505 | 378.8144 | 9.0559 | 73.3159 | 0
| Zone | Remainder of System | 7 | Monthly System Peak Day | CAISO | 1-in-10 | 2022 | 1 | 260.5616 | 256.9291 | 9.1428 | 76.2832 | 0
| Zone | Remainder of System | 7 | Monthly System Peak Day | CAISO | 1-in-10 | 2022 | 2 | 255.5509 | 235.6841 | 9.1554 | 75.7961 | 0
| Zone | Remainder of System | 7 | Monthly System Peak Day | CAISO | 1-in-10 | 2022 | 3 | 394.8623 | 341.1284 | 9.1587 | 74.9085 | 0
| Zone | Remainder of System | 7 | Monthly System Peak Day | CAISO | 1-in-10 | 2022 | 4 | 545.6168 | 447.9841 | 9.1574 | 73.7335 | 0
| Zone | Remainder of System | 7 | Monthly System Peak Day | CAISO | 1-in-10 | 2022 | 5 | 506.4964 | 420.0354 | 9.1557 | 72.7953 | 0
| Zone | Remainder of System | 7 | Monthly System Peak Day | CAISO | 1-in-10 | 2022 | 6 | 503.8334 | 444.6313 | 9.1539 | 72.2561 | 0
| Zone | Remainder of System | 7 | Monthly System Peak Day | CAISO | 1-in-10 | 2022 | 7 | 511.8505 | 436.859 | 9.1619 | 71.7758 | 0
| Zone | Remainder of System | 7 | Monthly System Peak Day | CAISO | 1-in-10 | 2022 | 8 | 507.1075 | 453.0926 | 9.0968 | 71.9752 | 0
| Zone | Remainder of System | 7 | Monthly System Peak Day | CAISO | 1-in-10 | 2022 | 9 | 495.4972 | 476.8368 | 9.0811 | 74.5477 | 0
| Zone | Remainder of System | 7 | Monthly System Peak Day | CAISO | 1-in-10 | 2022 | 10 | 482.5187 | 451.3153 | 9.1207 | 78.0895 | 0
| Zone | Remainder of System | 7 | Monthly System Peak Day | CAISO | 1-in-10 | 2022 | 11 | 454.5099 | 426.9761 | 9.0922 | 82.0839 | 0
| Zone | Remainder of System | 7 | Monthly System Peak Day | CAISO | 1-in-10 | 2022 | 12 | 447.5919 | 423.7725 | 9.0667 | 85.8244 | 0
| Zone | Remainder of System | 7 | Monthly System Peak Day | CAISO | 1-in-10 | 2022 | 13 | 360.9671 | 359.277 | 9.0587 | 88.5445 | 0
| Zone | Remainder of System | 7 | Monthly System Peak Day | CAISO | 1-in-10 | 2022 | 14 | 332.1341 | 332.7137 | 9.0851 | 90.4209 | 0
| Zone | Remainder of System | 7 | Monthly System Peak Day | CAISO | 1-in-10 | 2022 | 15 | 282.7934 | 289.882 | 9.1642 | 91.6667 | 0
| Zone | Remainder of System | 7 | Monthly System Peak Day | CAISO | 1-in-10 | 2022 | 16 | 244.7199 | 239.3805 | 9.2132 | 92.1879 | 0
| Zone | Remainder of System | 7 | Monthly System Peak Day | CAISO | 1-in-10 | 2022 | 17 | 244.2094 | 250.2521 | 10.1119 | 91.3273 | 0
| Zone | Remainder of System | 7 | Monthly System Peak Day | CAISO | 1-in-10 | 2022 | 18 | 214.7428 | 246.692 | 10.1399 | 90.6121 | 0
| Zone | Remainder of System | 7 | Monthly System Peak Day | CAISO | 1-in-10 | 2022 | 19 | 212.4554 | 197.2001 | 9.351 | 89.1894 | 0
| Zone | Remainder of System | 7 | Monthly System Peak Day | CAISO | 1-in-10 | 2022 | 20 | 203.2052 | 176.763 | 9.1885 | 86.5782 | 0
| Zone | Remainder of System | 7 | Monthly System Peak Day | CAISO | 1-in-10 | 2022 | 21 | 221.8923 | 202.7018 | 10.6783 | 83.2321 | 0
| Zone | Remainder of System | 7 | Monthly System Peak Day | CAISO | 1-in-10 | 2022 | 22 | 380.7991 | 351.0853 | 9.2722 | 79.4189 | 0
| Zone | Remainder of System | 7 | Monthly System Peak Day | CAISO | 1-in-10 | 2022 | 23 | 392.4072 | 354.9725 | 9.1218 | 77.6761 | 0
| Zone | Remainder of System | 7 | Monthly System Peak Day | CAISO | 1-in-10 | 2022 | 24 | 350.505 | 331.0379 | 9.1156 | 76.0106 | 0
| Zone | Remainder of System | 8 | Average Weekday | CAISO | 1-in-10 | 2022 | 1 | 268.6709 | 290.134 | 8.6488 | 71.2547 | 0
| Zone | Remainder of System | 8 | Average Weekday | CAISO | 1-in-10 | 2022 | 2 | 264.5388 | 279.9691 | 8.6614 | 70.5191 | 0
| Zone | Remainder of System | 8 | Average Weekday | CAISO | 1-in-10 | 2022 | 3 | 402.9707 | 422.0677 | 8.6637 | 69.8526 | 0
| Zone | Remainder of System | 8 | Average Weekday | CAISO | 1-in-10 | 2022 | 4 | 557.0252 | 578.999 | 8.6661 | 69.3228 | 0
| Zone | Remainder of System | 8 | Average Weekday | CAISO | 1-in-10 | 2022 | 5 | 514.0847 | 544.1238 | 8.6636 | 68.8402 | 0
| Zone | Remainder of System | 8 | Average Weekday | CAISO | 1-in-10 | 2022 | 6 | 515.5416 | 548.9954 | 8.6612 | 68.4211 | 0
| Zone | Remainder of System | 8 | Average Weekday | CAISO | 1-in-10 | 2022 | 7 | 525.1555 | 525.3422 | 8.6435 | 68.0453 | 0
| Zone | Remainder of System | 8 | Average Weekday | CAISO | 1-in-10 | 2022 | 8 | 520.191 | 537.2529 | 8.5813 | 67.9927 | 0
| Zone | Remainder of System | 8 | Average Weekday | CAISO | 1-in-10 | 2022 | 9 | 503.1773 | 529.8315 | 8.5677 | 69.6799 | 0
| Zone | Remainder of System | 8 | Average Weekday | CAISO | 1-in-10 | 2022 | 10 | 492.5193 | 509.1522 | 8.6146 | 72.3836 | 0
| Zone | Remainder of System | 8 | Average Weekday | CAISO | 1-in-10 | 2022 | 11 | 459.0704 | 474.72 | 8.597 | 75.5585 | 0
| Zone | Remainder of System | 8 | Average Weekday | CAISO | 1-in-10 | 2022 | 12 | 448.697 | 469.2923 | 8.5804 | 78.7703 | 0
| Zone | Remainder of System | 8 | Average Weekday | CAISO | 1-in-10 | 2022 | 13 | 370.7962 | 396.859 | 8.573 | 81.5628 | 0
| Zone | Remainder of System | 8 | Average Weekday | CAISO | 1-in-10 | 2022 | 14 | 339.6954 | 361.555 | 8.6007 | 83.8223 | 0
| Zone | Remainder of System | 8 | Average Weekday | CAISO | 1-in-10 | 2022 | 15 | 290.5973 | 310.7937 | 8.662 | 85.2519 | 0
| Zone | Remainder of System | 8 | Average Weekday | CAISO | 1-in-10 | 2022 | 16 | 250.7901 | 257.784 | 8.7049 | 85.8062 | 0
| Zone | Remainder of System | 8 | Average Weekday | CAISO | 1-in-10 | 2022 | 17 | 252.4901 | 259.0591 | 9.7742 | 85.7176 | 0
| Zone | Remainder of System | 8 | Average Weekday | CAISO | 1-in-10 | 2022 | 18 | 220.8389 | 238.6927 | 9.6793 | 84.8529 | 0
| Zone | Remainder of System | 8 | Average Weekday | CAISO | 1-in-10 | 2022 | 19 | 217.5747 | 239.2057 | 9.2445 | 83.2713 | 0
| Zone | Remainder of System | 8 | Average Weekday | CAISO | 1-in-10 | 2022 | 20 | 216.1553 | 229.3922 | 8.9169 | 80.7948 | 0
| Zone | Remainder of System | 8 | Average Weekday | CAISO | 1-in-10 | 2022 | 21 | 231.6623 | 251.5548 | 9.1323 | 77.4441 | 0
| Zone | Remainder of System | 8 | Average Weekday | CAISO | 1-in-10 | 2022 | 22 | 383.7435 | 411.9165 | 8.6571 | 74.9825 | 0
| Zone | Remainder of System | 8 | Average Weekday | CAISO | 1-in-10 | 2022 | 23 | 396.3451 | 430.0296 | 8.6589 | 73.5263 | 0
| Zone | Remainder of System | 8 | Average Weekday | CAISO | 1-in-10 | 2022 | 24 | 355.727 | 387.2239 | 8.6266 | 72.4274 | 0
| Zone | Remainder of System | 8 | Monthly System Peak Day | CAISO | 1-in-10 | 2022 | 1 | 268.6709 | 264.655 | 7.7295 | 74.6986 | 0
| Zone | Remainder of System | 8 | Monthly System Peak Day | CAISO | 1-in-10 | 2022 | 2 | 264.5388 | 246.9724 | 7.7473 | 73.8468 | 0
| Zone | Remainder of System | 8 | Monthly System Peak Day | CAISO | 1-in-10 | 2022 | 3 | 402.9707 | 354.8155 | 7.752 | 73.2382 | 0
| Zone | Remainder of System | 8 | Monthly System Peak Day | CAISO | 1-in-10 | 2022 | 4 | 557.0252 | 462.2445 | 7.7509 | 72.617 | 0
| Zone | Remainder of System | 8 | Monthly System Peak Day | CAISO | 1-in-10 | 2022 | 5 | 514.0847 | 438.1646 | 7.7482 | 71.9061 | 0
| Zone | Remainder of System | 8 | Monthly System Peak Day | CAISO | 1-in-10 | 2022 | 6 | 515.5416 | 454.1849 | 7.7455 | 71.2577 | 0
| Zone | Remainder of System | 8 | Monthly System Peak Day | CAISO | 1-in-10 | 2022 | 7 | 525.1555 | 442.6457 | 7.7491 | 70.7826 | 0
| Zone | Remainder of System | 8 | Monthly System Peak Day | CAISO | 1-in-10 | 2022 | 8 | 520.191 | 462.5989 | 7.6648 | 70.5706 | 0
| Zone | Remainder of System | 8 | Monthly System Peak Day | CAISO | 1-in-10 | 2022 | 9 | 503.1773 | 485.6109 | 7.6368 | 72.9211 | 0
| Zone | Remainder of System | 8 | Monthly System Peak Day | CAISO | 1-in-10 | 2022 | 10 | 492.5193 | 462.4869 | 7.6896 | 76.5774 | 0
| Zone | Remainder of System | 8 | Monthly System Peak Day | CAISO | 1-in-10 | 2022 | 11 | 459.0704 | 427.5945 | 7.6462 | 81.4047 | 0
| Zone | Remainder of System | 8 | Monthly System Peak Day | CAISO | 1-in-10 | 2022 | 12 | 448.697 | 423.2337 | 7.6063 | 86.5138 | 0
| Zone | Remainder of System | 8 | Monthly System Peak Day | CAISO | 1-in-10 | 2022 | 13 | 370.7962 | 371.1261 | 7.5899 | 90.2909 | 0
| Zone | Remainder of System | 8 | Monthly System Peak Day | CAISO | 1-in-10 | 2022 | 14 | 339.6954 | 340.9491 | 7.6365 | 92.9994 | 0
| Zone | Remainder of System | 8 | Monthly System Peak Day | CAISO | 1-in-10 | 2022 | 15 | 290.5973 | 298.3729 | 7.7487 | 94.0742 | 0
| Zone | Remainder of System | 8 | Monthly System Peak Day | CAISO | 1-in-10 | 2022 | 16 | 250.7901 | 246.4548 | 7.8087 | 93.95 | 0
| Zone | Remainder of System | 8 | Monthly System Peak Day | CAISO | 1-in-10 | 2022 | 17 | 252.4901 | 256.2658 | 8.8438 | 93.5315 | 0
| Zone | Remainder of System | 8 | Monthly System Peak Day | CAISO | 1-in-10 | 2022 | 18 | 220.8389 | 253.8309 | 8.8782 | 92.5376 | 0
| Zone | Remainder of System | 8 | Monthly System Peak Day | CAISO | 1-in-10 | 2022 | 19 | 217.5747 | 200.7475 | 7.5278 | 90.5697 | 0
| Zone | Remainder of System | 8 | Monthly System Peak Day | CAISO | 1-in-10 | 2022 | 20 | 216.1553 | 187.6228 | 7.4053 | 87.6982 | 0
| Zone | Remainder of System | 8 | Monthly System Peak Day | CAISO | 1-in-10 | 2022 | 21 | 231.6623 | 210.6764 | 9.5028 | 83.6248 | 0
| Zone | Remainder of System | 8 | Monthly System Peak Day | CAISO | 1-in-10 | 2022 | 22 | 383.7435 | 356.7846 | 7.8987 | 81.035 | 0
| Zone | Remainder of System | 8 | Monthly System Peak Day | CAISO | 1-in-10 | 2022 | 23 | 396.3451 | 364.2796 | 7.7075 | 79.7215 | 0
| Zone | Remainder of System | 8 | Monthly System Peak Day | CAISO | 1-in-10 | 2022 | 24 | 355.727 | 339.8938 | 7.6945 | 78.5289 | 0
| Zone | Remainder of System | 8 | Typical Event Day | CAISO | 1-in-10 | 2022 | 1 | 268.6709 | 264.655 | 7.7295 | 75.8434 | 0
| Zone | Remainder of System | 8 | Typical Event Day | CAISO | 1-in-10 | 2022 | 2 | 264.5388 | 246.9724 | 7.7473 | 74.8463 | 0
| Zone | Remainder of System | 8 | Typical Event Day | CAISO | 1-in-10 | 2022 | 3 | 402.9707 | 354.8155 | 7.752 | 73.928 | 0
| Zone | Remainder of System | 8 | Typical Event Day | CAISO | 1-in-10 | 2022 | 4 | 557.0252 | 462.2445 | 7.7509 | 73.0337 | 0
| Zone | Remainder of System | 8 | Typical Event Day | CAISO | 1-in-10 | 2022 | 5 | 514.0847 | 438.1646 | 7.7482 | 72.2504 | 0
| Zone | Remainder of System | 8 | Typical Event Day | CAISO | 1-in-10 | 2022 | 6 | 515.5416 | 454.1849 | 7.7455 | 71.656 | 0
| Zone | Remainder of System | 8 | Typical Event Day | CAISO | 1-in-10 | 2022 | 7 | 525.1555 | 442.6457 | 7.7491 | 71.2208 | 0
| Zone | Remainder of System | 8 | Typical Event Day | CAISO | 1-in-10 | 2022 | 8 | 520.191 | 462.5989 | 7.6648 | 71.4786 | 0
| Zone | Remainder of System | 8 | Typical Event Day | CAISO | 1-in-10 | 2022 | 9 | 503.1773 | 485.6109 | 7.6368 | 73.9817 | 0
| Zone | Remainder of System | 8 | Typical Event Day | CAISO | 1-in-10 | 2022 | 10 | 492.5193 | 462.4869 | 7.6896 | 78.079 | 0
| Zone | Remainder of System | 8 | Typical Event Day | CAISO | 1-in-10 | 2022 | 11 | 459.0704 | 427.5945 | 7.6462 | 82.7241 | 0
| Zone | Remainder of System | 8 | Typical Event Day | CAISO | 1-in-10 | 2022 | 12 | 448.697 | 423.2337 | 7.6063 | 87.2549 | 0
| Zone | Remainder of System | 8 | Typical Event Day | CAISO | 1-in-10 | 2022 | 13 | 370.7962 | 371.1261 | 7.5899 | 90.2166 | 0
| Zone | Remainder of System | 8 | Typical Event Day | CAISO | 1-in-10 | 2022 | 14 | 339.6954 | 340.9491 | 7.6365 | 92.2609 | 0
| Zone | Remainder of System | 8 | Typical Event Day | CAISO | 1-in-10 | 2022 | 15 | 290.5973 | 298.3729 | 7.7487 | 93.5815 | 0
| Zone | Remainder of System | 8 | Typical Event Day | CAISO | 1-in-10 | 2022 | 16 | 250.7901 | 246.4548 | 7.8087 | 94.1627 | 0
| Zone | Remainder of System | 8 | Typical Event Day | CAISO | 1-in-10 | 2022 | 17 | 252.4901 | 256.2658 | 8.8438 | 93.8577 | 0
| Zone | Remainder of System | 8 | Typical Event Day | CAISO | 1-in-10 | 2022 | 18 | 220.8389 | 253.8309 | 8.8782 | 93.0799 | 0
| Zone | Remainder of System | 8 | Typical Event Day | CAISO | 1-in-10 | 2022 | 19 | 217.5747 | 200.7475 | 7.5278 | 91.4746 | 0
| Zone | Remainder of System | 8 | Typical Event Day | CAISO | 1-in-10 | 2022 | 20 | 216.1553 | 187.6228 | 7.4053 | 88.5784 | 0
| Zone | Remainder of System | 8 | Typical Event Day | CAISO | 1-in-10 | 2022 | 21 | 231.6623 | 210.6764 | 9.5028 | 84.7427 | 0
| Zone | Remainder of System | 8 | Typical Event Day | CAISO | 1-in-10 | 2022 | 22 | 383.7435 | 356.7846 | 7.8987 | 81.5441 | 0
| Zone | Remainder of System | 8 | Typical Event Day | CAISO | 1-in-10 | 2022 | 23 | 396.3451 | 364.2796 | 7.7075 | 79.5436 | 0
| Zone | Remainder of System | 8 | Typical Event Day | CAISO | 1-in-10 | 2022 | 24 | 355.727 | 339.8938 | 7.6945 | 77.967 | 0
| Zone | Remainder of System | 9 | Average Weekday | CAISO | 1-in-10 | 2022 | 1 | 265.996 | 274.9323 | 9.3378 | 71.0646 | 0
| Zone | Remainder of System | 9 | Average Weekday | CAISO | 1-in-10 | 2022 | 2 | 271.8128 | 273.2326 | 9.3541 | 70.1203 | 0
| Zone | Remainder of System | 9 | Average Weekday | CAISO | 1-in-10 | 2022 | 3 | 430.335 | 425.0288 | 9.3563 | 69.2506 | 0
| Zone | Remainder of System | 9 | Average Weekday | CAISO | 1-in-10 | 2022 | 4 | 587.4628 | 584.0499 | 9.3586 | 68.4826 | 0
| Zone | Remainder of System | 9 | Average Weekday | CAISO | 1-in-10 | 2022 | 5 | 529.1038 | 527.3684 | 9.3534 | 67.8093 | 0
| Zone | Remainder of System | 9 | Average Weekday | CAISO | 1-in-10 | 2022 | 6 | 514.4798 | 521.602 | 9.3446 | 67.2573 | 0
| Zone | Remainder of System | 9 | Average Weekday | CAISO | 1-in-10 | 2022 | 7 | 542.3877 | 529.2742 | 9.3182 | 66.785 | 0
| Zone | Remainder of System | 9 | Average Weekday | CAISO | 1-in-10 | 2022 | 8 | 521.0285 | 517.3447 | 9.2742 | 66.4866 | 0
| Zone | Remainder of System | 9 | Average Weekday | CAISO | 1-in-10 | 2022 | 9 | 475.7113 | 497.8609 | 9.2651 | 67.9182 | 0
| Zone | Remainder of System | 9 | Average Weekday | CAISO | 1-in-10 | 2022 | 10 | 471.5426 | 483.6599 | 9.3147 | 71.1915 | 0
| Zone | Remainder of System | 9 | Average Weekday | CAISO | 1-in-10 | 2022 | 11 | 443.2077 | 455.4582 | 9.2963 | 74.8699 | 0
| Zone | Remainder of System | 9 | Average Weekday | CAISO | 1-in-10 | 2022 | 12 | 436.939 | 449.5538 | 9.2763 | 78.4748 | 0
| Zone | Remainder of System | 9 | Average Weekday | CAISO | 1-in-10 | 2022 | 13 | 369.1132 | 382.9621 | 9.2656 | 81.3392 | 0
| Zone | Remainder of System | 9 | Average Weekday | CAISO | 1-in-10 | 2022 | 14 | 329.9948 | 343.9015 | 9.2894 | 83.4193 | 0
| Zone | Remainder of System | 9 | Average Weekday | CAISO | 1-in-10 | 2022 | 15 | 282.5951 | 297.6088 | 9.3361 | 84.7282 | 0
| Zone | Remainder of System | 9 | Average Weekday | CAISO | 1-in-10 | 2022 | 16 | 252.2121 | 254.8006 | 9.3772 | 85.0989 | 0
| Zone | Remainder of System | 9 | Average Weekday | CAISO | 1-in-10 | 2022 | 17 | 255.8625 | 262.0244 | 10.3655 | 84.9067 | 0
| Zone | Remainder of System | 9 | Average Weekday | CAISO | 1-in-10 | 2022 | 18 | 226.296 | 243.5986 | 10.2501 | 83.9833 | 0
| Zone | Remainder of System | 9 | Average Weekday | CAISO | 1-in-10 | 2022 | 19 | 228.1569 | 248.2592 | 10.2947 | 82.1152 | 0
| Zone | Remainder of System | 9 | Average Weekday | CAISO | 1-in-10 | 2022 | 20 | 227.3705 | 238.9688 | 9.4089 | 79.1843 | 0
| Zone | Remainder of System | 9 | Average Weekday | CAISO | 1-in-10 | 2022 | 21 | 237.4445 | 254.7932 | 9.6043 | 76.077 | 0
| Zone | Remainder of System | 9 | Average Weekday | CAISO | 1-in-10 | 2022 | 22 | 389.496 | 412.5196 | 9.2912 | 74.194 | 0
| Zone | Remainder of System | 9 | Average Weekday | CAISO | 1-in-10 | 2022 | 23 | 397.8766 | 420.4343 | 9.3277 | 72.8204 | 0
| Zone | Remainder of System | 9 | Average Weekday | CAISO | 1-in-10 | 2022 | 24 | 352.5628 | 370.7867 | 9.312 | 71.6765 | 0
| Zone | Remainder of System | 9 | Monthly System Peak Day | CAISO | 1-in-10 | 2022 | 1 | 265.996 | 254.1179 | 9.3975 | 78.2118 | 0
| Zone | Remainder of System | 9 | Monthly System Peak Day | CAISO | 1-in-10 | 2022 | 2 | 271.8128 | 243.8666 | 9.4158 | 77.0359 | 0
| Zone | Remainder of System | 9 | Monthly System Peak Day | CAISO | 1-in-10 | 2022 | 3 | 430.335 | 362.4859 | 9.4199 | 76.0394 | 0
| Zone | Remainder of System | 9 | Monthly System Peak Day | CAISO | 1-in-10 | 2022 | 4 | 587.4628 | 457.5818 | 9.4183 | 75.152 | 0
| Zone | Remainder of System | 9 | Monthly System Peak Day | CAISO | 1-in-10 | 2022 | 5 | 529.1038 | 411.18 | 9.4136 | 74.7415 | 0
| Zone | Remainder of System | 9 | Monthly System Peak Day | CAISO | 1-in-10 | 2022 | 6 | 514.4798 | 412.8148 | 9.4051 | 74.3085 | 0
| Zone | Remainder of System | 9 | Monthly System Peak Day | CAISO | 1-in-10 | 2022 | 7 | 542.3877 | 432.625 | 9.4058 | 73.9662 | 0
| Zone | Remainder of System | 9 | Monthly System Peak Day | CAISO | 1-in-10 | 2022 | 8 | 521.0285 | 427.4046 | 9.3478 | 74.3479 | 0
| Zone | Remainder of System | 9 | Monthly System Peak Day | CAISO | 1-in-10 | 2022 | 9 | 475.7113 | 451.2293 | 9.3318 | 75.8286 | 0
| Zone | Remainder of System | 9 | Monthly System Peak Day | CAISO | 1-in-10 | 2022 | 10 | 471.5426 | 432.6898 | 9.3806 | 79.1 | 0
| Zone | Remainder of System | 9 | Monthly System Peak Day | CAISO | 1-in-10 | 2022 | 11 | 443.2077 | 406.193 | 9.3452 | 83.6879 | 0
| Zone | Remainder of System | 9 | Monthly System Peak Day | CAISO | 1-in-10 | 2022 | 12 | 436.939 | 404.5035 | 9.3102 | 88.1258 | 0
| Zone | Remainder of System | 9 | Monthly System Peak Day | CAISO | 1-in-10 | 2022 | 13 | 369.1132 | 349.1406 | 9.2961 | 91.4561 | 0
| Zone | Remainder of System | 9 | Monthly System Peak Day | CAISO | 1-in-10 | 2022 | 14 | 329.9948 | 316.7904 | 9.3268 | 93.3227 | 0
| Zone | Remainder of System | 9 | Monthly System Peak Day | CAISO | 1-in-10 | 2022 | 15 | 282.5951 | 281.1237 | 9.4077 | 94.7455 | 0
| Zone | Remainder of System | 9 | Monthly System Peak Day | CAISO | 1-in-10 | 2022 | 16 | 252.2121 | 240.1173 | 9.4614 | 95.5636 | 0
| Zone | Remainder of System | 9 | Monthly System Peak Day | CAISO | 1-in-10 | 2022 | 17 | 255.8625 | 259.4925 | 10.3823 | 95.7667 | 0
| Zone | Remainder of System | 9 | Monthly System Peak Day | CAISO | 1-in-10 | 2022 | 18 | 226.296 | 255.9941 | 10.3695 | 94.6182 | 0
| Zone | Remainder of System | 9 | Monthly System Peak Day | CAISO | 1-in-10 | 2022 | 19 | 228.1569 | 207.7837 | 9.8622 | 92.8864 | 0
| Zone | Remainder of System | 9 | Monthly System Peak Day | CAISO | 1-in-10 | 2022 | 20 | 227.3705 | 197.6474 | 9.2025 | 90.35 | 0
| Zone | Remainder of System | 9 | Monthly System Peak Day | CAISO | 1-in-10 | 2022 | 21 | 237.4445 | 217.4924 | 10.5914 | 87.2288 | 0
| Zone | Remainder of System | 9 | Monthly System Peak Day | CAISO | 1-in-10 | 2022 | 22 | 389.496 | 350.659 | 9.4997 | 85.2576 | 0
| Zone | Remainder of System | 9 | Monthly System Peak Day | CAISO | 1-in-10 | 2022 | 23 | 397.8766 | 345.8474 | 9.3547 | 83.9182 | 0
| Zone | Remainder of System | 9 | Monthly System Peak Day | CAISO | 1-in-10 | 2022 | 24 | 352.5628 | 319.619 | 9.3627 | 82.4894 | 0
| Zone | Remainder of System | 10 | Average Weekday | CAISO | 1-in-10 | 2022 | 1 | 281.4657 | 291.824 | 8.764 | 66.821 | 0
| Zone | Remainder of System | 10 | Average Weekday | CAISO | 1-in-10 | 2022 | 2 | 275.3415 | 281.7315 | 8.655 | 65.8764 | 0
| Zone | Remainder of System | 10 | Average Weekday | CAISO | 1-in-10 | 2022 | 3 | 423.0707 | 432.4904 | 8.6401 | 65.1487 | 0
| Zone | Remainder of System | 10 | Average Weekday | CAISO | 1-in-10 | 2022 | 4 | 586.7656 | 601.5083 | 8.6032 | 64.4441 | 0
| Zone | Remainder of System | 10 | Average Weekday | CAISO | 1-in-10 | 2022 | 5 | 577.3585 | 591.5285 | 8.5997 | 63.7957 | 0
| Zone | Remainder of System | 10 | Average Weekday | CAISO | 1-in-10 | 2022 | 6 | 569.7186 | 584.8129 | 8.5502 | 63.2505 | 0
| Zone | Remainder of System | 10 | Average Weekday | CAISO | 1-in-10 | 2022 | 7 | 569.684 | 568.6945 | 8.5369 | 62.7507 | 0
| Zone | Remainder of System | 10 | Average Weekday | CAISO | 1-in-10 | 2022 | 8 | 563.0145 | 564.467 | 8.8364 | 62.4032 | 0
| Zone | Remainder of System | 10 | Average Weekday | CAISO | 1-in-10 | 2022 | 9 | 535.2726 | 571.9541 | 9.2577 | 62.8006 | 0
| Zone | Remainder of System | 10 | Average Weekday | CAISO | 1-in-10 | 2022 | 10 | 517.9539 | 535.5526 | 8.9817 | 65.6724 | 0
| Zone | Remainder of System | 10 | Average Weekday | CAISO | 1-in-10 | 2022 | 11 | 503.7778 | 516.7717 | 9.2012 | 69.5905 | 0
| Zone | Remainder of System | 10 | Average Weekday | CAISO | 1-in-10 | 2022 | 12 | 493.1764 | 504.1004 | 9.4444 | 73.4477 | 0
| Zone | Remainder of System | 10 | Average Weekday | CAISO | 1-in-10 | 2022 | 13 | 398.2197 | 408.4755 | 9.6372 | 76.5732 | 0
| Zone | Remainder of System | 10 | Average Weekday | CAISO | 1-in-10 | 2022 | 14 | 346.459 | 353.669 | 9.5002 | 78.6528 | 0
| Zone | Remainder of System | 10 | Average Weekday | CAISO | 1-in-10 | 2022 | 15 | 303.2354 | 309.992 | 9.1097 | 79.9522 | 0
| Zone | Remainder of System | 10 | Average Weekday | CAISO | 1-in-10 | 2022 | 16 | 272.7759 | 275.4722 | 8.6141 | 80.5984 | 0
| Zone | Remainder of System | 10 | Average Weekday | CAISO | 1-in-10 | 2022 | 17 | 268.2481 | 273.8607 | 8.4302 | 80.5533 | 0
| Zone | Remainder of System | 10 | Average Weekday | CAISO | 1-in-10 | 2022 | 18 | 249.6467 | 255.7433 | 8.4866 | 79.6615 | 0
| Zone | Remainder of System | 10 | Average Weekday | CAISO | 1-in-10 | 2022 | 19 | 265.5785 | 272.195 | 8.9395 | 77.699 | 0
| Zone | Remainder of System | 10 | Average Weekday | CAISO | 1-in-10 | 2022 | 20 | 259.1732 | 262.6334 | 8.6477 | 74.602 | 0
| Zone | Remainder of System | 10 | Average Weekday | CAISO | 1-in-10 | 2022 | 21 | 248.2063 | 253.8552 | 8.3281 | 72.2635 | 0
| Zone | Remainder of System | 10 | Average Weekday | CAISO | 1-in-10 | 2022 | 22 | 426.4803 | 444.2076 | 8.5322 | 70.5604 | 0
| Zone | Remainder of System | 10 | Average Weekday | CAISO | 1-in-10 | 2022 | 23 | 401.5385 | 422.1042 | 8.6835 | 69.1121 | 0
| Zone | Remainder of System | 10 | Average Weekday | CAISO | 1-in-10 | 2022 | 24 | 329.7665 | 353.1777 | 8.8609 | 67.8831 | 0
| Zone | Remainder of System | 10 | Monthly System Peak Day | CAISO | 1-in-10 | 2022 | 1 | 281.4657 | 301.6406 | 8.5967 | 76.9398 | 0
| Zone | Remainder of System | 10 | Monthly System Peak Day | CAISO | 1-in-10 | 2022 | 2 | 275.3415 | 286.4243 | 8.5417 | 75.4956 | 0
| Zone | Remainder of System | 10 | Monthly System Peak Day | CAISO | 1-in-10 | 2022 | 3 | 423.0707 | 436.453 | 8.5353 | 74.3628 | 0
| Zone | Remainder of System | 10 | Monthly System Peak Day | CAISO | 1-in-10 | 2022 | 4 | 586.7656 | 603.1566 | 8.5225 | 73.3659 | 0
| Zone | Remainder of System | 10 | Monthly System Peak Day | CAISO | 1-in-10 | 2022 | 5 | 577.3585 | 596.615 | 8.5165 | 72.7463 | 0
| Zone | Remainder of System | 10 | Monthly System Peak Day | CAISO | 1-in-10 | 2022 | 6 | 569.7186 | 583.3745 | 8.4942 | 72.5802 | 0
| Zone | Remainder of System | 10 | Monthly System Peak Day | CAISO | 1-in-10 | 2022 | 7 | 569.684 | 562.9206 | 8.4832 | 71.903 | 0
| Zone | Remainder of System | 10 | Monthly System Peak Day | CAISO | 1-in-10 | 2022 | 8 | 563.0145 | 565.8702 | 8.6392 | 71.4577 | 0
| Zone | Remainder of System | 10 | Monthly System Peak Day | CAISO | 1-in-10 | 2022 | 9 | 535.2726 | 583.6894 | 8.9329 | 71.9181 | 0
| Zone | Remainder of System | 10 | Monthly System Peak Day | CAISO | 1-in-10 | 2022 | 10 | 517.9539 | 540.8316 | 8.7237 | 75.8697 | 0
| Zone | Remainder of System | 10 | Monthly System Peak Day | CAISO | 1-in-10 | 2022 | 11 | 503.7778 | 525.4125 | 8.8652 | 79.7977 | 0
| Zone | Remainder of System | 10 | Monthly System Peak Day | CAISO | 1-in-10 | 2022 | 12 | 493.1764 | 517.4899 | 9.0355 | 83.3609 | 0
| Zone | Remainder of System | 10 | Monthly System Peak Day | CAISO | 1-in-10 | 2022 | 13 | 398.2197 | 408.125 | 9.1808 | 86.4797 | 0
| Zone | Remainder of System | 10 | Monthly System Peak Day | CAISO | 1-in-10 | 2022 | 14 | 346.459 | 352.7823 | 9.0847 | 88.2344 | 0
| Zone | Remainder of System | 10 | Monthly System Peak Day | CAISO | 1-in-10 | 2022 | 15 | 303.2354 | 310.1582 | 8.7977 | 89.0484 | 0
| Zone | Remainder of System | 10 | Monthly System Peak Day | CAISO | 1-in-10 | 2022 | 16 | 272.7759 | 274.1272 | 8.4878 | 89.7625 | 0
| Zone | Remainder of System | 10 | Monthly System Peak Day | CAISO | 1-in-10 | 2022 | 17 | 268.2481 | 273.8202 | 8.3777 | 89.2516 | 0
| Zone | Remainder of System | 10 | Monthly System Peak Day | CAISO | 1-in-10 | 2022 | 18 | 249.6467 | 255.7486 | 8.3745 | 88.1547 | 0
| Zone | Remainder of System | 10 | Monthly System Peak Day | CAISO | 1-in-10 | 2022 | 19 | 265.5785 | 271.2766 | 8.8998 | 85.0234 | 0
| Zone | Remainder of System | 10 | Monthly System Peak Day | CAISO | 1-in-10 | 2022 | 20 | 259.1732 | 263.2113 | 8.6472 | 81.3875 | 0
| Zone | Remainder of System | 10 | Monthly System Peak Day | CAISO | 1-in-10 | 2022 | 21 | 248.2063 | 256.4424 | 8.563 | 78.1727 | 0
| Zone | Remainder of System | 10 | Monthly System Peak Day | CAISO | 1-in-10 | 2022 | 22 | 426.4803 | 444.1588 | 8.4623 | 76.3627 | 0
| Zone | Remainder of System | 10 | Monthly System Peak Day | CAISO | 1-in-10 | 2022 | 23 | 401.5385 | 425.4573 | 8.5499 | 75.0878 | 0
| Zone | Remainder of System | 10 | Monthly System Peak Day | CAISO | 1-in-10 | 2022 | 24 | 329.7665 | 367.4278 | 8.6582 | 73.8925 | 0
| Zone | Remainder of System | 11 | Average Weekday | CAISO | 1-in-10 | 2022 | 1 | 265.1512 | 271.6154 | 8.6488 | 56.059 | 0
| Zone | Remainder of System | 11 | Average Weekday | CAISO | 1-in-10 | 2022 | 2 | 264.1441 | 270.2454 | 8.6662 | 55.0971 | 0
| Zone | Remainder of System | 11 | Average Weekday | CAISO | 1-in-10 | 2022 | 3 | 406.4874 | 416.9899 | 8.6416 | 54.1595 | 0
| Zone | Remainder of System | 11 | Average Weekday | CAISO | 1-in-10 | 2022 | 4 | 580.9459 | 598.3264 | 8.6527 | 53.2044 | 0
| Zone | Remainder of System | 11 | Average Weekday | CAISO | 1-in-10 | 2022 | 5 | 551.424 | 576.6219 | 8.6267 | 52.3654 | 0
| Zone | Remainder of System | 11 | Average Weekday | CAISO | 1-in-10 | 2022 | 6 | 534.6804 | 560.5942 | 8.6323 | 51.8116 | 0
| Zone | Remainder of System | 11 | Average Weekday | CAISO | 1-in-10 | 2022 | 7 | 542.1948 | 539.438 | 8.8175 | 51.3221 | 0
| Zone | Remainder of System | 11 | Average Weekday | CAISO | 1-in-10 | 2022 | 8 | 525.5057 | 528.0049 | 9.1176 | 51.0234 | 0
| Zone | Remainder of System | 11 | Average Weekday | CAISO | 1-in-10 | 2022 | 9 | 509.3365 | 535.5042 | 8.8127 | 52.5111 | 0
| Zone | Remainder of System | 11 | Average Weekday | CAISO | 1-in-10 | 2022 | 10 | 488.0291 | 500.3988 | 9.1011 | 56.466 | 0
| Zone | Remainder of System | 11 | Average Weekday | CAISO | 1-in-10 | 2022 | 11 | 463.8836 | 471.9998 | 9.2908 | 61.1659 | 0
| Zone | Remainder of System | 11 | Average Weekday | CAISO | 1-in-10 | 2022 | 12 | 457.3646 | 464.5666 | 9.3887 | 65.0488 | 0
| Zone | Remainder of System | 11 | Average Weekday | CAISO | 1-in-10 | 2022 | 13 | 372.2598 | 383.4236 | 9.1749 | 67.8408 | 0
| Zone | Remainder of System | 11 | Average Weekday | CAISO | 1-in-10 | 2022 | 14 | 337.5031 | 345.195 | 8.9144 | 69.5124 | 0
| Zone | Remainder of System | 11 | Average Weekday | CAISO | 1-in-10 | 2022 | 15 | 286.7797 | 296.2055 | 8.5984 | 70.4672 | 0
| Zone | Remainder of System | 11 | Average Weekday | CAISO | 1-in-10 | 2022 | 16 | 259.3378 | 261.9001 | 8.6752 | 70.7027 | 0
| Zone | Remainder of System | 11 | Average Weekday | CAISO | 1-in-10 | 2022 | 17 | 262.5519 | 267.9384 | 8.5098 | 69.9819 | 0
| Zone | Remainder of System | 11 | Average Weekday | CAISO | 1-in-10 | 2022 | 18 | 244.604 | 250.7373 | 8.6754 | 67.953 | 0
| Zone | Remainder of System | 11 | Average Weekday | CAISO | 1-in-10 | 2022 | 19 | 262.3371 | 266.6641 | 8.6691 | 65.3114 | 0
| Zone | Remainder of System | 11 | Average Weekday | CAISO | 1-in-10 | 2022 | 20 | 249.4978 | 310.2371 | 10.685 | 63.0346 | 0
| Zone | Remainder of System | 11 | Average Weekday | CAISO | 1-in-10 | 2022 | 21 | 237.3943 | 243.6632 | 8.2972 | 61.213 | 0
| Zone | Remainder of System | 11 | Average Weekday | CAISO | 1-in-10 | 2022 | 22 | 408.3309 | 424.1819 | 8.6144 | 59.5838 | 0
| Zone | Remainder of System | 11 | Average Weekday | CAISO | 1-in-10 | 2022 | 23 | 384.4133 | 398.8915 | 8.7775 | 58.2328 | 0
| Zone | Remainder of System | 11 | Average Weekday | CAISO | 1-in-10 | 2022 | 24 | 311.3557 | 324.0907 | 8.7047 | 57.0822 | 0
| Zone | Remainder of System | 11 | Monthly System Peak Day | CAISO | 1-in-10 | 2022 | 1 | 265.1512 | 276.6548 | 8.5686 | 69.4034 | 0
| Zone | Remainder of System | 11 | Monthly System Peak Day | CAISO | 1-in-10 | 2022 | 2 | 264.1441 | 274.1412 | 8.5893 | 68.1516 | 0
| Zone | Remainder of System | 11 | Monthly System Peak Day | CAISO | 1-in-10 | 2022 | 3 | 406.4874 | 420.1814 | 8.577 | 67.393 | 0
| Zone | Remainder of System | 11 | Monthly System Peak Day | CAISO | 1-in-10 | 2022 | 4 | 580.9459 | 601.4711 | 8.5863 | 66.0125 | 0
| Zone | Remainder of System | 11 | Monthly System Peak Day | CAISO | 1-in-10 | 2022 | 5 | 551.424 | 579.3759 | 8.5773 | 65.1814 | 0
| Zone | Remainder of System | 11 | Monthly System Peak Day | CAISO | 1-in-10 | 2022 | 6 | 534.6804 | 561.5164 | 8.5835 | 64.2144 | 0
| Zone | Remainder of System | 11 | Monthly System Peak Day | CAISO | 1-in-10 | 2022 | 7 | 542.1948 | 528.6359 | 8.7333 | 63.6647 | 0
| Zone | Remainder of System | 11 | Monthly System Peak Day | CAISO | 1-in-10 | 2022 | 8 | 525.5057 | 534.915 | 9.1151 | 63.8962 | 0
| Zone | Remainder of System | 11 | Monthly System Peak Day | CAISO | 1-in-10 | 2022 | 9 | 509.3365 | 543.801 | 8.7307 | 65.4002 | 0
| Zone | Remainder of System | 11 | Monthly System Peak Day | CAISO | 1-in-10 | 2022 | 10 | 488.0291 | 508.9618 | 9.0896 | 69.6937 | 0
| Zone | Remainder of System | 11 | Monthly System Peak Day | CAISO | 1-in-10 | 2022 | 11 | 463.8836 | 484.144 | 9.3695 | 76.562 | 0
| Zone | Remainder of System | 11 | Monthly System Peak Day | CAISO | 1-in-10 | 2022 | 12 | 457.3646 | 480.5074 | 9.5304 | 82.3128 | 0
| Zone | Remainder of System | 11 | Monthly System Peak Day | CAISO | 1-in-10 | 2022 | 13 | 372.2598 | 383.7407 | 9.2171 | 85.9891 | 0
| Zone | Remainder of System | 11 | Monthly System Peak Day | CAISO | 1-in-10 | 2022 | 14 | 337.5031 | 343.4253 | 8.8531 | 87.9797 | 0
| Zone | Remainder of System | 11 | Monthly System Peak Day | CAISO | 1-in-10 | 2022 | 15 | 286.7797 | 296.4685 | 8.5104 | 88.7703 | 0
| Zone | Remainder of System | 11 | Monthly System Peak Day | CAISO | 1-in-10 | 2022 | 16 | 259.3378 | 260.7495 | 8.5881 | 89.0578 | 0
| Zone | Remainder of System | 11 | Monthly System Peak Day | CAISO | 1-in-10 | 2022 | 17 | 262.5519 | 270.066 | 8.4249 | 88.5875 | 0
| Zone | Remainder of System | 11 | Monthly System Peak Day | CAISO | 1-in-10 | 2022 | 18 | 244.604 | 253.3109 | 8.5845 | 86.8453 | 0
| Zone | Remainder of System | 11 | Monthly System Peak Day | CAISO | 1-in-10 | 2022 | 19 | 262.3371 | 267.8084 | 8.6682 | 83.7578 | 0
| Zone | Remainder of System | 11 | Monthly System Peak Day | CAISO | 1-in-10 | 2022 | 20 | 249.4978 | 357.6934 | 17.2835 | 79.8594 | 0
| Zone | Remainder of System | 11 | Monthly System Peak Day | CAISO | 1-in-10 | 2022 | 21 | 237.3943 | 245.9528 | 8.5955 | 76.3664 | 0
| Zone | Remainder of System | 11 | Monthly System Peak Day | CAISO | 1-in-10 | 2022 | 22 | 408.3309 | 425.5529 | 8.5385 | 73.8492 | 0
| Zone | Remainder of System | 11 | Monthly System Peak Day | CAISO | 1-in-10 | 2022 | 23 | 384.4133 | 404.8271 | 8.6914 | 71.6486 | 0
| Zone | Remainder of System | 11 | Monthly System Peak Day | CAISO | 1-in-10 | 2022 | 24 | 311.3557 | 333.0112 | 8.6128 | 70.3994 | 0
| Zone | Remainder of System | 12 | Average Weekday | CAISO | 1-in-10 | 2022 | 1 | 249.3546 | 256.2671 | 8.5134 | 50.4524 | 0
| Zone | Remainder of System | 12 | Average Weekday | CAISO | 1-in-10 | 2022 | 2 | 245.4328 | 251.8277 | 8.5381 | 49.6307 | 0
| Zone | Remainder of System | 12 | Average Weekday | CAISO | 1-in-10 | 2022 | 3 | 381.5925 | 392.392 | 8.5434 | 48.8824 | 0
| Zone | Remainder of System | 12 | Average Weekday | CAISO | 1-in-10 | 2022 | 4 | 555.7462 | 573.2375 | 8.5497 | 48.0839 | 0
| Zone | Remainder of System | 12 | Average Weekday | CAISO | 1-in-10 | 2022 | 5 | 528.5168 | 557.3701 | 8.5531 | 47.4648 | 0
| Zone | Remainder of System | 12 | Average Weekday | CAISO | 1-in-10 | 2022 | 6 | 502.1714 | 532.269 | 8.558 | 46.8946 | 0
| Zone | Remainder of System | 12 | Average Weekday | CAISO | 1-in-10 | 2022 | 7 | 496.6604 | 494.9297 | 8.5206 | 46.4436 | 0
| Zone | Remainder of System | 12 | Average Weekday | CAISO | 1-in-10 | 2022 | 8 | 490.6387 | 496.9367 | 8.4761 | 46.3279 | 0
| Zone | Remainder of System | 12 | Average Weekday | CAISO | 1-in-10 | 2022 | 9 | 471.5695 | 499.4779 | 8.4319 | 46.9814 | 0
| Zone | Remainder of System | 12 | Average Weekday | CAISO | 1-in-10 | 2022 | 10 | 444.0936 | 459.2919 | 8.4572 | 49.9135 | 0
| Zone | Remainder of System | 12 | Average Weekday | CAISO | 1-in-10 | 2022 | 11 | 421.8086 | 431.8269 | 8.4189 | 53.6874 | 0
| Zone | Remainder of System | 12 | Average Weekday | CAISO | 1-in-10 | 2022 | 12 | 414.3192 | 421.1617 | 8.3839 | 57.1456 | 0
| Zone | Remainder of System | 12 | Average Weekday | CAISO | 1-in-10 | 2022 | 13 | 338.221 | 348.8635 | 8.3761 | 59.6607 | 0
| Zone | Remainder of System | 12 | Average Weekday | CAISO | 1-in-10 | 2022 | 14 | 304.7688 | 312.9428 | 8.4057 | 61.3133 | 0
| Zone | Remainder of System | 12 | Average Weekday | CAISO | 1-in-10 | 2022 | 15 | 269.6744 | 278.2296 | 8.4547 | 62.1542 | 0
| Zone | Remainder of System | 12 | Average Weekday | CAISO | 1-in-10 | 2022 | 16 | 237.3006 | 239.6626 | 8.5082 | 62.3151 | 0
| Zone | Remainder of System | 12 | Average Weekday | CAISO | 1-in-10 | 2022 | 17 | 241.2953 | 247.3697 | 8.3922 | 61.6977 | 0
| Zone | Remainder of System | 12 | Average Weekday | CAISO | 1-in-10 | 2022 | 18 | 225.6084 | 231.5028 | 8.3719 | 59.7727 | 0
| Zone | Remainder of System | 12 | Average Weekday | CAISO | 1-in-10 | 2022 | 19 | 244.5786 | 248.8972 | 8.6687 | 57.5166 | 0
| Zone | Remainder of System | 12 | Average Weekday | CAISO | 1-in-10 | 2022 | 20 | 239.1514 | 300.9158 | 8.6791 | 55.8063 | 0
| Zone | Remainder of System | 12 | Average Weekday | CAISO | 1-in-10 | 2022 | 21 | 227.2731 | 233.8209 | 8.297 | 54.4022 | 0
| Zone | Remainder of System | 12 | Average Weekday | CAISO | 1-in-10 | 2022 | 22 | 395.7469 | 411.3558 | 8.4561 | 53.1733 | 0
| Zone | Remainder of System | 12 | Average Weekday | CAISO | 1-in-10 | 2022 | 23 | 372.6771 | 387.3729 | 8.4822 | 52.0782 | 0
| Zone | Remainder of System | 12 | Average Weekday | CAISO | 1-in-10 | 2022 | 24 | 300.6133 | 313.9383 | 8.4866 | 51.1639 | 0
| Zone | Remainder of System | 12 | Monthly System Peak Day | CAISO | 1-in-10 | 2022 | 1 | 249.3546 | 256.2671 | 8.5134 | 42.5695 | 0
| Zone | Remainder of System | 12 | Monthly System Peak Day | CAISO | 1-in-10 | 2022 | 2 | 245.4328 | 251.8277 | 8.5381 | 41.708 | 0
| Zone | Remainder of System | 12 | Monthly System Peak Day | CAISO | 1-in-10 | 2022 | 3 | 381.5925 | 392.392 | 8.5434 | 40.6634 | 0
| Zone | Remainder of System | 12 | Monthly System Peak Day | CAISO | 1-in-10 | 2022 | 4 | 555.7462 | 573.2375 | 8.5497 | 39.7536 | 0
| Zone | Remainder of System | 12 | Monthly System Peak Day | CAISO | 1-in-10 | 2022 | 5 | 528.5168 | 557.3701 | 8.5531 | 38.8297 | 0
| Zone | Remainder of System | 12 | Monthly System Peak Day | CAISO | 1-in-10 | 2022 | 6 | 502.1714 | 532.269 | 8.558 | 37.7472 | 0
| Zone | Remainder of System | 12 | Monthly System Peak Day | CAISO | 1-in-10 | 2022 | 7 | 496.6604 | 494.9297 | 8.5206 | 36.5995 | 0
| Zone | Remainder of System | 12 | Monthly System Peak Day | CAISO | 1-in-10 | 2022 | 8 | 490.6387 | 496.9367 | 8.4761 | 36.6103 | 0
| Zone | Remainder of System | 12 | Monthly System Peak Day | CAISO | 1-in-10 | 2022 | 9 | 471.5695 | 499.4779 | 8.4319 | 37.7047 | 0
| Zone | Remainder of System | 12 | Monthly System Peak Day | CAISO | 1-in-10 | 2022 | 10 | 444.0936 | 459.2919 | 8.4572 | 41.4383 | 0
| Zone | Remainder of System | 12 | Monthly System Peak Day | CAISO | 1-in-10 | 2022 | 11 | 421.8086 | 431.8269 | 8.4189 | 45.7698 | 0
| Zone | Remainder of System | 12 | Monthly System Peak Day | CAISO | 1-in-10 | 2022 | 12 | 414.3192 | 421.1617 | 8.3839 | 48.8809 | 0
| Zone | Remainder of System | 12 | Monthly System Peak Day | CAISO | 1-in-10 | 2022 | 13 | 338.221 | 348.8635 | 8.3761 | 50.4759 | 0
| Zone | Remainder of System | 12 | Monthly System Peak Day | CAISO | 1-in-10 | 2022 | 14 | 304.7688 | 312.9428 | 8.4057 | 51.6747 | 0
| Zone | Remainder of System | 12 | Monthly System Peak Day | CAISO | 1-in-10 | 2022 | 15 | 269.6744 | 278.2296 | 8.4547 | 52.7272 | 0
| Zone | Remainder of System | 12 | Monthly System Peak Day | CAISO | 1-in-10 | 2022 | 16 | 237.3006 | 239.6626 | 8.5082 | 53.1839 | 0
| Zone | Remainder of System | 12 | Monthly System Peak Day | CAISO | 1-in-10 | 2022 | 17 | 241.2953 | 247.3697 | 8.3922 | 52.9211 | 0
| Zone | Remainder of System | 12 | Monthly System Peak Day | CAISO | 1-in-10 | 2022 | 18 | 225.6084 | 231.5028 | 8.3719 | 51.1658 | 0
| Zone | Remainder of System | 12 | Monthly System Peak Day | CAISO | 1-in-10 | 2022 | 19 | 244.5786 | 248.8972 | 8.6687 | 49.0081 | 0
| Zone | Remainder of System | 12 | Monthly System Peak Day | CAISO | 1-in-10 | 2022 | 20 | 239.1514 | 300.9158 | 8.6791 | 47.4864 | 0
| Zone | Remainder of System | 12 | Monthly System Peak Day | CAISO | 1-in-10 | 2022 | 21 | 227.2731 | 233.8209 | 8.297 | 46.0752 | 0
| Zone | Remainder of System | 12 | Monthly System Peak Day | CAISO | 1-in-10 | 2022 | 22 | 395.7469 | 411.3558 | 8.4561 | 44.3067 | 0
| Zone | Remainder of System | 12 | Monthly System Peak Day | CAISO | 1-in-10 | 2022 | 23 | 372.6771 | 387.3729 | 8.4822 | 43.3595 | 0
| Zone | Remainder of System | 12 | Monthly System Peak Day | CAISO | 1-in-10 | 2022 | 24 | 300.6133 | 313.9383 | 8.4866 | 42.7814 | 0
| Zone | Remainder of System | 1 | Average Weekday | CAISO | 1-in-10 | 2023 | 1 | 261.5652 | 267.8006 | 8.2297 | 48.5418 | 0
| Zone | Remainder of System | 1 | Average Weekday | CAISO | 1-in-10 | 2023 | 2 | 258.4173 | 265.5458 | 8.2561 | 47.7538 | 0
| Zone | Remainder of System | 1 | Average Weekday | CAISO | 1-in-10 | 2023 | 3 | 399.7532 | 411.5165 | 8.2618 | 47.1481 | 0
| Zone | Remainder of System | 1 | Average Weekday | CAISO | 1-in-10 | 2023 | 4 | 570.5834 | 588.8165 | 8.2686 | 46.4563 | 0
| Zone | Remainder of System | 1 | Average Weekday | CAISO | 1-in-10 | 2023 | 5 | 544.9394 | 572.8519 | 8.2722 | 45.7587 | 0
| Zone | Remainder of System | 1 | Average Weekday | CAISO | 1-in-10 | 2023 | 6 | 529.6785 | 559.7693 | 8.2777 | 45.1036 | 0
| Zone | Remainder of System | 1 | Average Weekday | CAISO | 1-in-10 | 2023 | 7 | 536.2596 | 534.1585 | 8.2382 | 44.5655 | 0
| Zone | Remainder of System | 1 | Average Weekday | CAISO | 1-in-10 | 2023 | 8 | 529.27 | 535.0516 | 8.1885 | 44.3307 | 0
| Zone | Remainder of System | 1 | Average Weekday | CAISO | 1-in-10 | 2023 | 9 | 497.6308 | 522.7437 | 8.1387 | 44.8068 | 0
| Zone | Remainder of System | 1 | Average Weekday | CAISO | 1-in-10 | 2023 | 10 | 480.1548 | 493.313 | 8.1663 | 47.5928 | 0
| Zone | Remainder of System | 1 | Average Weekday | CAISO | 1-in-10 | 2023 | 11 | 452.7442 | 461.1171 | 8.1223 | 51.3252 | 0
| Zone | Remainder of System | 1 | Average Weekday | CAISO | 1-in-10 | 2023 | 12 | 448.1206 | 454.6726 | 8.0816 | 54.7156 | 0
| Zone | Remainder of System | 1 | Average Weekday | CAISO | 1-in-10 | 2023 | 13 | 377.5566 | 388.1892 | 8.0713 | 57.1933 | 0
| Zone | Remainder of System | 1 | Average Weekday | CAISO | 1-in-10 | 2023 | 14 | 340.9402 | 348.6298 | 8.1059 | 58.7299 | 0
| Zone | Remainder of System | 1 | Average Weekday | CAISO | 1-in-10 | 2023 | 15 | 296.7613 | 304.5392 | 8.1634 | 59.7358 | 0
| Zone | Remainder of System | 1 | Average Weekday | CAISO | 1-in-10 | 2023 | 16 | 263.9643 | 266.2547 | 8.2237 | 60.1875 | 0
| Zone | Remainder of System | 1 | Average Weekday | CAISO | 1-in-10 | 2023 | 17 | 266.3904 | 272.7031 | 8.0886 | 59.7999 | 0
| Zone | Remainder of System | 1 | Average Weekday | CAISO | 1-in-10 | 2023 | 18 | 247.5934 | 253.4982 | 8.067 | 58.3041 | 0
| Zone | Remainder of System | 1 | Average Weekday | CAISO | 1-in-10 | 2023 | 19 | 261.7552 | 266.1376 | 8.3176 | 55.9215 | 0
| Zone | Remainder of System | 1 | Average Weekday | CAISO | 1-in-10 | 2023 | 20 | 253.3462 | 315.1504 | 8.3348 | 54.1041 | 0
| Zone | Remainder of System | 1 | Average Weekday | CAISO | 1-in-10 | 2023 | 21 | 236.8217 | 243.2096 | 7.9799 | 52.7602 | 0
| Zone | Remainder of System | 1 | Average Weekday | CAISO | 1-in-10 | 2023 | 22 | 408.0252 | 423.8658 | 8.1726 | 51.5587 | 0
| Zone | Remainder of System | 1 | Average Weekday | CAISO | 1-in-10 | 2023 | 23 | 392.5731 | 407.3338 | 8.1983 | 50.4809 | 0
| Zone | Remainder of System | 1 | Average Weekday | CAISO | 1-in-10 | 2023 | 24 | 322.6606 | 335.0568 | 8.201 | 49.576 | 0
| Zone | Remainder of System | 1 | Monthly System Peak Day | CAISO | 1-in-10 | 2023 | 1 | 261.5652 | 267.8006 | 8.2297 | 42.8934 | 0
| Zone | Remainder of System | 1 | Monthly System Peak Day | CAISO | 1-in-10 | 2023 | 2 | 258.4173 | 265.5458 | 8.2561 | 42.5892 | 0
| Zone | Remainder of System | 1 | Monthly System Peak Day | CAISO | 1-in-10 | 2023 | 3 | 399.7532 | 411.5165 | 8.2618 | 42.6298 | 0
| Zone | Remainder of System | 1 | Monthly System Peak Day | CAISO | 1-in-10 | 2023 | 4 | 570.5834 | 588.8165 | 8.2686 | 42.2222 | 0
| Zone | Remainder of System | 1 | Monthly System Peak Day | CAISO | 1-in-10 | 2023 | 5 | 544.9394 | 572.8519 | 8.2722 | 42.1184 | 0
| Zone | Remainder of System | 1 | Monthly System Peak Day | CAISO | 1-in-10 | 2023 | 6 | 529.6785 | 559.7693 | 8.2777 | 41.1072 | 0
| Zone | Remainder of System | 1 | Monthly System Peak Day | CAISO | 1-in-10 | 2023 | 7 | 536.2596 | 534.1585 | 8.2382 | 40.9603 | 0
| Zone | Remainder of System | 1 | Monthly System Peak Day | CAISO | 1-in-10 | 2023 | 8 | 529.27 | 535.0516 | 8.1885 | 40.0328 | 0
| Zone | Remainder of System | 1 | Monthly System Peak Day | CAISO | 1-in-10 | 2023 | 9 | 497.6308 | 522.7437 | 8.1387 | 39.5062 | 0
| Zone | Remainder of System | 1 | Monthly System Peak Day | CAISO | 1-in-10 | 2023 | 10 | 480.1548 | 493.313 | 8.1663 | 41.8467 | 0
| Zone | Remainder of System | 1 | Monthly System Peak Day | CAISO | 1-in-10 | 2023 | 11 | 452.7442 | 461.1171 | 8.1223 | 44.5803 | 0
| Zone | Remainder of System | 1 | Monthly System Peak Day | CAISO | 1-in-10 | 2023 | 12 | 448.1206 | 454.6726 | 8.0816 | 46.5347 | 0
| Zone | Remainder of System | 1 | Monthly System Peak Day | CAISO | 1-in-10 | 2023 | 13 | 377.5566 | 388.1892 | 8.0713 | 47.7191 | 0
| Zone | Remainder of System | 1 | Monthly System Peak Day | CAISO | 1-in-10 | 2023 | 14 | 340.9402 | 348.6298 | 8.1059 | 47.7652 | 0
| Zone | Remainder of System | 1 | Monthly System Peak Day | CAISO | 1-in-10 | 2023 | 15 | 296.7613 | 304.5392 | 8.1634 | 48.745 | 0
| Zone | Remainder of System | 1 | Monthly System Peak Day | CAISO | 1-in-10 | 2023 | 16 | 263.9643 | 266.2547 | 8.2237 | 49.632 | 0
| Zone | Remainder of System | 1 | Monthly System Peak Day | CAISO | 1-in-10 | 2023 | 17 | 266.3904 | 272.7031 | 8.0886 | 49.8894 | 0
| Zone | Remainder of System | 1 | Monthly System Peak Day | CAISO | 1-in-10 | 2023 | 18 | 247.5934 | 253.4982 | 8.067 | 48.9595 | 0
| Zone | Remainder of System | 1 | Monthly System Peak Day | CAISO | 1-in-10 | 2023 | 19 | 261.7552 | 266.1376 | 8.3176 | 47.0345 | 0
| Zone | Remainder of System | 1 | Monthly System Peak Day | CAISO | 1-in-10 | 2023 | 20 | 253.3462 | 315.1504 | 8.3348 | 45.7869 | 0
| Zone | Remainder of System | 1 | Monthly System Peak Day | CAISO | 1-in-10 | 2023 | 21 | 236.8217 | 243.2096 | 7.9799 | 44.3828 | 0
| Zone | Remainder of System | 1 | Monthly System Peak Day | CAISO | 1-in-10 | 2023 | 22 | 408.0252 | 423.8658 | 8.1726 | 43.4539 | 0
| Zone | Remainder of System | 1 | Monthly System Peak Day | CAISO | 1-in-10 | 2023 | 23 | 392.5731 | 407.3338 | 8.1983 | 42.4061 | 0
| Zone | Remainder of System | 1 | Monthly System Peak Day | CAISO | 1-in-10 | 2023 | 24 | 322.6606 | 335.0568 | 8.201 | 41.5072 | 0
| Zone | Remainder of System | 2 | Average Weekday | CAISO | 1-in-10 | 2023 | 1 | 261.2328 | 268.2842 | 8.2869 | 48.459 | 0
| Zone | Remainder of System | 2 | Average Weekday | CAISO | 1-in-10 | 2023 | 2 | 255.0494 | 262.7079 | 8.319 | 47.5419 | 0
| Zone | Remainder of System | 2 | Average Weekday | CAISO | 1-in-10 | 2023 | 3 | 392.4398 | 405.5269 | 8.3258 | 46.6419 | 0
| Zone | Remainder of System | 2 | Average Weekday | CAISO | 1-in-10 | 2023 | 4 | 560.3694 | 580.5746 | 8.3338 | 45.8387 | 0
| Zone | Remainder of System | 2 | Average Weekday | CAISO | 1-in-10 | 2023 | 5 | 542.15 | 573.1213 | 8.3372 | 45.2517 | 0
| Zone | Remainder of System | 2 | Average Weekday | CAISO | 1-in-10 | 2023 | 6 | 531.0359 | 563.1888 | 8.3421 | 44.686 | 0
| Zone | Remainder of System | 2 | Average Weekday | CAISO | 1-in-10 | 2023 | 7 | 523.7343 | 522.6454 | 8.294 | 44.3074 | 0
| Zone | Remainder of System | 2 | Average Weekday | CAISO | 1-in-10 | 2023 | 8 | 515.3905 | 521.6124 | 8.2351 | 44.0731 | 0
| Zone | Remainder of System | 2 | Average Weekday | CAISO | 1-in-10 | 2023 | 9 | 496.5258 | 521.8672 | 8.175 | 45.55 | 0
| Zone | Remainder of System | 2 | Average Weekday | CAISO | 1-in-10 | 2023 | 10 | 474.8495 | 487.377 | 8.2108 | 49.0257 | 0
| Zone | Remainder of System | 2 | Average Weekday | CAISO | 1-in-10 | 2023 | 11 | 451.9261 | 460.5326 | 8.1555 | 52.9099 | 0
| Zone | Remainder of System | 2 | Average Weekday | CAISO | 1-in-10 | 2023 | 12 | 446.6169 | 454.2859 | 8.1029 | 56.1067 | 0
| Zone | Remainder of System | 2 | Average Weekday | CAISO | 1-in-10 | 2023 | 13 | 371.7269 | 383.3023 | 8.0887 | 58.3854 | 0
| Zone | Remainder of System | 2 | Average Weekday | CAISO | 1-in-10 | 2023 | 14 | 332.0324 | 340.3467 | 8.1336 | 59.7708 | 0
| Zone | Remainder of System | 2 | Average Weekday | CAISO | 1-in-10 | 2023 | 15 | 283.8284 | 293.228 | 8.2062 | 60.7058 | 0
| Zone | Remainder of System | 2 | Average Weekday | CAISO | 1-in-10 | 2023 | 16 | 253.47 | 256.9337 | 8.2802 | 61.1002 | 0
| Zone | Remainder of System | 2 | Average Weekday | CAISO | 1-in-10 | 2023 | 17 | 245.1986 | 250.2414 | 8.1213 | 60.7203 | 0
| Zone | Remainder of System | 2 | Average Weekday | CAISO | 1-in-10 | 2023 | 18 | 231.8266 | 236.9614 | 8.0932 | 59.46 | 0
| Zone | Remainder of System | 2 | Average Weekday | CAISO | 1-in-10 | 2023 | 19 | 254.1986 | 258.6635 | 8.3176 | 57.2102 | 0
| Zone | Remainder of System | 2 | Average Weekday | CAISO | 1-in-10 | 2023 | 20 | 246.5955 | 306.4491 | 8.3383 | 55.0534 | 0
| Zone | Remainder of System | 2 | Average Weekday | CAISO | 1-in-10 | 2023 | 21 | 225.2643 | 231.4544 | 7.954 | 53.325 | 0
| Zone | Remainder of System | 2 | Average Weekday | CAISO | 1-in-10 | 2023 | 22 | 392.9845 | 408.6537 | 8.2138 | 52.0124 | 0
| Zone | Remainder of System | 2 | Average Weekday | CAISO | 1-in-10 | 2023 | 23 | 375.8534 | 391.023 | 8.2477 | 50.8797 | 0
| Zone | Remainder of System | 2 | Average Weekday | CAISO | 1-in-10 | 2023 | 24 | 315.1933 | 328.8475 | 8.2515 | 49.8149 | 0
| Zone | Remainder of System | 2 | Monthly System Peak Day | CAISO | 1-in-10 | 2023 | 1 | 261.2328 | 268.2842 | 8.2869 | 49.3947 | 0
| Zone | Remainder of System | 2 | Monthly System Peak Day | CAISO | 1-in-10 | 2023 | 2 | 255.0494 | 262.7079 | 8.319 | 49.177 | 0
| Zone | Remainder of System | 2 | Monthly System Peak Day | CAISO | 1-in-10 | 2023 | 3 | 392.4398 | 405.5269 | 8.3258 | 48.9855 | 0
| Zone | Remainder of System | 2 | Monthly System Peak Day | CAISO | 1-in-10 | 2023 | 4 | 560.3694 | 580.5746 | 8.3338 | 49.4251 | 0
| Zone | Remainder of System | 2 | Monthly System Peak Day | CAISO | 1-in-10 | 2023 | 5 | 542.15 | 573.1213 | 8.3372 | 49.1723 | 0
| Zone | Remainder of System | 2 | Monthly System Peak Day | CAISO | 1-in-10 | 2023 | 6 | 531.0359 | 563.1888 | 8.3421 | 48.6181 | 0
| Zone | Remainder of System | 2 | Monthly System Peak Day | CAISO | 1-in-10 | 2023 | 7 | 523.7343 | 522.6454 | 8.294 | 48.1661 | 0
| Zone | Remainder of System | 2 | Monthly System Peak Day | CAISO | 1-in-10 | 2023 | 8 | 515.3905 | 521.6124 | 8.2351 | 48.0934 | 0
| Zone | Remainder of System | 2 | Monthly System Peak Day | CAISO | 1-in-10 | 2023 | 9 | 496.5258 | 521.8672 | 8.175 | 48.2762 | 0
| Zone | Remainder of System | 2 | Monthly System Peak Day | CAISO | 1-in-10 | 2023 | 10 | 474.8495 | 487.377 | 8.2108 | 49.295 | 0
| Zone | Remainder of System | 2 | Monthly System Peak Day | CAISO | 1-in-10 | 2023 | 11 | 451.9261 | 460.5326 | 8.1555 | 50.3528 | 0
| Zone | Remainder of System | 2 | Monthly System Peak Day | CAISO | 1-in-10 | 2023 | 12 | 446.6169 | 454.2859 | 8.1029 | 51.499 | 0
| Zone | Remainder of System | 2 | Monthly System Peak Day | CAISO | 1-in-10 | 2023 | 13 | 371.7269 | 383.3023 | 8.0887 | 52.9288 | 0
| Zone | Remainder of System | 2 | Monthly System Peak Day | CAISO | 1-in-10 | 2023 | 14 | 332.0324 | 340.3467 | 8.1336 | 54.0821 | 0
| Zone | Remainder of System | 2 | Monthly System Peak Day | CAISO | 1-in-10 | 2023 | 15 | 283.8284 | 293.228 | 8.2062 | 54.6582 | 0
| Zone | Remainder of System | 2 | Monthly System Peak Day | CAISO | 1-in-10 | 2023 | 16 | 253.47 | 256.9337 | 8.2802 | 54.7659 | 0
| Zone | Remainder of System | 2 | Monthly System Peak Day | CAISO | 1-in-10 | 2023 | 17 | 245.1986 | 250.2414 | 8.1213 | 56.1957 | 0
| Zone | Remainder of System | 2 | Monthly System Peak Day | CAISO | 1-in-10 | 2023 | 18 | 231.8266 | 236.9614 | 8.0932 | 54.984 | 0
| Zone | Remainder of System | 2 | Monthly System Peak Day | CAISO | 1-in-10 | 2023 | 19 | 254.1986 | 258.6635 | 8.3176 | 53.8312 | 0
| Zone | Remainder of System | 2 | Monthly System Peak Day | CAISO | 1-in-10 | 2023 | 20 | 246.5955 | 306.4491 | 8.3383 | 52.8373 | 0
| Zone | Remainder of System | 2 | Monthly System Peak Day | CAISO | 1-in-10 | 2023 | 21 | 225.2643 | 231.4544 | 7.954 | 52.3428 | 0
| Zone | Remainder of System | 2 | Monthly System Peak Day | CAISO | 1-in-10 | 2023 | 22 | 392.9845 | 408.6537 | 8.2138 | 51.7723 | 0
| Zone | Remainder of System | 2 | Monthly System Peak Day | CAISO | 1-in-10 | 2023 | 23 | 375.8534 | 391.023 | 8.2477 | 51.2011 | 0
| Zone | Remainder of System | 2 | Monthly System Peak Day | CAISO | 1-in-10 | 2023 | 24 | 315.1933 | 328.8475 | 8.2515 | 50.5653 | 0
| Zone | Remainder of System | 3 | Average Weekday | CAISO | 1-in-10 | 2023 | 1 | 268.4275 | 280.2715 | 8.3746 | 57.5537 | 0
| Zone | Remainder of System | 3 | Average Weekday | CAISO | 1-in-10 | 2023 | 2 | 263.0795 | 270.5459 | 8.3258 | 56.4206 | 0
| Zone | Remainder of System | 3 | Average Weekday | CAISO | 1-in-10 | 2023 | 3 | 420.237 | 431.2164 | 8.3185 | 55.3452 | 0
| Zone | Remainder of System | 3 | Average Weekday | CAISO | 1-in-10 | 2023 | 4 | 592.9144 | 609.6422 | 8.3012 | 54.4215 | 0
| Zone | Remainder of System | 3 | Average Weekday | CAISO | 1-in-10 | 2023 | 5 | 560.8666 | 580.2005 | 8.2951 | 53.6273 | 0
| Zone | Remainder of System | 3 | Average Weekday | CAISO | 1-in-10 | 2023 | 6 | 549.989 | 569.0446 | 8.2634 | 52.9063 | 0
| Zone | Remainder of System | 3 | Average Weekday | CAISO | 1-in-10 | 2023 | 7 | 554.1147 | 554.8349 | 8.2479 | 52.44 | 0
| Zone | Remainder of System | 3 | Average Weekday | CAISO | 1-in-10 | 2023 | 8 | 534.2229 | 543.3104 | 8.4024 | 52.295 | 0
| Zone | Remainder of System | 3 | Average Weekday | CAISO | 1-in-10 | 2023 | 9 | 518.4665 | 558.1161 | 8.5935 | 53.6088 | 0
| Zone | Remainder of System | 3 | Average Weekday | CAISO | 1-in-10 | 2023 | 10 | 499.6045 | 522.2523 | 8.4601 | 57.1162 | 0
| Zone | Remainder of System | 3 | Average Weekday | CAISO | 1-in-10 | 2023 | 11 | 468.9696 | 485.286 | 8.5386 | 61.4632 | 0
| Zone | Remainder of System | 3 | Average Weekday | CAISO | 1-in-10 | 2023 | 12 | 468.8536 | 480.9518 | 8.6276 | 65.4775 | 0
| Zone | Remainder of System | 3 | Average Weekday | CAISO | 1-in-10 | 2023 | 13 | 377.1699 | 388.0188 | 8.7026 | 68.7024 | 0
| Zone | Remainder of System | 3 | Average Weekday | CAISO | 1-in-10 | 2023 | 14 | 351.4223 | 358.8214 | 8.6531 | 70.914 | 0
| Zone | Remainder of System | 3 | Average Weekday | CAISO | 1-in-10 | 2023 | 15 | 305.8768 | 312.883 | 8.4869 | 72.242 | 0
| Zone | Remainder of System | 3 | Average Weekday | CAISO | 1-in-10 | 2023 | 16 | 272.5057 | 275.3901 | 8.2694 | 72.9142 | 0
| Zone | Remainder of System | 3 | Average Weekday | CAISO | 1-in-10 | 2023 | 17 | 272.8308 | 278.6556 | 8.1173 | 72.9266 | 0
| Zone | Remainder of System | 3 | Average Weekday | CAISO | 1-in-10 | 2023 | 18 | 246.0937 | 252.5327 | 8.1318 | 71.945 | 0
| Zone | Remainder of System | 3 | Average Weekday | CAISO | 1-in-10 | 2023 | 19 | 261.498 | 268.1473 | 8.4055 | 70.1003 | 0
| Zone | Remainder of System | 3 | Average Weekday | CAISO | 1-in-10 | 2023 | 20 | 248.7376 | 252.1168 | 8.3023 | 67.4013 | 0
| Zone | Remainder of System | 3 | Average Weekday | CAISO | 1-in-10 | 2023 | 21 | 221.381 | 226.4142 | 7.9834 | 64.6072 | 0
| Zone | Remainder of System | 3 | Average Weekday | CAISO | 1-in-10 | 2023 | 22 | 417.1398 | 435.492 | 8.2276 | 62.6982 | 0
| Zone | Remainder of System | 3 | Average Weekday | CAISO | 1-in-10 | 2023 | 23 | 404.8565 | 426.3015 | 8.3296 | 61.2385 | 0
| Zone | Remainder of System | 3 | Average Weekday | CAISO | 1-in-10 | 2023 | 24 | 346.5402 | 371.5644 | 8.42 | 59.8218 | 0
| Zone | Remainder of System | 3 | Monthly System Peak Day | CAISO | 1-in-10 | 2023 | 1 | 268.4275 | 291.086 | 8.3639 | 63.8584 | 0
| Zone | Remainder of System | 3 | Monthly System Peak Day | CAISO | 1-in-10 | 2023 | 2 | 263.0795 | 277.3064 | 8.2805 | 62.1419 | 0
| Zone | Remainder of System | 3 | Monthly System Peak Day | CAISO | 1-in-10 | 2023 | 3 | 420.237 | 437.7808 | 8.2716 | 61.0177 | 0
| Zone | Remainder of System | 3 | Monthly System Peak Day | CAISO | 1-in-10 | 2023 | 4 | 592.9144 | 613.298 | 8.2537 | 59.9552 | 0
| Zone | Remainder of System | 3 | Monthly System Peak Day | CAISO | 1-in-10 | 2023 | 5 | 560.8666 | 587.7029 | 8.2476 | 58.873 | 0
| Zone | Remainder of System | 3 | Monthly System Peak Day | CAISO | 1-in-10 | 2023 | 6 | 549.989 | 568.6357 | 8.2226 | 57.7036 | 0
| Zone | Remainder of System | 3 | Monthly System Peak Day | CAISO | 1-in-10 | 2023 | 7 | 554.1147 | 549.1099 | 8.2092 | 56.8933 | 0
| Zone | Remainder of System | 3 | Monthly System Peak Day | CAISO | 1-in-10 | 2023 | 8 | 534.2229 | 557.5059 | 8.4296 | 56.4569 | 0
| Zone | Remainder of System | 3 | Monthly System Peak Day | CAISO | 1-in-10 | 2023 | 9 | 518.4665 | 569.7438 | 8.9081 | 57.9028 | 0
| Zone | Remainder of System | 3 | Monthly System Peak Day | CAISO | 1-in-10 | 2023 | 10 | 499.6045 | 530.7969 | 8.5766 | 62.68 | 0
| Zone | Remainder of System | 3 | Monthly System Peak Day | CAISO | 1-in-10 | 2023 | 11 | 468.9696 | 498.7445 | 8.833 | 68.5633 | 0
| Zone | Remainder of System | 3 | Monthly System Peak Day | CAISO | 1-in-10 | 2023 | 12 | 468.8536 | 494.0986 | 9.1472 | 74.63 | 0
| Zone | Remainder of System | 3 | Monthly System Peak Day | CAISO | 1-in-10 | 2023 | 13 | 377.1699 | 388.6677 | 9.4132 | 79.9691 | 0
| Zone | Remainder of System | 3 | Monthly System Peak Day | CAISO | 1-in-10 | 2023 | 14 | 351.4223 | 359.1418 | 9.2293 | 82.6747 | 0
| Zone | Remainder of System | 3 | Monthly System Peak Day | CAISO | 1-in-10 | 2023 | 15 | 305.8768 | 314.1784 | 8.7326 | 83.9275 | 0
| Zone | Remainder of System | 3 | Monthly System Peak Day | CAISO | 1-in-10 | 2023 | 16 | 272.5057 | 274.0641 | 8.2262 | 84.8709 | 0
| Zone | Remainder of System | 3 | Monthly System Peak Day | CAISO | 1-in-10 | 2023 | 17 | 272.8308 | 278.8866 | 8.078 | 85.4575 | 0
| Zone | Remainder of System | 3 | Monthly System Peak Day | CAISO | 1-in-10 | 2023 | 18 | 246.0937 | 252.4661 | 8.0851 | 85.1969 | 0
| Zone | Remainder of System | 3 | Monthly System Peak Day | CAISO | 1-in-10 | 2023 | 19 | 261.498 | 267.4094 | 8.8175 | 83.6747 | 0
| Zone | Remainder of System | 3 | Monthly System Peak Day | CAISO | 1-in-10 | 2023 | 20 | 248.7376 | 252.7625 | 8.3019 | 81.2166 | 0
| Zone | Remainder of System | 3 | Monthly System Peak Day | CAISO | 1-in-10 | 2023 | 21 | 221.381 | 228.7938 | 8.3985 | 77.2319 | 0
| Zone | Remainder of System | 3 | Monthly System Peak Day | CAISO | 1-in-10 | 2023 | 22 | 417.1398 | 435.5768 | 8.189 | 74.0355 | 0
| Zone | Remainder of System | 3 | Monthly System Peak Day | CAISO | 1-in-10 | 2023 | 23 | 404.8565 | 429.857 | 8.2962 | 71.1653 | 0
| Zone | Remainder of System | 3 | Monthly System Peak Day | CAISO | 1-in-10 | 2023 | 24 | 346.5402 | 386.5554 | 8.4568 | 68.9205 | 0
| Zone | Remainder of System | 4 | Average Weekday | CAISO | 1-in-10 | 2023 | 1 | 266.7363 | 277.9359 | 8.3913 | 58.8942 | 0
| Zone | Remainder of System | 4 | Average Weekday | CAISO | 1-in-10 | 2023 | 2 | 264.8306 | 272.614 | 8.3431 | 57.8643 | 0
| Zone | Remainder of System | 4 | Average Weekday | CAISO | 1-in-10 | 2023 | 3 | 421.2033 | 432.8446 | 8.3359 | 56.8375 | 0
| Zone | Remainder of System | 4 | Average Weekday | CAISO | 1-in-10 | 2023 | 4 | 589.6057 | 605.6448 | 8.3188 | 55.8951 | 0
| Zone | Remainder of System | 4 | Average Weekday | CAISO | 1-in-10 | 2023 | 5 | 545.985 | 564.103 | 8.3124 | 55.1051 | 0
| Zone | Remainder of System | 4 | Average Weekday | CAISO | 1-in-10 | 2023 | 6 | 540.0967 | 558.2649 | 8.2805 | 54.4914 | 0
| Zone | Remainder of System | 4 | Average Weekday | CAISO | 1-in-10 | 2023 | 7 | 543.6022 | 544.7631 | 8.264 | 54.0511 | 0
| Zone | Remainder of System | 4 | Average Weekday | CAISO | 1-in-10 | 2023 | 8 | 529.3928 | 536.8326 | 8.4177 | 53.933 | 0
| Zone | Remainder of System | 4 | Average Weekday | CAISO | 1-in-10 | 2023 | 9 | 500.5814 | 538.8348 | 8.6073 | 55.9565 | 0
| Zone | Remainder of System | 4 | Average Weekday | CAISO | 1-in-10 | 2023 | 10 | 483.2927 | 505.6852 | 8.4753 | 59.3948 | 0
| Zone | Remainder of System | 4 | Average Weekday | CAISO | 1-in-10 | 2023 | 11 | 458.1505 | 471.7975 | 8.5521 | 63.1669 | 0
| Zone | Remainder of System | 4 | Average Weekday | CAISO | 1-in-10 | 2023 | 12 | 457.407 | 469.5066 | 8.6392 | 66.6331 | 0
| Zone | Remainder of System | 4 | Average Weekday | CAISO | 1-in-10 | 2023 | 13 | 375.2257 | 386.0066 | 8.7131 | 69.1363 | 0
| Zone | Remainder of System | 4 | Average Weekday | CAISO | 1-in-10 | 2023 | 14 | 344.954 | 352.4566 | 8.6647 | 70.9166 | 0
| Zone | Remainder of System | 4 | Average Weekday | CAISO | 1-in-10 | 2023 | 15 | 293.4145 | 300.7834 | 8.5002 | 72.1063 | 0
| Zone | Remainder of System | 4 | Average Weekday | CAISO | 1-in-10 | 2023 | 16 | 261.3225 | 264.3164 | 8.2853 | 72.7231 | 0
| Zone | Remainder of System | 4 | Average Weekday | CAISO | 1-in-10 | 2023 | 17 | 259.1975 | 263.6147 | 8.1506 | 72.7927 | 0
| Zone | Remainder of System | 4 | Average Weekday | CAISO | 1-in-10 | 2023 | 18 | 223.3375 | 228.9355 | 8.1627 | 71.9472 | 0
| Zone | Remainder of System | 4 | Average Weekday | CAISO | 1-in-10 | 2023 | 19 | 229.5362 | 236.2919 | 8.4057 | 70.4946 | 0
| Zone | Remainder of System | 4 | Average Weekday | CAISO | 1-in-10 | 2023 | 20 | 222.8536 | 226.2071 | 8.3023 | 68.2726 | 0
| Zone | Remainder of System | 4 | Average Weekday | CAISO | 1-in-10 | 2023 | 21 | 224.5464 | 229.7339 | 7.9988 | 65.3051 | 0
| Zone | Remainder of System | 4 | Average Weekday | CAISO | 1-in-10 | 2023 | 22 | 407.3453 | 425.3378 | 8.2398 | 63.0304 | 0
| Zone | Remainder of System | 4 | Average Weekday | CAISO | 1-in-10 | 2023 | 23 | 399.3302 | 420.3191 | 8.3461 | 61.4331 | 0
| Zone | Remainder of System | 4 | Average Weekday | CAISO | 1-in-10 | 2023 | 24 | 341.078 | 365.0591 | 8.436 | 60.1413 | 0
| Zone | Remainder of System | 4 | Monthly System Peak Day | CAISO | 1-in-10 | 2023 | 1 | 266.7363 | 288.0391 | 8.3818 | 70.3336 | 0
| Zone | Remainder of System | 4 | Monthly System Peak Day | CAISO | 1-in-10 | 2023 | 2 | 264.8306 | 279.6017 | 8.2987 | 67.9333 | 0
| Zone | Remainder of System | 4 | Monthly System Peak Day | CAISO | 1-in-10 | 2023 | 3 | 421.2033 | 440.3766 | 8.2898 | 65.8852 | 0
| Zone | Remainder of System | 4 | Monthly System Peak Day | CAISO | 1-in-10 | 2023 | 4 | 589.6057 | 609.1843 | 8.2719 | 64.6811 | 0
| Zone | Remainder of System | 4 | Monthly System Peak Day | CAISO | 1-in-10 | 2023 | 5 | 545.985 | 571.1116 | 8.2657 | 64.9291 | 0
| Zone | Remainder of System | 4 | Monthly System Peak Day | CAISO | 1-in-10 | 2023 | 6 | 540.0967 | 557.5771 | 8.2402 | 64.885 | 0
| Zone | Remainder of System | 4 | Monthly System Peak Day | CAISO | 1-in-10 | 2023 | 7 | 543.6022 | 538.8945 | 8.2257 | 65.1559 | 0
| Zone | Remainder of System | 4 | Monthly System Peak Day | CAISO | 1-in-10 | 2023 | 8 | 529.3928 | 553.8068 | 8.4463 | 65.2855 | 0
| Zone | Remainder of System | 4 | Monthly System Peak Day | CAISO | 1-in-10 | 2023 | 9 | 500.5814 | 550.282 | 8.9239 | 68.4942 | 0
| Zone | Remainder of System | 4 | Monthly System Peak Day | CAISO | 1-in-10 | 2023 | 10 | 483.2927 | 513.6296 | 8.5936 | 73.08 | 0
| Zone | Remainder of System | 4 | Monthly System Peak Day | CAISO | 1-in-10 | 2023 | 11 | 458.1505 | 484.3888 | 8.8487 | 77.5594 | 0
| Zone | Remainder of System | 4 | Monthly System Peak Day | CAISO | 1-in-10 | 2023 | 12 | 457.407 | 482.4789 | 9.1615 | 81.6147 | 0
| Zone | Remainder of System | 4 | Monthly System Peak Day | CAISO | 1-in-10 | 2023 | 13 | 375.2257 | 386.8855 | 9.4266 | 84.5697 | 0
| Zone | Remainder of System | 4 | Monthly System Peak Day | CAISO | 1-in-10 | 2023 | 14 | 344.954 | 352.6547 | 9.2435 | 86.4428 | 0
| Zone | Remainder of System | 4 | Monthly System Peak Day | CAISO | 1-in-10 | 2023 | 15 | 293.4145 | 302.3487 | 8.7481 | 87.84 | 0
| Zone | Remainder of System | 4 | Monthly System Peak Day | CAISO | 1-in-10 | 2023 | 16 | 261.3225 | 262.9458 | 8.2431 | 88.8178 | 0
| Zone | Remainder of System | 4 | Monthly System Peak Day | CAISO | 1-in-10 | 2023 | 17 | 259.1975 | 263.7869 | 8.1115 | 89.5453 | 0
| Zone | Remainder of System | 4 | Monthly System Peak Day | CAISO | 1-in-10 | 2023 | 18 | 223.3375 | 229.232 | 8.1162 | 89.6969 | 0
| Zone | Remainder of System | 4 | Monthly System Peak Day | CAISO | 1-in-10 | 2023 | 19 | 229.5362 | 235.5144 | 8.8197 | 88.7875 | 0
| Zone | Remainder of System | 4 | Monthly System Peak Day | CAISO | 1-in-10 | 2023 | 20 | 222.8536 | 226.9666 | 8.3019 | 86.7188 | 0
| Zone | Remainder of System | 4 | Monthly System Peak Day | CAISO | 1-in-10 | 2023 | 21 | 224.5464 | 232.1514 | 8.415 | 83.2297 | 0
| Zone | Remainder of System | 4 | Monthly System Peak Day | CAISO | 1-in-10 | 2023 | 22 | 407.3453 | 425.2954 | 8.2021 | 79.8656 | 0
| Zone | Remainder of System | 4 | Monthly System Peak Day | CAISO | 1-in-10 | 2023 | 23 | 399.3302 | 423.7426 | 8.3137 | 77.1739 | 0
| Zone | Remainder of System | 4 | Monthly System Peak Day | CAISO | 1-in-10 | 2023 | 24 | 341.078 | 379.6505 | 8.4743 | 74.4806 | 0
| Zone | Remainder of System | 5 | Average Weekday | CAISO | 1-in-10 | 2023 | 1 | 279.9307 | 291.1733 | 8.4233 | 62.1727 | 0
| Zone | Remainder of System | 5 | Average Weekday | CAISO | 1-in-10 | 2023 | 2 | 280.5854 | 287.6432 | 8.3762 | 61.1648 | 0
| Zone | Remainder of System | 5 | Average Weekday | CAISO | 1-in-10 | 2023 | 3 | 438.0962 | 450.1293 | 8.3691 | 60.2356 | 0
| Zone | Remainder of System | 5 | Average Weekday | CAISO | 1-in-10 | 2023 | 4 | 600.7715 | 617.9828 | 8.3521 | 59.3569 | 0
| Zone | Remainder of System | 5 | Average Weekday | CAISO | 1-in-10 | 2023 | 5 | 563.0012 | 581.9727 | 8.3452 | 58.7412 | 0
| Zone | Remainder of System | 5 | Average Weekday | CAISO | 1-in-10 | 2023 | 6 | 547.5019 | 566.9145 | 8.3123 | 58.1661 | 0
| Zone | Remainder of System | 5 | Average Weekday | CAISO | 1-in-10 | 2023 | 7 | 541.3814 | 542.6038 | 8.294 | 57.8997 | 0
| Zone | Remainder of System | 5 | Average Weekday | CAISO | 1-in-10 | 2023 | 8 | 540.0327 | 551.202 | 8.4472 | 58.7071 | 0
| Zone | Remainder of System | 5 | Average Weekday | CAISO | 1-in-10 | 2023 | 9 | 507.556 | 543.3722 | 8.6348 | 61.456 | 0
| Zone | Remainder of System | 5 | Average Weekday | CAISO | 1-in-10 | 2023 | 10 | 497.952 | 521.1839 | 8.505 | 64.9894 | 0
| Zone | Remainder of System | 5 | Average Weekday | CAISO | 1-in-10 | 2023 | 11 | 479.5412 | 493.78 | 8.5785 | 68.1837 | 0
| Zone | Remainder of System | 5 | Average Weekday | CAISO | 1-in-10 | 2023 | 12 | 472.62 | 484.3158 | 8.662 | 70.9372 | 0
| Zone | Remainder of System | 5 | Average Weekday | CAISO | 1-in-10 | 2023 | 13 | 383.9318 | 394.9662 | 8.7338 | 73.3433 | 0
| Zone | Remainder of System | 5 | Average Weekday | CAISO | 1-in-10 | 2023 | 14 | 359.7968 | 367.5148 | 8.6876 | 75.1538 | 0
| Zone | Remainder of System | 5 | Average Weekday | CAISO | 1-in-10 | 2023 | 15 | 317.853 | 324.9137 | 8.5267 | 76.3764 | 0
| Zone | Remainder of System | 5 | Average Weekday | CAISO | 1-in-10 | 2023 | 16 | 276.5248 | 279.3683 | 8.3157 | 76.8846 | 0
| Zone | Remainder of System | 5 | Average Weekday | CAISO | 1-in-10 | 2023 | 17 | 263.9652 | 269.3624 | 8.1807 | 76.8837 | 0
| Zone | Remainder of System | 5 | Average Weekday | CAISO | 1-in-10 | 2023 | 18 | 237.6724 | 243.5384 | 8.1896 | 76.1315 | 0
| Zone | Remainder of System | 5 | Average Weekday | CAISO | 1-in-10 | 2023 | 19 | 247.4828 | 254.3586 | 8.4038 | 74.7201 | 0
| Zone | Remainder of System | 5 | Average Weekday | CAISO | 1-in-10 | 2023 | 20 | 236 | 239.2604 | 8.3019 | 72.5958 | 0
| Zone | Remainder of System | 5 | Average Weekday | CAISO | 1-in-10 | 2023 | 21 | 241.3792 | 246.7493 | 8.0008 | 69.615 | 0
| Zone | Remainder of System | 5 | Average Weekday | CAISO | 1-in-10 | 2023 | 22 | 427.7061 | 445.9839 | 8.2666 | 66.8354 | 0
| Zone | Remainder of System | 5 | Average Weekday | CAISO | 1-in-10 | 2023 | 23 | 425.5072 | 447.1913 | 8.3764 | 64.9385 | 0
| Zone | Remainder of System | 5 | Average Weekday | CAISO | 1-in-10 | 2023 | 24 | 363.1418 | 388.1005 | 8.4667 | 63.4049 | 0
| Zone | Remainder of System | 5 | Monthly System Peak Day | CAISO | 1-in-10 | 2023 | 1 | 279.9307 | 301.8708 | 8.4104 | 73.6895 | 0
| Zone | Remainder of System | 5 | Monthly System Peak Day | CAISO | 1-in-10 | 2023 | 2 | 280.5854 | 294.6458 | 8.3295 | 72.0766 | 0
| Zone | Remainder of System | 5 | Monthly System Peak Day | CAISO | 1-in-10 | 2023 | 3 | 438.0962 | 458.1691 | 8.3209 | 70.6422 | 0
| Zone | Remainder of System | 5 | Monthly System Peak Day | CAISO | 1-in-10 | 2023 | 4 | 600.7715 | 622.0742 | 8.3036 | 69.0833 | 0
| Zone | Remainder of System | 5 | Monthly System Peak Day | CAISO | 1-in-10 | 2023 | 5 | 563.0012 | 589.6005 | 8.2968 | 68.0722 | 0
| Zone | Remainder of System | 5 | Monthly System Peak Day | CAISO | 1-in-10 | 2023 | 6 | 547.5019 | 567.2602 | 8.2709 | 67.0072 | 0
| Zone | Remainder of System | 5 | Monthly System Peak Day | CAISO | 1-in-10 | 2023 | 7 | 541.3814 | 536.7022 | 8.2548 | 66.5788 | 0
| Zone | Remainder of System | 5 | Monthly System Peak Day | CAISO | 1-in-10 | 2023 | 8 | 540.0327 | 562.6345 | 8.472 | 66.8927 | 0
| Zone | Remainder of System | 5 | Monthly System Peak Day | CAISO | 1-in-10 | 2023 | 9 | 507.556 | 555.2266 | 8.9448 | 71.0933 | 0
| Zone | Remainder of System | 5 | Monthly System Peak Day | CAISO | 1-in-10 | 2023 | 10 | 497.952 | 528.8589 | 8.618 | 77.5111 | 0
| Zone | Remainder of System | 5 | Monthly System Peak Day | CAISO | 1-in-10 | 2023 | 11 | 479.5412 | 505.9718 | 8.8685 | 83.59 | 0
| Zone | Remainder of System | 5 | Monthly System Peak Day | CAISO | 1-in-10 | 2023 | 12 | 472.62 | 496.3356 | 9.1767 | 87.7347 | 0
| Zone | Remainder of System | 5 | Monthly System Peak Day | CAISO | 1-in-10 | 2023 | 13 | 383.9318 | 395.6913 | 9.439 | 90.7541 | 0
| Zone | Remainder of System | 5 | Monthly System Peak Day | CAISO | 1-in-10 | 2023 | 14 | 359.7968 | 365.7109 | 9.2585 | 92.7356 | 0
| Zone | Remainder of System | 5 | Monthly System Peak Day | CAISO | 1-in-10 | 2023 | 15 | 317.853 | 326.563 | 8.7682 | 93.8294 | 0
| Zone | Remainder of System | 5 | Monthly System Peak Day | CAISO | 1-in-10 | 2023 | 16 | 276.5248 | 278.132 | 8.271 | 93.7816 | 0
| Zone | Remainder of System | 5 | Monthly System Peak Day | CAISO | 1-in-10 | 2023 | 17 | 263.9652 | 269.6236 | 8.1405 | 93.1462 | 0
| Zone | Remainder of System | 5 | Monthly System Peak Day | CAISO | 1-in-10 | 2023 | 18 | 237.6724 | 243.496 | 8.1408 | 92.5491 | 0
| Zone | Remainder of System | 5 | Monthly System Peak Day | CAISO | 1-in-10 | 2023 | 19 | 247.4828 | 253.5057 | 8.8038 | 91.3375 | 0
| Zone | Remainder of System | 5 | Monthly System Peak Day | CAISO | 1-in-10 | 2023 | 20 | 236 | 240.0571 | 8.3015 | 88.9545 | 0
| Zone | Remainder of System | 5 | Monthly System Peak Day | CAISO | 1-in-10 | 2023 | 21 | 241.3792 | 249.1861 | 8.4154 | 85.287 | 0
| Zone | Remainder of System | 5 | Monthly System Peak Day | CAISO | 1-in-10 | 2023 | 22 | 427.7061 | 445.9745 | 8.2277 | 81.6912 | 0
| Zone | Remainder of System | 5 | Monthly System Peak Day | CAISO | 1-in-10 | 2023 | 23 | 425.5072 | 450.76 | 8.3415 | 79.1098 | 0
| Zone | Remainder of System | 5 | Monthly System Peak Day | CAISO | 1-in-10 | 2023 | 24 | 363.1418 | 403.047 | 8.5008 | 76.3587 | 0
| Zone | Remainder of System | 6 | Average Weekday | CAISO | 1-in-10 | 2023 | 1 | 270.6313 | 287.8323 | 8.2695 | 66.1798 | 0
| Zone | Remainder of System | 6 | Average Weekday | CAISO | 1-in-10 | 2023 | 2 | 263.9264 | 277.1561 | 8.2793 | 65.4593 | 0
| Zone | Remainder of System | 6 | Average Weekday | CAISO | 1-in-10 | 2023 | 3 | 414.3411 | 434.6944 | 8.2811 | 64.7904 | 0
| Zone | Remainder of System | 6 | Average Weekday | CAISO | 1-in-10 | 2023 | 4 | 568.2684 | 588.1894 | 8.2836 | 64.1255 | 0
| Zone | Remainder of System | 6 | Average Weekday | CAISO | 1-in-10 | 2023 | 5 | 526.2664 | 552.8116 | 8.2824 | 63.6086 | 0
| Zone | Remainder of System | 6 | Average Weekday | CAISO | 1-in-10 | 2023 | 6 | 530.1528 | 559.4192 | 8.2842 | 63.1772 | 0
| Zone | Remainder of System | 6 | Average Weekday | CAISO | 1-in-10 | 2023 | 7 | 539.806 | 537.6025 | 8.3262 | 62.8134 | 0
| Zone | Remainder of System | 6 | Average Weekday | CAISO | 1-in-10 | 2023 | 8 | 533.9571 | 546.4469 | 8.2018 | 63.3196 | 0
| Zone | Remainder of System | 6 | Average Weekday | CAISO | 1-in-10 | 2023 | 9 | 534.9524 | 561.25 | 8.1923 | 65.3704 | 0
| Zone | Remainder of System | 6 | Average Weekday | CAISO | 1-in-10 | 2023 | 10 | 520.7979 | 537.0856 | 8.2751 | 68.2381 | 0
| Zone | Remainder of System | 6 | Average Weekday | CAISO | 1-in-10 | 2023 | 11 | 484.6926 | 499.3684 | 8.2581 | 71.5251 | 0
| Zone | Remainder of System | 6 | Average Weekday | CAISO | 1-in-10 | 2023 | 12 | 478.3048 | 496.4256 | 8.2157 | 74.7391 | 0
| Zone | Remainder of System | 6 | Average Weekday | CAISO | 1-in-10 | 2023 | 13 | 387.8077 | 412.9227 | 8.2205 | 77.286 | 0
| Zone | Remainder of System | 6 | Average Weekday | CAISO | 1-in-10 | 2023 | 14 | 360.4658 | 381.7209 | 8.247 | 79.241 | 0
| Zone | Remainder of System | 6 | Average Weekday | CAISO | 1-in-10 | 2023 | 15 | 300.7381 | 320.4741 | 8.3593 | 80.4784 | 0
| Zone | Remainder of System | 6 | Average Weekday | CAISO | 1-in-10 | 2023 | 16 | 263.924 | 270.5689 | 8.4894 | 81.0262 | 0
| Zone | Remainder of System | 6 | Average Weekday | CAISO | 1-in-10 | 2023 | 17 | 259.4584 | 267.1633 | 9.3409 | 80.9375 | 0
| Zone | Remainder of System | 6 | Average Weekday | CAISO | 1-in-10 | 2023 | 18 | 224.7691 | 242.8507 | 9.237 | 80.0399 | 0
| Zone | Remainder of System | 6 | Average Weekday | CAISO | 1-in-10 | 2023 | 19 | 217.331 | 239.7095 | 10.1309 | 78.5607 | 0
| Zone | Remainder of System | 6 | Average Weekday | CAISO | 1-in-10 | 2023 | 20 | 199.973 | 213.6073 | 8.3818 | 76.4905 | 0
| Zone | Remainder of System | 6 | Average Weekday | CAISO | 1-in-10 | 2023 | 21 | 219.6087 | 239.695 | 9.022 | 73.5536 | 0
| Zone | Remainder of System | 6 | Average Weekday | CAISO | 1-in-10 | 2023 | 22 | 384.4075 | 411.8403 | 8.2914 | 70.5065 | 0
| Zone | Remainder of System | 6 | Average Weekday | CAISO | 1-in-10 | 2023 | 23 | 404.5593 | 436.8066 | 8.2774 | 68.5894 | 0
| Zone | Remainder of System | 6 | Average Weekday | CAISO | 1-in-10 | 2023 | 24 | 372.0518 | 401.6661 | 8.2411 | 67.2621 | 0
| Zone | Remainder of System | 6 | Monthly System Peak Day | CAISO | 1-in-10 | 2023 | 1 | 270.6313 | 267.9028 | 9.8828 | 74.18 | 0
| Zone | Remainder of System | 6 | Monthly System Peak Day | CAISO | 1-in-10 | 2023 | 2 | 263.9264 | 252.1136 | 9.902 | 72.7065 | 0
| Zone | Remainder of System | 6 | Monthly System Peak Day | CAISO | 1-in-10 | 2023 | 3 | 414.3411 | 365.0681 | 9.9068 | 71.5258 | 0
| Zone | Remainder of System | 6 | Monthly System Peak Day | CAISO | 1-in-10 | 2023 | 4 | 568.2684 | 471.4088 | 9.9074 | 70.6323 | 0
| Zone | Remainder of System | 6 | Monthly System Peak Day | CAISO | 1-in-10 | 2023 | 5 | 526.2664 | 444.8541 | 9.9021 | 69.5588 | 0
| Zone | Remainder of System | 6 | Monthly System Peak Day | CAISO | 1-in-10 | 2023 | 6 | 530.1528 | 464.812 | 9.8955 | 68.8017 | 0
| Zone | Remainder of System | 6 | Monthly System Peak Day | CAISO | 1-in-10 | 2023 | 7 | 539.806 | 454.7028 | 9.9002 | 68.3586 | 0
| Zone | Remainder of System | 6 | Monthly System Peak Day | CAISO | 1-in-10 | 2023 | 8 | 533.9571 | 471.5253 | 9.8323 | 69.0209 | 0
| Zone | Remainder of System | 6 | Monthly System Peak Day | CAISO | 1-in-10 | 2023 | 9 | 534.9524 | 516.2702 | 9.8133 | 72.6292 | 0
| Zone | Remainder of System | 6 | Monthly System Peak Day | CAISO | 1-in-10 | 2023 | 10 | 520.7979 | 491.2857 | 9.857 | 78.5491 | 0
| Zone | Remainder of System | 6 | Monthly System Peak Day | CAISO | 1-in-10 | 2023 | 11 | 484.6926 | 454.5287 | 9.8275 | 83.72 | 0
| Zone | Remainder of System | 6 | Monthly System Peak Day | CAISO | 1-in-10 | 2023 | 12 | 478.3048 | 452.8577 | 9.7973 | 88.5556 | 0
| Zone | Remainder of System | 6 | Monthly System Peak Day | CAISO | 1-in-10 | 2023 | 13 | 387.8077 | 382.7531 | 9.7924 | 90.5747 | 0
| Zone | Remainder of System | 6 | Monthly System Peak Day | CAISO | 1-in-10 | 2023 | 14 | 360.4658 | 359.6537 | 9.8159 | 92.3006 | 0
| Zone | Remainder of System | 6 | Monthly System Peak Day | CAISO | 1-in-10 | 2023 | 15 | 300.7381 | 306.116 | 9.9031 | 93.8397 | 0
| Zone | Remainder of System | 6 | Monthly System Peak Day | CAISO | 1-in-10 | 2023 | 16 | 263.924 | 257.8366 | 9.9766 | 94.9491 | 0
| Zone | Remainder of System | 6 | Monthly System Peak Day | CAISO | 1-in-10 | 2023 | 17 | 259.4584 | 264.3595 | 10.9732 | 94.8055 | 0
| Zone | Remainder of System | 6 | Monthly System Peak Day | CAISO | 1-in-10 | 2023 | 18 | 224.7691 | 257.067 | 11.0091 | 94.5518 | 0
| Zone | Remainder of System | 6 | Monthly System Peak Day | CAISO | 1-in-10 | 2023 | 19 | 217.331 | 200.0498 | 10.5494 | 93.253 | 0
| Zone | Remainder of System | 6 | Monthly System Peak Day | CAISO | 1-in-10 | 2023 | 20 | 199.973 | 177.7599 | 9.9047 | 89.6871 | 0
| Zone | Remainder of System | 6 | Monthly System Peak Day | CAISO | 1-in-10 | 2023 | 21 | 219.6087 | 200.9488 | 11.6702 | 84.8848 | 0
| Zone | Remainder of System | 6 | Monthly System Peak Day | CAISO | 1-in-10 | 2023 | 22 | 384.4075 | 354.5522 | 10.0416 | 80.465 | 0
| Zone | Remainder of System | 6 | Monthly System Peak Day | CAISO | 1-in-10 | 2023 | 23 | 404.5593 | 366.6358 | 9.8761 | 76.8585 | 0
| Zone | Remainder of System | 6 | Monthly System Peak Day | CAISO | 1-in-10 | 2023 | 24 | 372.0518 | 353.9434 | 9.8562 | 74.8392 | 0
| Zone | Remainder of System | 7 | Average Weekday | CAISO | 1-in-10 | 2023 | 1 | 262.9781 | 279.9821 | 8.8112 | 71.9581 | 0
| Zone | Remainder of System | 7 | Average Weekday | CAISO | 1-in-10 | 2023 | 2 | 258.7743 | 270.8051 | 8.8229 | 71.2274 | 0
| Zone | Remainder of System | 7 | Average Weekday | CAISO | 1-in-10 | 2023 | 3 | 400.3558 | 420.6661 | 8.825 | 70.5958 | 0
| Zone | Remainder of System | 7 | Average Weekday | CAISO | 1-in-10 | 2023 | 4 | 552.697 | 575.3192 | 8.8275 | 70.0707 | 0
| Zone | Remainder of System | 7 | Average Weekday | CAISO | 1-in-10 | 2023 | 5 | 510.8914 | 536.3536 | 8.8256 | 69.613 | 0
| Zone | Remainder of System | 7 | Average Weekday | CAISO | 1-in-10 | 2023 | 6 | 509.8318 | 536.5893 | 8.8242 | 69.2234 | 0
| Zone | Remainder of System | 7 | Average Weekday | CAISO | 1-in-10 | 2023 | 7 | 518.1503 | 517.0654 | 8.8061 | 69.0054 | 0
| Zone | Remainder of System | 7 | Average Weekday | CAISO | 1-in-10 | 2023 | 8 | 511.0403 | 525.7039 | 8.7488 | 69.4109 | 0
| Zone | Remainder of System | 7 | Average Weekday | CAISO | 1-in-10 | 2023 | 9 | 499.8445 | 527.4232 | 8.7349 | 71.6124 | 0
| Zone | Remainder of System | 7 | Average Weekday | CAISO | 1-in-10 | 2023 | 10 | 486.1368 | 502.3173 | 8.776 | 74.5635 | 0
| Zone | Remainder of System | 7 | Average Weekday | CAISO | 1-in-10 | 2023 | 11 | 456.8156 | 472.0691 | 8.7593 | 77.9936 | 0
| Zone | Remainder of System | 7 | Average Weekday | CAISO | 1-in-10 | 2023 | 12 | 450.1267 | 470.2546 | 8.7442 | 81.273 | 0
| Zone | Remainder of System | 7 | Average Weekday | CAISO | 1-in-10 | 2023 | 13 | 361.7088 | 386.1429 | 8.7373 | 83.8927 | 0
| Zone | Remainder of System | 7 | Average Weekday | CAISO | 1-in-10 | 2023 | 14 | 334.0301 | 355.5983 | 8.762 | 85.8828 | 0
| Zone | Remainder of System | 7 | Average Weekday | CAISO | 1-in-10 | 2023 | 15 | 283.2656 | 303.1893 | 8.8178 | 87.0524 | 0
| Zone | Remainder of System | 7 | Average Weekday | CAISO | 1-in-10 | 2023 | 16 | 245.1632 | 251.7731 | 8.8587 | 87.6036 | 0
| Zone | Remainder of System | 7 | Average Weekday | CAISO | 1-in-10 | 2023 | 17 | 245.7446 | 254.5376 | 9.7971 | 87.406 | 0
| Zone | Remainder of System | 7 | Average Weekday | CAISO | 1-in-10 | 2023 | 18 | 216.3462 | 234.581 | 9.7073 | 86.5106 | 0
| Zone | Remainder of System | 7 | Average Weekday | CAISO | 1-in-10 | 2023 | 19 | 213.2278 | 235.8685 | 9.4566 | 84.947 | 0
| Zone | Remainder of System | 7 | Average Weekday | CAISO | 1-in-10 | 2023 | 20 | 202.8252 | 216.4608 | 9.0957 | 82.535 | 0
| Zone | Remainder of System | 7 | Average Weekday | CAISO | 1-in-10 | 2023 | 21 | 221.0479 | 240.9964 | 9.2048 | 79.3713 | 0
| Zone | Remainder of System | 7 | Average Weekday | CAISO | 1-in-10 | 2023 | 22 | 383.1142 | 410.0587 | 8.8157 | 76.2956 | 0
| Zone | Remainder of System | 7 | Average Weekday | CAISO | 1-in-10 | 2023 | 23 | 397.3587 | 428.5685 | 8.8241 | 74.5072 | 0
| Zone | Remainder of System | 7 | Average Weekday | CAISO | 1-in-10 | 2023 | 24 | 356.4034 | 384.7127 | 8.7916 | 73.3159 | 0
| Zone | Remainder of System | 7 | Monthly System Peak Day | CAISO | 1-in-10 | 2023 | 1 | 262.9781 | 259.4642 | 8.8821 | 76.2832 | 0
| Zone | Remainder of System | 7 | Monthly System Peak Day | CAISO | 1-in-10 | 2023 | 2 | 258.7743 | 240.567 | 8.8961 | 75.7961 | 0
| Zone | Remainder of System | 7 | Monthly System Peak Day | CAISO | 1-in-10 | 2023 | 3 | 400.3558 | 345.8842 | 8.8998 | 74.9085 | 0
| Zone | Remainder of System | 7 | Monthly System Peak Day | CAISO | 1-in-10 | 2023 | 4 | 552.697 | 454.7869 | 8.8987 | 73.7335 | 0
| Zone | Remainder of System | 7 | Monthly System Peak Day | CAISO | 1-in-10 | 2023 | 5 | 510.8914 | 425.5074 | 8.897 | 72.7953 | 0
| Zone | Remainder of System | 7 | Monthly System Peak Day | CAISO | 1-in-10 | 2023 | 6 | 509.8318 | 449.5601 | 8.8954 | 72.2561 | 0
| Zone | Remainder of System | 7 | Monthly System Peak Day | CAISO | 1-in-10 | 2023 | 7 | 518.1503 | 440.7429 | 8.9027 | 71.7758 | 0
| Zone | Remainder of System | 7 | Monthly System Peak Day | CAISO | 1-in-10 | 2023 | 8 | 511.0403 | 456.2845 | 8.8322 | 71.9752 | 0
| Zone | Remainder of System | 7 | Monthly System Peak Day | CAISO | 1-in-10 | 2023 | 9 | 499.8445 | 481.4581 | 8.8119 | 74.5477 | 0
| Zone | Remainder of System | 7 | Monthly System Peak Day | CAISO | 1-in-10 | 2023 | 10 | 486.1368 | 454.8846 | 8.8542 | 78.0895 | 0
| Zone | Remainder of System | 7 | Monthly System Peak Day | CAISO | 1-in-10 | 2023 | 11 | 456.8156 | 427.6138 | 8.8206 | 82.0839 | 0
| Zone | Remainder of System | 7 | Monthly System Peak Day | CAISO | 1-in-10 | 2023 | 12 | 450.1267 | 425.1923 | 8.79 | 85.8244 | 0
| Zone | Remainder of System | 7 | Monthly System Peak Day | CAISO | 1-in-10 | 2023 | 13 | 361.7088 | 359.0735 | 8.7795 | 88.5445 | 0
| Zone | Remainder of System | 7 | Monthly System Peak Day | CAISO | 1-in-10 | 2023 | 14 | 334.0301 | 334.4908 | 8.8107 | 90.4209 | 0
| Zone | Remainder of System | 7 | Monthly System Peak Day | CAISO | 1-in-10 | 2023 | 15 | 283.2656 | 290.418 | 8.8988 | 91.6667 | 0
| Zone | Remainder of System | 7 | Monthly System Peak Day | CAISO | 1-in-10 | 2023 | 16 | 245.1632 | 239.805 | 8.9541 | 92.1879 | 0
| Zone | Remainder of System | 7 | Monthly System Peak Day | CAISO | 1-in-10 | 2023 | 17 | 245.7446 | 251.6237 | 9.8582 | 91.3273 | 0
| Zone | Remainder of System | 7 | Monthly System Peak Day | CAISO | 1-in-10 | 2023 | 18 | 216.3462 | 248.0472 | 9.8864 | 90.6121 | 0
| Zone | Remainder of System | 7 | Monthly System Peak Day | CAISO | 1-in-10 | 2023 | 19 | 213.2278 | 198.3188 | 9.0265 | 89.1894 | 0
| Zone | Remainder of System | 7 | Monthly System Peak Day | CAISO | 1-in-10 | 2023 | 20 | 202.8252 | 176.4879 | 8.8646 | 86.5782 | 0
| Zone | Remainder of System | 7 | Monthly System Peak Day | CAISO | 1-in-10 | 2023 | 21 | 221.0479 | 202.2229 | 10.4322 | 83.2321 | 0
| Zone | Remainder of System | 7 | Monthly System Peak Day | CAISO | 1-in-10 | 2023 | 22 | 383.1142 | 353.183 | 9.0173 | 79.4189 | 0
| Zone | Remainder of System | 7 | Monthly System Peak Day | CAISO | 1-in-10 | 2023 | 23 | 397.3587 | 359.5447 | 8.8611 | 77.6761 | 0
| Zone | Remainder of System | 7 | Monthly System Peak Day | CAISO | 1-in-10 | 2023 | 24 | 356.4034 | 336.8711 | 8.8531 | 76.0106 | 0
| Zone | Remainder of System | 8 | Average Weekday | CAISO | 1-in-10 | 2023 | 1 | 271.6047 | 293.1769 | 8.3728 | 71.2547 | 0
| Zone | Remainder of System | 8 | Average Weekday | CAISO | 1-in-10 | 2023 | 2 | 268.8712 | 284.2823 | 8.3869 | 70.5191 | 0
| Zone | Remainder of System | 8 | Average Weekday | CAISO | 1-in-10 | 2023 | 3 | 408.3989 | 428.1264 | 8.3894 | 69.8526 | 0
| Zone | Remainder of System | 8 | Average Weekday | CAISO | 1-in-10 | 2023 | 4 | 564.1055 | 586.938 | 8.3922 | 69.3228 | 0
| Zone | Remainder of System | 8 | Average Weekday | CAISO | 1-in-10 | 2023 | 5 | 518.4797 | 549.5993 | 8.3897 | 68.8402 | 0
| Zone | Remainder of System | 8 | Average Weekday | CAISO | 1-in-10 | 2023 | 6 | 521.7258 | 555.8434 | 8.3876 | 68.4211 | 0
| Zone | Remainder of System | 8 | Average Weekday | CAISO | 1-in-10 | 2023 | 7 | 531.424 | 531.6107 | 8.3683 | 68.0453 | 0
| Zone | Remainder of System | 8 | Average Weekday | CAISO | 1-in-10 | 2023 | 8 | 524.1187 | 542.0735 | 8.3002 | 67.9927 | 0
| Zone | Remainder of System | 8 | Average Weekday | CAISO | 1-in-10 | 2023 | 9 | 507.3449 | 534.1789 | 8.2819 | 69.6799 | 0
| Zone | Remainder of System | 8 | Average Weekday | CAISO | 1-in-10 | 2023 | 10 | 496.1373 | 512.7703 | 8.332 | 72.3836 | 0
| Zone | Remainder of System | 8 | Average Weekday | CAISO | 1-in-10 | 2023 | 11 | 461.376 | 477.0256 | 8.3093 | 75.5585 | 0
| Zone | Remainder of System | 8 | Average Weekday | CAISO | 1-in-10 | 2023 | 12 | 451.2268 | 471.8272 | 8.2874 | 78.7703 | 0
| Zone | Remainder of System | 8 | Average Weekday | CAISO | 1-in-10 | 2023 | 13 | 372.0353 | 398.0982 | 8.2775 | 81.5628 | 0
| Zone | Remainder of System | 8 | Average Weekday | CAISO | 1-in-10 | 2023 | 14 | 341.5914 | 363.451 | 8.3103 | 83.8223 | 0
| Zone | Remainder of System | 8 | Average Weekday | CAISO | 1-in-10 | 2023 | 15 | 291.1574 | 311.3379 | 8.3807 | 85.2519 | 0
| Zone | Remainder of System | 8 | Average Weekday | CAISO | 1-in-10 | 2023 | 16 | 251.2333 | 258.2272 | 8.4302 | 85.8062 | 0
| Zone | Remainder of System | 8 | Average Weekday | CAISO | 1-in-10 | 2023 | 17 | 254.0252 | 260.4283 | 9.5115 | 85.7176 | 0
| Zone | Remainder of System | 8 | Average Weekday | CAISO | 1-in-10 | 2023 | 18 | 222.4424 | 240.1808 | 9.4134 | 84.8529 | 0
| Zone | Remainder of System | 8 | Average Weekday | CAISO | 1-in-10 | 2023 | 19 | 218.168 | 240.0207 | 8.9161 | 83.2713 | 0
| Zone | Remainder of System | 8 | Average Weekday | CAISO | 1-in-10 | 2023 | 20 | 215.7377 | 228.975 | 8.5828 | 80.7948 | 0
| Zone | Remainder of System | 8 | Average Weekday | CAISO | 1-in-10 | 2023 | 21 | 230.8179 | 250.773 | 8.8433 | 77.4441 | 0
| Zone | Remainder of System | 8 | Average Weekday | CAISO | 1-in-10 | 2023 | 22 | 386.0586 | 414.2312 | 8.3835 | 74.9825 | 0
| Zone | Remainder of System | 8 | Average Weekday | CAISO | 1-in-10 | 2023 | 23 | 401.2966 | 434.9811 | 8.3838 | 73.5263 | 0
| Zone | Remainder of System | 8 | Average Weekday | CAISO | 1-in-10 | 2023 | 24 | 361.6253 | 393.1223 | 8.3487 | 72.4274 | 0
| Zone | Remainder of System | 8 | Monthly System Peak Day | CAISO | 1-in-10 | 2023 | 1 | 271.6047 | 267.1393 | 7.4194 | 74.6986 | 0
| Zone | Remainder of System | 8 | Monthly System Peak Day | CAISO | 1-in-10 | 2023 | 2 | 268.8712 | 253.1389 | 7.4391 | 73.8468 | 0
| Zone | Remainder of System | 8 | Monthly System Peak Day | CAISO | 1-in-10 | 2023 | 3 | 408.3989 | 361.038 | 7.4442 | 73.2382 | 0
| Zone | Remainder of System | 8 | Monthly System Peak Day | CAISO | 1-in-10 | 2023 | 4 | 564.1055 | 469.9414 | 7.4434 | 72.617 | 0
| Zone | Remainder of System | 8 | Monthly System Peak Day | CAISO | 1-in-10 | 2023 | 5 | 518.4797 | 443.7041 | 7.4407 | 71.9061 | 0
| Zone | Remainder of System | 8 | Monthly System Peak Day | CAISO | 1-in-10 | 2023 | 6 | 521.7258 | 459.1137 | 7.4383 | 71.2577 | 0
| Zone | Remainder of System | 8 | Monthly System Peak Day | CAISO | 1-in-10 | 2023 | 7 | 531.424 | 446.5295 | 7.4409 | 70.7826 | 0
| Zone | Remainder of System | 8 | Monthly System Peak Day | CAISO | 1-in-10 | 2023 | 8 | 524.1187 | 465.7908 | 7.3487 | 70.5706 | 0
| Zone | Remainder of System | 8 | Monthly System Peak Day | CAISO | 1-in-10 | 2023 | 9 | 507.3449 | 489.6816 | 7.3147 | 72.9211 | 0
| Zone | Remainder of System | 8 | Monthly System Peak Day | CAISO | 1-in-10 | 2023 | 10 | 496.1373 | 466.0562 | 7.3717 | 76.5774 | 0
| Zone | Remainder of System | 8 | Monthly System Peak Day | CAISO | 1-in-10 | 2023 | 11 | 461.376 | 429.8874 | 7.3212 | 81.4047 | 0
| Zone | Remainder of System | 8 | Monthly System Peak Day | CAISO | 1-in-10 | 2023 | 12 | 451.2268 | 424.7928 | 7.2742 | 86.5138 | 0
| Zone | Remainder of System | 8 | Monthly System Peak Day | CAISO | 1-in-10 | 2023 | 13 | 372.0353 | 370.9226 | 7.2545 | 90.2909 | 0
| Zone | Remainder of System | 8 | Monthly System Peak Day | CAISO | 1-in-10 | 2023 | 14 | 341.5914 | 342.7262 | 7.3079 | 92.9994 | 0
| Zone | Remainder of System | 8 | Monthly System Peak Day | CAISO | 1-in-10 | 2023 | 15 | 291.1574 | 298.7891 | 7.4328 | 94.0742 | 0
| Zone | Remainder of System | 8 | Monthly System Peak Day | CAISO | 1-in-10 | 2023 | 16 | 251.2333 | 246.5267 | 7.5013 | 93.95 | 0
| Zone | Remainder of System | 8 | Monthly System Peak Day | CAISO | 1-in-10 | 2023 | 17 | 254.0252 | 257.617 | 8.5525 | 93.5315 | 0
| Zone | Remainder of System | 8 | Monthly System Peak Day | CAISO | 1-in-10 | 2023 | 18 | 222.4424 | 255.1861 | 8.5876 | 92.5376 | 0
| Zone | Remainder of System | 8 | Monthly System Peak Day | CAISO | 1-in-10 | 2023 | 19 | 218.168 | 201.8725 | 7.1207 | 90.5697 | 0
| Zone | Remainder of System | 8 | Monthly System Peak Day | CAISO | 1-in-10 | 2023 | 20 | 215.7377 | 187.3707 | 6.9994 | 87.6982 | 0
| Zone | Remainder of System | 8 | Monthly System Peak Day | CAISO | 1-in-10 | 2023 | 21 | 230.8179 | 209.9472 | 9.2254 | 83.6248 | 0
| Zone | Remainder of System | 8 | Monthly System Peak Day | CAISO | 1-in-10 | 2023 | 22 | 386.0586 | 358.8986 | 7.5979 | 81.035 | 0
| Zone | Remainder of System | 8 | Monthly System Peak Day | CAISO | 1-in-10 | 2023 | 23 | 401.2966 | 368.8518 | 7.3971 | 79.7215 | 0
| Zone | Remainder of System | 8 | Monthly System Peak Day | CAISO | 1-in-10 | 2023 | 24 | 361.6253 | 345.727 | 7.3816 | 78.5289 | 0
| Zone | Remainder of System | 8 | Typical Event Day | CAISO | 1-in-10 | 2023 | 1 | 271.6047 | 267.1393 | 7.4194 | 75.8434 | 0
| Zone | Remainder of System | 8 | Typical Event Day | CAISO | 1-in-10 | 2023 | 2 | 268.8712 | 253.1389 | 7.4391 | 74.8463 | 0
| Zone | Remainder of System | 8 | Typical Event Day | CAISO | 1-in-10 | 2023 | 3 | 408.3989 | 361.038 | 7.4442 | 73.928 | 0
| Zone | Remainder of System | 8 | Typical Event Day | CAISO | 1-in-10 | 2023 | 4 | 564.1055 | 469.9414 | 7.4434 | 73.0337 | 0
| Zone | Remainder of System | 8 | Typical Event Day | CAISO | 1-in-10 | 2023 | 5 | 518.4797 | 443.7041 | 7.4407 | 72.2504 | 0
| Zone | Remainder of System | 8 | Typical Event Day | CAISO | 1-in-10 | 2023 | 6 | 521.7258 | 459.1137 | 7.4383 | 71.656 | 0
| Zone | Remainder of System | 8 | Typical Event Day | CAISO | 1-in-10 | 2023 | 7 | 531.424 | 446.5295 | 7.4409 | 71.2208 | 0
| Zone | Remainder of System | 8 | Typical Event Day | CAISO | 1-in-10 | 2023 | 8 | 524.1187 | 465.7908 | 7.3487 | 71.4786 | 0
| Zone | Remainder of System | 8 | Typical Event Day | CAISO | 1-in-10 | 2023 | 9 | 507.3449 | 489.6816 | 7.3147 | 73.9817 | 0
| Zone | Remainder of System | 8 | Typical Event Day | CAISO | 1-in-10 | 2023 | 10 | 496.1373 | 466.0562 | 7.3717 | 78.079 | 0
| Zone | Remainder of System | 8 | Typical Event Day | CAISO | 1-in-10 | 2023 | 11 | 461.376 | 429.8874 | 7.3212 | 82.7241 | 0
| Zone | Remainder of System | 8 | Typical Event Day | CAISO | 1-in-10 | 2023 | 12 | 451.2268 | 424.7928 | 7.2742 | 87.2549 | 0
| Zone | Remainder of System | 8 | Typical Event Day | CAISO | 1-in-10 | 2023 | 13 | 372.0353 | 370.9226 | 7.2545 | 90.2166 | 0
| Zone | Remainder of System | 8 | Typical Event Day | CAISO | 1-in-10 | 2023 | 14 | 341.5914 | 342.7262 | 7.3079 | 92.2609 | 0
| Zone | Remainder of System | 8 | Typical Event Day | CAISO | 1-in-10 | 2023 | 15 | 291.1574 | 298.7891 | 7.4328 | 93.5815 | 0
| Zone | Remainder of System | 8 | Typical Event Day | CAISO | 1-in-10 | 2023 | 16 | 251.2333 | 246.5267 | 7.5013 | 94.1627 | 0
| Zone | Remainder of System | 8 | Typical Event Day | CAISO | 1-in-10 | 2023 | 17 | 254.0252 | 257.617 | 8.5525 | 93.8577 | 0
| Zone | Remainder of System | 8 | Typical Event Day | CAISO | 1-in-10 | 2023 | 18 | 222.4424 | 255.1861 | 8.5876 | 93.0799 | 0
| Zone | Remainder of System | 8 | Typical Event Day | CAISO | 1-in-10 | 2023 | 19 | 218.168 | 201.8725 | 7.1207 | 91.4746 | 0
| Zone | Remainder of System | 8 | Typical Event Day | CAISO | 1-in-10 | 2023 | 20 | 215.7377 | 187.3707 | 6.9994 | 88.5784 | 0
| Zone | Remainder of System | 8 | Typical Event Day | CAISO | 1-in-10 | 2023 | 21 | 230.8179 | 209.9472 | 9.2254 | 84.7427 | 0
| Zone | Remainder of System | 8 | Typical Event Day | CAISO | 1-in-10 | 2023 | 22 | 386.0586 | 358.8986 | 7.5979 | 81.5441 | 0
| Zone | Remainder of System | 8 | Typical Event Day | CAISO | 1-in-10 | 2023 | 23 | 401.2966 | 368.8518 | 7.3971 | 79.5436 | 0
| Zone | Remainder of System | 8 | Typical Event Day | CAISO | 1-in-10 | 2023 | 24 | 361.6253 | 345.727 | 7.3816 | 77.967 | 0
| Zone | Remainder of System | 9 | Average Weekday | CAISO | 1-in-10 | 2023 | 1 | 268.0373 | 277.3489 | 9.0827 | 71.0646 | 0
| Zone | Remainder of System | 9 | Average Weekday | CAISO | 1-in-10 | 2023 | 2 | 274.6219 | 276.3286 | 9.1005 | 70.1203 | 0
| Zone | Remainder of System | 9 | Average Weekday | CAISO | 1-in-10 | 2023 | 3 | 435.4974 | 430.457 | 9.1029 | 69.2506 | 0
| Zone | Remainder of System | 9 | Average Weekday | CAISO | 1-in-10 | 2023 | 4 | 594.2705 | 591.1301 | 9.1056 | 68.4826 | 0
| Zone | Remainder of System | 9 | Average Weekday | CAISO | 1-in-10 | 2023 | 5 | 533.0796 | 531.7527 | 9.1004 | 67.8093 | 0
| Zone | Remainder of System | 9 | Average Weekday | CAISO | 1-in-10 | 2023 | 6 | 520.0069 | 527.7863 | 9.0916 | 67.2573 | 0
| Zone | Remainder of System | 9 | Average Weekday | CAISO | 1-in-10 | 2023 | 7 | 548.4052 | 535.574 | 9.0635 | 66.785 | 0
| Zone | Remainder of System | 9 | Average Weekday | CAISO | 1-in-10 | 2023 | 8 | 524.4627 | 521.0369 | 9.0147 | 66.4866 | 0
| Zone | Remainder of System | 9 | Average Weekday | CAISO | 1-in-10 | 2023 | 9 | 480.0587 | 502.1444 | 9.0014 | 67.9182 | 0
| Zone | Remainder of System | 9 | Average Weekday | CAISO | 1-in-10 | 2023 | 10 | 475.1606 | 487.2779 | 9.054 | 71.1915 | 0
| Zone | Remainder of System | 9 | Average Weekday | CAISO | 1-in-10 | 2023 | 11 | 445.5133 | 457.7638 | 9.0309 | 74.8699 | 0
| Zone | Remainder of System | 9 | Average Weekday | CAISO | 1-in-10 | 2023 | 12 | 438.644 | 451.2588 | 9.0059 | 78.4748 | 0
| Zone | Remainder of System | 9 | Average Weekday | CAISO | 1-in-10 | 2023 | 13 | 370.3523 | 384.2012 | 8.9928 | 81.3392 | 0
| Zone | Remainder of System | 9 | Average Weekday | CAISO | 1-in-10 | 2023 | 14 | 331.7843 | 345.6909 | 9.0212 | 83.4193 | 0
| Zone | Remainder of System | 9 | Average Weekday | CAISO | 1-in-10 | 2023 | 15 | 283.0673 | 298.081 | 9.0757 | 84.7282 | 0
| Zone | Remainder of System | 9 | Average Weekday | CAISO | 1-in-10 | 2023 | 16 | 252.6553 | 255.2439 | 9.1228 | 85.0989 | 0
| Zone | Remainder of System | 9 | Average Weekday | CAISO | 1-in-10 | 2023 | 17 | 257.3122 | 263.3937 | 10.1182 | 84.9067 | 0
| Zone | Remainder of System | 9 | Average Weekday | CAISO | 1-in-10 | 2023 | 18 | 227.7842 | 245.0868 | 9.9994 | 83.9833 | 0
| Zone | Remainder of System | 9 | Average Weekday | CAISO | 1-in-10 | 2023 | 19 | 228.9719 | 249.0742 | 10.0008 | 82.1152 | 0
| Zone | Remainder of System | 9 | Average Weekday | CAISO | 1-in-10 | 2023 | 20 | 227.0227 | 238.621 | 9.0928 | 79.1843 | 0
| Zone | Remainder of System | 9 | Average Weekday | CAISO | 1-in-10 | 2023 | 21 | 236.6627 | 254.0114 | 9.33 | 76.077 | 0
| Zone | Remainder of System | 9 | Average Weekday | CAISO | 1-in-10 | 2023 | 22 | 391.811 | 414.8346 | 9.0368 | 74.194 | 0
| Zone | Remainder of System | 9 | Average Weekday | CAISO | 1-in-10 | 2023 | 23 | 402.8281 | 425.3858 | 9.0728 | 72.8204 | 0
| Zone | Remainder of System | 9 | Average Weekday | CAISO | 1-in-10 | 2023 | 24 | 358.0151 | 376.685 | 9.0552 | 71.6765 | 0
| Zone | Remainder of System | 9 | Monthly System Peak Day | CAISO | 1-in-10 | 2023 | 1 | 268.0373 | 256.5345 | 9.1441 | 78.2118 | 0
| Zone | Remainder of System | 9 | Monthly System Peak Day | CAISO | 1-in-10 | 2023 | 2 | 274.6219 | 248.413 | 9.1639 | 77.0359 | 0
| Zone | Remainder of System | 9 | Monthly System Peak Day | CAISO | 1-in-10 | 2023 | 3 | 435.4974 | 367.1599 | 9.1682 | 76.0394 | 0
| Zone | Remainder of System | 9 | Monthly System Peak Day | CAISO | 1-in-10 | 2023 | 4 | 594.2705 | 464.3928 | 9.1669 | 75.152 | 0
| Zone | Remainder of System | 9 | Monthly System Peak Day | CAISO | 1-in-10 | 2023 | 5 | 533.0796 | 415.5104 | 9.1622 | 74.7415 | 0
| Zone | Remainder of System | 9 | Monthly System Peak Day | CAISO | 1-in-10 | 2023 | 6 | 520.0069 | 417.0068 | 9.1537 | 74.3085 | 0
| Zone | Remainder of System | 9 | Monthly System Peak Day | CAISO | 1-in-10 | 2023 | 7 | 548.4052 | 436.5401 | 9.1535 | 73.9662 | 0
| Zone | Remainder of System | 9 | Monthly System Peak Day | CAISO | 1-in-10 | 2023 | 8 | 524.4627 | 429.524 | 9.0905 | 74.3479 | 0
| Zone | Remainder of System | 9 | Monthly System Peak Day | CAISO | 1-in-10 | 2023 | 9 | 480.0587 | 455.2999 | 9.0701 | 75.8286 | 0
| Zone | Remainder of System | 9 | Monthly System Peak Day | CAISO | 1-in-10 | 2023 | 10 | 475.1606 | 436.3079 | 9.1218 | 79.1 | 0
| Zone | Remainder of System | 9 | Monthly System Peak Day | CAISO | 1-in-10 | 2023 | 11 | 445.5133 | 407.1919 | 9.0811 | 83.6879 | 0
| Zone | Remainder of System | 9 | Monthly System Peak Day | CAISO | 1-in-10 | 2023 | 12 | 438.644 | 405.2327 | 9.0409 | 88.1258 | 0
| Zone | Remainder of System | 9 | Monthly System Peak Day | CAISO | 1-in-10 | 2023 | 13 | 370.3523 | 349.2007 | 9.0243 | 91.4561 | 0
| Zone | Remainder of System | 9 | Monthly System Peak Day | CAISO | 1-in-10 | 2023 | 14 | 331.7843 | 318.7755 | 9.0597 | 93.3227 | 0
| Zone | Remainder of System | 9 | Monthly System Peak Day | CAISO | 1-in-10 | 2023 | 15 | 283.0673 | 281.3636 | 9.1493 | 94.7455 | 0
| Zone | Remainder of System | 9 | Monthly System Peak Day | CAISO | 1-in-10 | 2023 | 16 | 252.6553 | 240.1892 | 9.2093 | 95.5636 | 0
| Zone | Remainder of System | 9 | Monthly System Peak Day | CAISO | 1-in-10 | 2023 | 17 | 257.3122 | 260.864 | 10.1354 | 95.7667 | 0
| Zone | Remainder of System | 9 | Monthly System Peak Day | CAISO | 1-in-10 | 2023 | 18 | 227.7842 | 257.4822 | 10.1218 | 94.6182 | 0
| Zone | Remainder of System | 9 | Monthly System Peak Day | CAISO | 1-in-10 | 2023 | 19 | 228.9719 | 209.0136 | 9.5551 | 92.8864 | 0
| Zone | Remainder of System | 9 | Monthly System Peak Day | CAISO | 1-in-10 | 2023 | 20 | 227.0227 | 197.4798 | 8.8791 | 90.35 | 0
| Zone | Remainder of System | 9 | Monthly System Peak Day | CAISO | 1-in-10 | 2023 | 21 | 236.6627 | 216.9221 | 10.3433 | 87.2288 | 0
| Zone | Remainder of System | 9 | Monthly System Peak Day | CAISO | 1-in-10 | 2023 | 22 | 391.811 | 352.7729 | 9.2511 | 85.2576 | 0
| Zone | Remainder of System | 9 | Monthly System Peak Day | CAISO | 1-in-10 | 2023 | 23 | 402.8281 | 350.4196 | 9.1006 | 83.9182 | 0
| Zone | Remainder of System | 9 | Monthly System Peak Day | CAISO | 1-in-10 | 2023 | 24 | 358.0151 | 325.4522 | 9.1073 | 82.4894 | 0
| Zone | Remainder of System | 10 | Average Weekday | CAISO | 1-in-10 | 2023 | 1 | 284.5009 | 294.9717 | 8.4917 | 66.821 | 0
| Zone | Remainder of System | 10 | Average Weekday | CAISO | 1-in-10 | 2023 | 2 | 278.2924 | 284.8139 | 8.3803 | 65.8764 | 0
| Zone | Remainder of System | 10 | Average Weekday | CAISO | 1-in-10 | 2023 | 3 | 428.3479 | 437.7675 | 8.3651 | 65.1487 | 0
| Zone | Remainder of System | 10 | Average Weekday | CAISO | 1-in-10 | 2023 | 4 | 592.895 | 607.6376 | 8.3272 | 64.4441 | 0
| Zone | Remainder of System | 10 | Average Weekday | CAISO | 1-in-10 | 2023 | 5 | 580.9448 | 595.181 | 8.3237 | 63.7957 | 0
| Zone | Remainder of System | 10 | Average Weekday | CAISO | 1-in-10 | 2023 | 6 | 575.9045 | 590.9987 | 8.2729 | 63.2505 | 0
| Zone | Remainder of System | 10 | Average Weekday | CAISO | 1-in-10 | 2023 | 7 | 575.8895 | 575.1589 | 8.2582 | 62.7507 | 0
| Zone | Remainder of System | 10 | Average Weekday | CAISO | 1-in-10 | 2023 | 8 | 566.556 | 569.4382 | 8.5637 | 62.4032 | 0
| Zone | Remainder of System | 10 | Average Weekday | CAISO | 1-in-10 | 2023 | 9 | 539.5704 | 577.0051 | 8.9938 | 62.8006 | 0
| Zone | Remainder of System | 10 | Average Weekday | CAISO | 1-in-10 | 2023 | 10 | 521.6849 | 539.2837 | 8.7111 | 65.6724 | 0
| Zone | Remainder of System | 10 | Average Weekday | CAISO | 1-in-10 | 2023 | 11 | 506.1555 | 519.1494 | 8.933 | 69.5905 | 0
| Zone | Remainder of System | 10 | Average Weekday | CAISO | 1-in-10 | 2023 | 12 | 494.9347 | 506.7145 | 9.179 | 73.4477 | 0
| Zone | Remainder of System | 10 | Average Weekday | CAISO | 1-in-10 | 2023 | 13 | 398.8586 | 409.2404 | 9.3753 | 76.5732 | 0
| Zone | Remainder of System | 10 | Average Weekday | CAISO | 1-in-10 | 2023 | 14 | 348.4142 | 355.6243 | 9.2381 | 78.6528 | 0
| Zone | Remainder of System | 10 | Average Weekday | CAISO | 1-in-10 | 2023 | 15 | 303.7223 | 310.479 | 8.8426 | 79.9522 | 0
| Zone | Remainder of System | 10 | Average Weekday | CAISO | 1-in-10 | 2023 | 16 | 273.1479 | 275.8442 | 8.3364 | 80.5984 | 0
| Zone | Remainder of System | 10 | Average Weekday | CAISO | 1-in-10 | 2023 | 17 | 269.4703 | 275.4359 | 8.1241 | 80.5533 | 0
| Zone | Remainder of System | 10 | Average Weekday | CAISO | 1-in-10 | 2023 | 18 | 250.9288 | 257.3233 | 8.1821 | 79.6615 | 0
| Zone | Remainder of System | 10 | Average Weekday | CAISO | 1-in-10 | 2023 | 19 | 266.2863 | 272.9029 | 8.5995 | 77.699 | 0
| Zone | Remainder of System | 10 | Average Weekday | CAISO | 1-in-10 | 2023 | 20 | 258.8542 | 262.3144 | 8.3027 | 74.602 | 0
| Zone | Remainder of System | 10 | Average Weekday | CAISO | 1-in-10 | 2023 | 21 | 247.2855 | 252.9344 | 8.0102 | 72.2635 | 0
| Zone | Remainder of System | 10 | Average Weekday | CAISO | 1-in-10 | 2023 | 22 | 428.8217 | 446.5949 | 8.2545 | 70.5604 | 0
| Zone | Remainder of System | 10 | Average Weekday | CAISO | 1-in-10 | 2023 | 23 | 406.6447 | 427.2104 | 8.4091 | 69.1121 | 0
| Zone | Remainder of System | 10 | Average Weekday | CAISO | 1-in-10 | 2023 | 24 | 335.782 | 359.1932 | 8.5906 | 67.8831 | 0
| Zone | Remainder of System | 10 | Monthly System Peak Day | CAISO | 1-in-10 | 2023 | 1 | 284.5009 | 304.7883 | 8.319 | 76.9398 | 0
| Zone | Remainder of System | 10 | Monthly System Peak Day | CAISO | 1-in-10 | 2023 | 2 | 278.2924 | 289.5067 | 8.2632 | 75.4956 | 0
| Zone | Remainder of System | 10 | Monthly System Peak Day | CAISO | 1-in-10 | 2023 | 3 | 428.3479 | 441.7851 | 8.2568 | 74.3628 | 0
| Zone | Remainder of System | 10 | Monthly System Peak Day | CAISO | 1-in-10 | 2023 | 4 | 592.895 | 609.2859 | 8.2438 | 73.3659 | 0
| Zone | Remainder of System | 10 | Monthly System Peak Day | CAISO | 1-in-10 | 2023 | 5 | 580.9448 | 600.2996 | 8.2377 | 72.7463 | 0
| Zone | Remainder of System | 10 | Monthly System Peak Day | CAISO | 1-in-10 | 2023 | 6 | 575.9045 | 589.5603 | 8.2151 | 72.5802 | 0
| Zone | Remainder of System | 10 | Monthly System Peak Day | CAISO | 1-in-10 | 2023 | 7 | 575.8895 | 569.3849 | 8.2026 | 71.903 | 0
| Zone | Remainder of System | 10 | Monthly System Peak Day | CAISO | 1-in-10 | 2023 | 8 | 566.556 | 570.0298 | 8.3601 | 71.4577 | 0
| Zone | Remainder of System | 10 | Monthly System Peak Day | CAISO | 1-in-10 | 2023 | 9 | 539.5704 | 588.7405 | 8.6591 | 71.9181 | 0
| Zone | Remainder of System | 10 | Monthly System Peak Day | CAISO | 1-in-10 | 2023 | 10 | 521.6849 | 545.3825 | 8.4448 | 75.8697 | 0
| Zone | Remainder of System | 10 | Monthly System Peak Day | CAISO | 1-in-10 | 2023 | 11 | 506.1555 | 527.7902 | 8.5865 | 79.7977 | 0
| Zone | Remainder of System | 10 | Monthly System Peak Day | CAISO | 1-in-10 | 2023 | 12 | 494.9347 | 520.104 | 8.7578 | 83.3609 | 0
| Zone | Remainder of System | 10 | Monthly System Peak Day | CAISO | 1-in-10 | 2023 | 13 | 398.8586 | 408.679 | 8.9055 | 86.4797 | 0
| Zone | Remainder of System | 10 | Monthly System Peak Day | CAISO | 1-in-10 | 2023 | 14 | 348.4142 | 354.4984 | 8.8102 | 88.2344 | 0
| Zone | Remainder of System | 10 | Monthly System Peak Day | CAISO | 1-in-10 | 2023 | 15 | 303.7223 | 310.7358 | 8.5208 | 89.0484 | 0
| Zone | Remainder of System | 10 | Monthly System Peak Day | CAISO | 1-in-10 | 2023 | 16 | 273.1479 | 274.4991 | 8.2059 | 89.7625 | 0
| Zone | Remainder of System | 10 | Monthly System Peak Day | CAISO | 1-in-10 | 2023 | 17 | 269.4703 | 275.3954 | 8.0697 | 89.2516 | 0
| Zone | Remainder of System | 10 | Monthly System Peak Day | CAISO | 1-in-10 | 2023 | 18 | 250.9288 | 257.1965 | 8.0658 | 88.1547 | 0
| Zone | Remainder of System | 10 | Monthly System Peak Day | CAISO | 1-in-10 | 2023 | 19 | 266.2863 | 271.9845 | 8.5582 | 85.0234 | 0
| Zone | Remainder of System | 10 | Monthly System Peak Day | CAISO | 1-in-10 | 2023 | 20 | 258.8542 | 262.8924 | 8.3022 | 81.3875 | 0
| Zone | Remainder of System | 10 | Monthly System Peak Day | CAISO | 1-in-10 | 2023 | 21 | 247.2855 | 255.5217 | 8.2541 | 78.1727 | 0
| Zone | Remainder of System | 10 | Monthly System Peak Day | CAISO | 1-in-10 | 2023 | 22 | 428.8217 | 446.5462 | 8.1822 | 76.3627 | 0
| Zone | Remainder of System | 10 | Monthly System Peak Day | CAISO | 1-in-10 | 2023 | 23 | 406.6447 | 430.5636 | 8.2711 | 75.0878 | 0
| Zone | Remainder of System | 10 | Monthly System Peak Day | CAISO | 1-in-10 | 2023 | 24 | 335.782 | 373.4432 | 8.3813 | 73.8925 | 0
| Zone | Remainder of System | 11 | Average Weekday | CAISO | 1-in-10 | 2023 | 1 | 267.7896 | 274.3404 | 8.3727 | 56.059 | 0
| Zone | Remainder of System | 11 | Average Weekday | CAISO | 1-in-10 | 2023 | 2 | 266.6931 | 272.9257 | 8.3918 | 55.0971 | 0
| Zone | Remainder of System | 11 | Average Weekday | CAISO | 1-in-10 | 2023 | 3 | 411.3665 | 421.869 | 8.3666 | 54.1595 | 0
| Zone | Remainder of System | 11 | Average Weekday | CAISO | 1-in-10 | 2023 | 4 | 586.6953 | 604.0757 | 8.3784 | 53.2044 | 0
| Zone | Remainder of System | 11 | Average Weekday | CAISO | 1-in-10 | 2023 | 5 | 554.7465 | 579.9767 | 8.3516 | 52.3654 | 0
| Zone | Remainder of System | 11 | Average Weekday | CAISO | 1-in-10 | 2023 | 6 | 540.4554 | 567.1135 | 8.3577 | 51.8116 | 0
| Zone | Remainder of System | 11 | Average Weekday | CAISO | 1-in-10 | 2023 | 7 | 548.4004 | 545.6112 | 8.5479 | 51.3221 | 0
| Zone | Remainder of System | 11 | Average Weekday | CAISO | 1-in-10 | 2023 | 8 | 529.0421 | 532.462 | 8.8535 | 51.0234 | 0
| Zone | Remainder of System | 11 | Average Weekday | CAISO | 1-in-10 | 2023 | 9 | 513.6024 | 540.338 | 8.535 | 52.5111 | 0
| Zone | Remainder of System | 11 | Average Weekday | CAISO | 1-in-10 | 2023 | 10 | 491.7099 | 504.0797 | 8.8341 | 56.466 | 0
| Zone | Remainder of System | 11 | Average Weekday | CAISO | 1-in-10 | 2023 | 11 | 466.2483 | 474.3644 | 9.0252 | 61.1659 | 0
| Zone | Remainder of System | 11 | Average Weekday | CAISO | 1-in-10 | 2023 | 12 | 459.688 | 466.9487 | 9.1217 | 65.0488 | 0
| Zone | Remainder of System | 11 | Average Weekday | CAISO | 1-in-10 | 2023 | 13 | 372.7934 | 383.9777 | 8.8994 | 67.8408 | 0
| Zone | Remainder of System | 11 | Average Weekday | CAISO | 1-in-10 | 2023 | 14 | 339.2192 | 346.9111 | 8.6345 | 69.5124 | 0
| Zone | Remainder of System | 11 | Average Weekday | CAISO | 1-in-10 | 2023 | 15 | 287.3108 | 296.78 | 8.3149 | 70.4672 | 0
| Zone | Remainder of System | 11 | Average Weekday | CAISO | 1-in-10 | 2023 | 16 | 259.746 | 262.3083 | 8.3995 | 70.7027 | 0
| Zone | Remainder of System | 11 | Average Weekday | CAISO | 1-in-10 | 2023 | 17 | 263.7741 | 269.1841 | 8.2067 | 69.9819 | 0
| Zone | Remainder of System | 11 | Average Weekday | CAISO | 1-in-10 | 2023 | 18 | 245.8862 | 252.0195 | 8.3778 | 67.953 | 0
| Zone | Remainder of System | 11 | Average Weekday | CAISO | 1-in-10 | 2023 | 19 | 263.1277 | 267.4547 | 8.3181 | 65.3114 | 0
| Zone | Remainder of System | 11 | Average Weekday | CAISO | 1-in-10 | 2023 | 20 | 249.0033 | 309.9158 | 10.4078 | 63.0346 | 0
| Zone | Remainder of System | 11 | Average Weekday | CAISO | 1-in-10 | 2023 | 21 | 236.4016 | 242.6706 | 7.978 | 61.213 | 0
| Zone | Remainder of System | 11 | Average Weekday | CAISO | 1-in-10 | 2023 | 22 | 410.6591 | 426.5526 | 8.3394 | 59.5838 | 0
| Zone | Remainder of System | 11 | Average Weekday | CAISO | 1-in-10 | 2023 | 23 | 389.1284 | 403.9468 | 8.5062 | 58.2328 | 0
| Zone | Remainder of System | 11 | Average Weekday | CAISO | 1-in-10 | 2023 | 24 | 316.8932 | 329.6281 | 8.4294 | 57.0822 | 0
| Zone | Remainder of System | 11 | Monthly System Peak Day | CAISO | 1-in-10 | 2023 | 1 | 267.7896 | 279.4058 | 8.2899 | 69.4034 | 0
| Zone | Remainder of System | 11 | Monthly System Peak Day | CAISO | 1-in-10 | 2023 | 2 | 266.6931 | 276.8215 | 8.3123 | 68.1516 | 0
| Zone | Remainder of System | 11 | Monthly System Peak Day | CAISO | 1-in-10 | 2023 | 3 | 411.3665 | 425.2576 | 8.2999 | 67.393 | 0
| Zone | Remainder of System | 11 | Monthly System Peak Day | CAISO | 1-in-10 | 2023 | 4 | 586.6953 | 607.3635 | 8.3098 | 66.0125 | 0
| Zone | Remainder of System | 11 | Monthly System Peak Day | CAISO | 1-in-10 | 2023 | 5 | 554.7465 | 583.1375 | 8.3006 | 65.1814 | 0
| Zone | Remainder of System | 11 | Monthly System Peak Day | CAISO | 1-in-10 | 2023 | 6 | 540.4554 | 568.2085 | 8.3073 | 64.2144 | 0
| Zone | Remainder of System | 11 | Monthly System Peak Day | CAISO | 1-in-10 | 2023 | 7 | 548.4004 | 534.398 | 8.461 | 63.6647 | 0
| Zone | Remainder of System | 11 | Monthly System Peak Day | CAISO | 1-in-10 | 2023 | 8 | 529.0421 | 537.9156 | 8.851 | 63.8962 | 0
| Zone | Remainder of System | 11 | Monthly System Peak Day | CAISO | 1-in-10 | 2023 | 9 | 513.6024 | 548.6667 | 8.4503 | 65.4002 | 0
| Zone | Remainder of System | 11 | Monthly System Peak Day | CAISO | 1-in-10 | 2023 | 10 | 491.7099 | 513.4625 | 8.8222 | 69.6937 | 0
| Zone | Remainder of System | 11 | Monthly System Peak Day | CAISO | 1-in-10 | 2023 | 11 | 466.2483 | 487.1483 | 9.1062 | 76.562 | 0
| Zone | Remainder of System | 11 | Monthly System Peak Day | CAISO | 1-in-10 | 2023 | 12 | 459.688 | 482.8309 | 9.2675 | 82.3128 | 0
| Zone | Remainder of System | 11 | Monthly System Peak Day | CAISO | 1-in-10 | 2023 | 13 | 372.7934 | 384.2337 | 8.9429 | 85.9891 | 0
| Zone | Remainder of System | 11 | Monthly System Peak Day | CAISO | 1-in-10 | 2023 | 14 | 339.2192 | 345.1414 | 8.5712 | 87.9797 | 0
| Zone | Remainder of System | 11 | Monthly System Peak Day | CAISO | 1-in-10 | 2023 | 15 | 287.3108 | 296.882 | 8.2238 | 88.7703 | 0
| Zone | Remainder of System | 11 | Monthly System Peak Day | CAISO | 1-in-10 | 2023 | 16 | 259.746 | 261.1577 | 8.3096 | 89.0578 | 0
| Zone | Remainder of System | 11 | Monthly System Peak Day | CAISO | 1-in-10 | 2023 | 17 | 263.7741 | 271.2882 | 8.1187 | 88.5875 | 0
| Zone | Remainder of System | 11 | Monthly System Peak Day | CAISO | 1-in-10 | 2023 | 18 | 245.8862 | 254.5931 | 8.2836 | 86.8453 | 0
| Zone | Remainder of System | 11 | Monthly System Peak Day | CAISO | 1-in-10 | 2023 | 19 | 263.1277 | 268.5991 | 8.3171 | 83.7578 | 0
| Zone | Remainder of System | 11 | Monthly System Peak Day | CAISO | 1-in-10 | 2023 | 20 | 249.0033 | 357.2675 | 17.1134 | 79.8594 | 0
| Zone | Remainder of System | 11 | Monthly System Peak Day | CAISO | 1-in-10 | 2023 | 21 | 236.4016 | 244.9602 | 8.2878 | 76.3664 | 0
| Zone | Remainder of System | 11 | Monthly System Peak Day | CAISO | 1-in-10 | 2023 | 22 | 410.6591 | 427.9235 | 8.261 | 73.8492 | 0
| Zone | Remainder of System | 11 | Monthly System Peak Day | CAISO | 1-in-10 | 2023 | 23 | 389.1284 | 409.7722 | 8.4173 | 71.6486 | 0
| Zone | Remainder of System | 11 | Monthly System Peak Day | CAISO | 1-in-10 | 2023 | 24 | 316.8932 | 339.0086 | 8.3344 | 70.3994 | 0
| Zone | Remainder of System | 12 | Average Weekday | CAISO | 1-in-10 | 2023 | 1 | 252.3801 | 259.3272 | 8.2329 | 50.4524 | 0
| Zone | Remainder of System | 12 | Average Weekday | CAISO | 1-in-10 | 2023 | 2 | 248.3696 | 254.8959 | 8.2594 | 49.6307 | 0
| Zone | Remainder of System | 12 | Average Weekday | CAISO | 1-in-10 | 2023 | 3 | 386.8533 | 398.6238 | 8.2652 | 48.8824 | 0
| Zone | Remainder of System | 12 | Average Weekday | CAISO | 1-in-10 | 2023 | 4 | 561.8755 | 580.3591 | 8.272 | 48.0839 | 0
| Zone | Remainder of System | 12 | Average Weekday | CAISO | 1-in-10 | 2023 | 5 | 533.2461 | 562.0994 | 8.2756 | 47.4648 | 0
| Zone | Remainder of System | 12 | Average Weekday | CAISO | 1-in-10 | 2023 | 6 | 508.5489 | 539.7477 | 8.281 | 46.8946 | 0
| Zone | Remainder of System | 12 | Average Weekday | CAISO | 1-in-10 | 2023 | 7 | 502.8337 | 501.394 | 8.2413 | 46.4436 | 0
| Zone | Remainder of System | 12 | Average Weekday | CAISO | 1-in-10 | 2023 | 8 | 495.0958 | 501.9079 | 8.1914 | 46.3279 | 0
| Zone | Remainder of System | 12 | Average Weekday | CAISO | 1-in-10 | 2023 | 9 | 476.144 | 504.3116 | 8.1413 | 46.9814 | 0
| Zone | Remainder of System | 12 | Average Weekday | CAISO | 1-in-10 | 2023 | 10 | 447.7744 | 463.4893 | 8.1692 | 49.9135 | 0
| Zone | Remainder of System | 12 | Average Weekday | CAISO | 1-in-10 | 2023 | 11 | 424.1732 | 434.1916 | 8.1249 | 53.6874 | 0
| Zone | Remainder of System | 12 | Average Weekday | CAISO | 1-in-10 | 2023 | 12 | 416.5321 | 423.486 | 8.0838 | 57.1456 | 0
| Zone | Remainder of System | 12 | Average Weekday | CAISO | 1-in-10 | 2023 | 13 | 338.7928 | 349.5674 | 8.0733 | 59.6607 | 0
| Zone | Remainder of System | 12 | Average Weekday | CAISO | 1-in-10 | 2023 | 14 | 307.0089 | 315.5351 | 8.1083 | 61.3133 | 0
| Zone | Remainder of System | 12 | Average Weekday | CAISO | 1-in-10 | 2023 | 15 | 270.252 | 278.8073 | 8.1662 | 62.1542 | 0
| Zone | Remainder of System | 12 | Average Weekday | CAISO | 1-in-10 | 2023 | 16 | 237.5145 | 239.742 | 8.2269 | 62.3151 | 0
| Zone | Remainder of System | 12 | Average Weekday | CAISO | 1-in-10 | 2023 | 17 | 242.5199 | 248.791 | 8.0847 | 61.6977 | 0
| Zone | Remainder of System | 12 | Average Weekday | CAISO | 1-in-10 | 2023 | 18 | 226.8906 | 232.785 | 8.0631 | 59.7727 | 0
| Zone | Remainder of System | 12 | Average Weekday | CAISO | 1-in-10 | 2023 | 19 | 245.3693 | 249.6879 | 8.3176 | 57.5166 | 0
| Zone | Remainder of System | 12 | Average Weekday | CAISO | 1-in-10 | 2023 | 20 | 238.7254 | 300.4898 | 8.3354 | 55.8063 | 0
| Zone | Remainder of System | 12 | Average Weekday | CAISO | 1-in-10 | 2023 | 21 | 226.2804 | 232.8928 | 7.9778 | 54.4022 | 0
| Zone | Remainder of System | 12 | Average Weekday | CAISO | 1-in-10 | 2023 | 22 | 398.0751 | 413.6672 | 8.1758 | 53.1733 | 0
| Zone | Remainder of System | 12 | Average Weekday | CAISO | 1-in-10 | 2023 | 23 | 377.7834 | 392.4792 | 8.2011 | 52.0782 | 0
| Zone | Remainder of System | 12 | Average Weekday | CAISO | 1-in-10 | 2023 | 24 | 306.3791 | 319.9357 | 8.2039 | 51.1639 | 0
| Zone | Remainder of System | 12 | Monthly System Peak Day | CAISO | 1-in-10 | 2023 | 1 | 252.3801 | 259.3272 | 8.2329 | 42.5695 | 0
| Zone | Remainder of System | 12 | Monthly System Peak Day | CAISO | 1-in-10 | 2023 | 2 | 248.3696 | 254.8959 | 8.2594 | 41.708 | 0
| Zone | Remainder of System | 12 | Monthly System Peak Day | CAISO | 1-in-10 | 2023 | 3 | 386.8533 | 398.6238 | 8.2652 | 40.6634 | 0
| Zone | Remainder of System | 12 | Monthly System Peak Day | CAISO | 1-in-10 | 2023 | 4 | 561.8755 | 580.3591 | 8.272 | 39.7536 | 0
| Zone | Remainder of System | 12 | Monthly System Peak Day | CAISO | 1-in-10 | 2023 | 5 | 533.2461 | 562.0994 | 8.2756 | 38.8297 | 0
| Zone | Remainder of System | 12 | Monthly System Peak Day | CAISO | 1-in-10 | 2023 | 6 | 508.5489 | 539.7477 | 8.281 | 37.7472 | 0
| Zone | Remainder of System | 12 | Monthly System Peak Day | CAISO | 1-in-10 | 2023 | 7 | 502.8337 | 501.394 | 8.2413 | 36.5995 | 0
| Zone | Remainder of System | 12 | Monthly System Peak Day | CAISO | 1-in-10 | 2023 | 8 | 495.0958 | 501.9079 | 8.1914 | 36.6103 | 0
| Zone | Remainder of System | 12 | Monthly System Peak Day | CAISO | 1-in-10 | 2023 | 9 | 476.144 | 504.3116 | 8.1413 | 37.7047 | 0
| Zone | Remainder of System | 12 | Monthly System Peak Day | CAISO | 1-in-10 | 2023 | 10 | 447.7744 | 463.4893 | 8.1692 | 41.4383 | 0
| Zone | Remainder of System | 12 | Monthly System Peak Day | CAISO | 1-in-10 | 2023 | 11 | 424.1732 | 434.1916 | 8.1249 | 45.7698 | 0
| Zone | Remainder of System | 12 | Monthly System Peak Day | CAISO | 1-in-10 | 2023 | 12 | 416.5321 | 423.486 | 8.0838 | 48.8809 | 0
| Zone | Remainder of System | 12 | Monthly System Peak Day | CAISO | 1-in-10 | 2023 | 13 | 338.7928 | 349.5674 | 8.0733 | 50.4759 | 0
| Zone | Remainder of System | 12 | Monthly System Peak Day | CAISO | 1-in-10 | 2023 | 14 | 307.0089 | 315.5351 | 8.1083 | 51.6747 | 0
| Zone | Remainder of System | 12 | Monthly System Peak Day | CAISO | 1-in-10 | 2023 | 15 | 270.252 | 278.8073 | 8.1662 | 52.7272 | 0
| Zone | Remainder of System | 12 | Monthly System Peak Day | CAISO | 1-in-10 | 2023 | 16 | 237.5145 | 239.742 | 8.2269 | 53.1839 | 0
| Zone | Remainder of System | 12 | Monthly System Peak Day | CAISO | 1-in-10 | 2023 | 17 | 242.5199 | 248.791 | 8.0847 | 52.9211 | 0
| Zone | Remainder of System | 12 | Monthly System Peak Day | CAISO | 1-in-10 | 2023 | 18 | 226.8906 | 232.785 | 8.0631 | 51.1658 | 0
| Zone | Remainder of System | 12 | Monthly System Peak Day | CAISO | 1-in-10 | 2023 | 19 | 245.3693 | 249.6879 | 8.3176 | 49.0081 | 0
| Zone | Remainder of System | 12 | Monthly System Peak Day | CAISO | 1-in-10 | 2023 | 20 | 238.7254 | 300.4898 | 8.3354 | 47.4864 | 0
| Zone | Remainder of System | 12 | Monthly System Peak Day | CAISO | 1-in-10 | 2023 | 21 | 226.2804 | 232.8928 | 7.9778 | 46.0752 | 0
| Zone | Remainder of System | 12 | Monthly System Peak Day | CAISO | 1-in-10 | 2023 | 22 | 398.0751 | 413.6672 | 8.1758 | 44.3067 | 0
| Zone | Remainder of System | 12 | Monthly System Peak Day | CAISO | 1-in-10 | 2023 | 23 | 377.7834 | 392.4792 | 8.2011 | 43.3595 | 0
| Zone | Remainder of System | 12 | Monthly System Peak Day | CAISO | 1-in-10 | 2023 | 24 | 306.3791 | 319.9357 | 8.2039 | 42.7814 | 0
| Zone | Remainder of System | 1 | Average Weekday | CAISO | 1-in-10 | 2024 | 1 | 262.8893 | 269.1798 | 8.2254 | 48.5418 | 0
| Zone | Remainder of System | 1 | Average Weekday | CAISO | 1-in-10 | 2024 | 2 | 260.192 | 267.3862 | 8.2518 | 47.7538 | 0
| Zone | Remainder of System | 1 | Average Weekday | CAISO | 1-in-10 | 2024 | 3 | 402.8042 | 414.5675 | 8.2575 | 47.1481 | 0
| Zone | Remainder of System | 1 | Average Weekday | CAISO | 1-in-10 | 2024 | 4 | 573.905 | 592.2025 | 8.2643 | 46.4563 | 0
| Zone | Remainder of System | 1 | Average Weekday | CAISO | 1-in-10 | 2024 | 5 | 547.106 | 575.0515 | 8.268 | 45.7587 | 0
| Zone | Remainder of System | 1 | Average Weekday | CAISO | 1-in-10 | 2024 | 6 | 532.6618 | 563.3032 | 8.2734 | 45.1036 | 0
| Zone | Remainder of System | 1 | Average Weekday | CAISO | 1-in-10 | 2024 | 7 | 539.3622 | 537.245 | 8.2339 | 44.5655 | 0
| Zone | Remainder of System | 1 | Average Weekday | CAISO | 1-in-10 | 2024 | 8 | 531.4985 | 537.2801 | 8.1841 | 44.3307 | 0
| Zone | Remainder of System | 1 | Average Weekday | CAISO | 1-in-10 | 2024 | 9 | 499.7636 | 525.1604 | 8.1342 | 44.8068 | 0
| Zone | Remainder of System | 1 | Average Weekday | CAISO | 1-in-10 | 2024 | 10 | 481.9951 | 495.1533 | 8.1619 | 47.5928 | 0
| Zone | Remainder of System | 1 | Average Weekday | CAISO | 1-in-10 | 2024 | 11 | 453.9265 | 462.2993 | 8.1178 | 51.3252 | 0
| Zone | Remainder of System | 1 | Average Weekday | CAISO | 1-in-10 | 2024 | 12 | 448.9444 | 455.9243 | 8.077 | 54.7156 | 0
| Zone | Remainder of System | 1 | Average Weekday | CAISO | 1-in-10 | 2024 | 13 | 377.803 | 388.5254 | 8.0666 | 57.1933 | 0
| Zone | Remainder of System | 1 | Average Weekday | CAISO | 1-in-10 | 2024 | 14 | 341.9178 | 349.6074 | 8.1013 | 58.7299 | 0
| Zone | Remainder of System | 1 | Average Weekday | CAISO | 1-in-10 | 2024 | 15 | 297.0501 | 304.828 | 8.1589 | 59.7358 | 0
| Zone | Remainder of System | 1 | Average Weekday | CAISO | 1-in-10 | 2024 | 16 | 264.1748 | 266.4406 | 8.2194 | 60.1875 | 0
| Zone | Remainder of System | 1 | Average Weekday | CAISO | 1-in-10 | 2024 | 17 | 267.0332 | 273.4137 | 8.0838 | 59.7999 | 0
| Zone | Remainder of System | 1 | Average Weekday | CAISO | 1-in-10 | 2024 | 18 | 248.2345 | 254.2212 | 8.0622 | 58.3041 | 0
| Zone | Remainder of System | 1 | Average Weekday | CAISO | 1-in-10 | 2024 | 19 | 262.1505 | 266.533 | 8.3122 | 55.9215 | 0
| Zone | Remainder of System | 1 | Average Weekday | CAISO | 1-in-10 | 2024 | 20 | 253.1332 | 314.9374 | 8.3295 | 54.1041 | 0
| Zone | Remainder of System | 1 | Average Weekday | CAISO | 1-in-10 | 2024 | 21 | 236.3291 | 242.7492 | 7.975 | 52.7602 | 0
| Zone | Remainder of System | 1 | Average Weekday | CAISO | 1-in-10 | 2024 | 22 | 409.1958 | 425.0511 | 8.1683 | 51.5587 | 0
| Zone | Remainder of System | 1 | Average Weekday | CAISO | 1-in-10 | 2024 | 23 | 395.1165 | 409.8868 | 8.1939 | 50.4809 | 0
| Zone | Remainder of System | 1 | Average Weekday | CAISO | 1-in-10 | 2024 | 24 | 325.4382 | 337.8345 | 8.1966 | 49.576 | 0
| Zone | Remainder of System | 1 | Monthly System Peak Day | CAISO | 1-in-10 | 2024 | 1 | 262.8893 | 269.1798 | 8.2254 | 42.8934 | 0
| Zone | Remainder of System | 1 | Monthly System Peak Day | CAISO | 1-in-10 | 2024 | 2 | 260.192 | 267.3862 | 8.2518 | 42.5892 | 0
| Zone | Remainder of System | 1 | Monthly System Peak Day | CAISO | 1-in-10 | 2024 | 3 | 402.8042 | 414.5675 | 8.2575 | 42.6298 | 0
| Zone | Remainder of System | 1 | Monthly System Peak Day | CAISO | 1-in-10 | 2024 | 4 | 573.905 | 592.2025 | 8.2643 | 42.2222 | 0
| Zone | Remainder of System | 1 | Monthly System Peak Day | CAISO | 1-in-10 | 2024 | 5 | 547.106 | 575.0515 | 8.268 | 42.1184 | 0
| Zone | Remainder of System | 1 | Monthly System Peak Day | CAISO | 1-in-10 | 2024 | 6 | 532.6618 | 563.3032 | 8.2734 | 41.1072 | 0
| Zone | Remainder of System | 1 | Monthly System Peak Day | CAISO | 1-in-10 | 2024 | 7 | 539.3622 | 537.245 | 8.2339 | 40.9603 | 0
| Zone | Remainder of System | 1 | Monthly System Peak Day | CAISO | 1-in-10 | 2024 | 8 | 531.4985 | 537.2801 | 8.1841 | 40.0328 | 0
| Zone | Remainder of System | 1 | Monthly System Peak Day | CAISO | 1-in-10 | 2024 | 9 | 499.7636 | 525.1604 | 8.1342 | 39.5062 | 0
| Zone | Remainder of System | 1 | Monthly System Peak Day | CAISO | 1-in-10 | 2024 | 10 | 481.9951 | 495.1533 | 8.1619 | 41.8467 | 0
| Zone | Remainder of System | 1 | Monthly System Peak Day | CAISO | 1-in-10 | 2024 | 11 | 453.9265 | 462.2993 | 8.1178 | 44.5803 | 0
| Zone | Remainder of System | 1 | Monthly System Peak Day | CAISO | 1-in-10 | 2024 | 12 | 448.9444 | 455.9243 | 8.077 | 46.5347 | 0
| Zone | Remainder of System | 1 | Monthly System Peak Day | CAISO | 1-in-10 | 2024 | 13 | 377.803 | 388.5254 | 8.0666 | 47.7191 | 0
| Zone | Remainder of System | 1 | Monthly System Peak Day | CAISO | 1-in-10 | 2024 | 14 | 341.9178 | 349.6074 | 8.1013 | 47.7652 | 0
| Zone | Remainder of System | 1 | Monthly System Peak Day | CAISO | 1-in-10 | 2024 | 15 | 297.0501 | 304.828 | 8.1589 | 48.745 | 0
| Zone | Remainder of System | 1 | Monthly System Peak Day | CAISO | 1-in-10 | 2024 | 16 | 264.1748 | 266.4406 | 8.2194 | 49.632 | 0
| Zone | Remainder of System | 1 | Monthly System Peak Day | CAISO | 1-in-10 | 2024 | 17 | 267.0332 | 273.4137 | 8.0838 | 49.8894 | 0
| Zone | Remainder of System | 1 | Monthly System Peak Day | CAISO | 1-in-10 | 2024 | 18 | 248.2345 | 254.2212 | 8.0622 | 48.9595 | 0
| Zone | Remainder of System | 1 | Monthly System Peak Day | CAISO | 1-in-10 | 2024 | 19 | 262.1505 | 266.533 | 8.3122 | 47.0345 | 0
| Zone | Remainder of System | 1 | Monthly System Peak Day | CAISO | 1-in-10 | 2024 | 20 | 253.1332 | 314.9374 | 8.3295 | 45.7869 | 0
| Zone | Remainder of System | 1 | Monthly System Peak Day | CAISO | 1-in-10 | 2024 | 21 | 236.3291 | 242.7492 | 7.975 | 44.3828 | 0
| Zone | Remainder of System | 1 | Monthly System Peak Day | CAISO | 1-in-10 | 2024 | 22 | 409.1958 | 425.0511 | 8.1683 | 43.4539 | 0
| Zone | Remainder of System | 1 | Monthly System Peak Day | CAISO | 1-in-10 | 2024 | 23 | 395.1165 | 409.8868 | 8.1939 | 42.4061 | 0
| Zone | Remainder of System | 1 | Monthly System Peak Day | CAISO | 1-in-10 | 2024 | 24 | 325.4382 | 337.8345 | 8.1966 | 41.5072 | 0
| Zone | Remainder of System | 2 | Average Weekday | CAISO | 1-in-10 | 2024 | 1 | 262.7503 | 269.8579 | 8.2826 | 48.459 | 0
| Zone | Remainder of System | 2 | Average Weekday | CAISO | 1-in-10 | 2024 | 2 | 256.5976 | 264.7422 | 8.3148 | 47.5419 | 0
| Zone | Remainder of System | 2 | Average Weekday | CAISO | 1-in-10 | 2024 | 3 | 395.6818 | 408.7791 | 8.3215 | 46.6419 | 0
| Zone | Remainder of System | 2 | Average Weekday | CAISO | 1-in-10 | 2024 | 4 | 563.4339 | 584.1505 | 8.3295 | 45.8387 | 0
| Zone | Remainder of System | 2 | Average Weekday | CAISO | 1-in-10 | 2024 | 5 | 544.5145 | 575.4859 | 8.333 | 45.2517 | 0
| Zone | Remainder of System | 2 | Average Weekday | CAISO | 1-in-10 | 2024 | 6 | 534.2245 | 566.877 | 8.3379 | 44.686 | 0
| Zone | Remainder of System | 2 | Average Weekday | CAISO | 1-in-10 | 2024 | 7 | 526.9664 | 526.0895 | 8.2897 | 44.3074 | 0
| Zone | Remainder of System | 2 | Average Weekday | CAISO | 1-in-10 | 2024 | 8 | 517.876 | 524.0979 | 8.2307 | 44.0731 | 0
| Zone | Remainder of System | 2 | Average Weekday | CAISO | 1-in-10 | 2024 | 9 | 498.6586 | 524.3766 | 8.1706 | 45.55 | 0
| Zone | Remainder of System | 2 | Average Weekday | CAISO | 1-in-10 | 2024 | 10 | 476.6898 | 489.2174 | 8.2064 | 49.0257 | 0
| Zone | Remainder of System | 2 | Average Weekday | CAISO | 1-in-10 | 2024 | 11 | 453.1084 | 461.7149 | 8.151 | 52.9099 | 0
| Zone | Remainder of System | 2 | Average Weekday | CAISO | 1-in-10 | 2024 | 12 | 447.8686 | 455.5928 | 8.0983 | 56.1067 | 0
| Zone | Remainder of System | 2 | Average Weekday | CAISO | 1-in-10 | 2024 | 13 | 372.1491 | 383.9872 | 8.084 | 58.3854 | 0
| Zone | Remainder of System | 2 | Average Weekday | CAISO | 1-in-10 | 2024 | 14 | 333.3285 | 341.6428 | 8.129 | 59.7708 | 0
| Zone | Remainder of System | 2 | Average Weekday | CAISO | 1-in-10 | 2024 | 15 | 283.7887 | 293.3732 | 8.2018 | 60.7058 | 0
| Zone | Remainder of System | 2 | Average Weekday | CAISO | 1-in-10 | 2024 | 16 | 253.7353 | 257.385 | 8.2759 | 61.1002 | 0
| Zone | Remainder of System | 2 | Average Weekday | CAISO | 1-in-10 | 2024 | 17 | 245.8603 | 250.952 | 8.1165 | 60.7203 | 0
| Zone | Remainder of System | 2 | Average Weekday | CAISO | 1-in-10 | 2024 | 18 | 232.4984 | 237.6071 | 8.0884 | 59.46 | 0
| Zone | Remainder of System | 2 | Average Weekday | CAISO | 1-in-10 | 2024 | 19 | 254.5946 | 259.0589 | 8.3122 | 57.2102 | 0
| Zone | Remainder of System | 2 | Average Weekday | CAISO | 1-in-10 | 2024 | 20 | 246.3468 | 306.2361 | 8.333 | 55.0534 | 0
| Zone | Remainder of System | 2 | Average Weekday | CAISO | 1-in-10 | 2024 | 21 | 224.786 | 230.9761 | 7.949 | 53.325 | 0
| Zone | Remainder of System | 2 | Average Weekday | CAISO | 1-in-10 | 2024 | 22 | 394.1529 | 409.8474 | 8.2095 | 52.0124 | 0
| Zone | Remainder of System | 2 | Average Weekday | CAISO | 1-in-10 | 2024 | 23 | 378.4064 | 393.576 | 8.2434 | 50.8797 | 0
| Zone | Remainder of System | 2 | Average Weekday | CAISO | 1-in-10 | 2024 | 24 | 318.2009 | 331.8551 | 8.2471 | 49.8149 | 0
| Zone | Remainder of System | 2 | Monthly System Peak Day | CAISO | 1-in-10 | 2024 | 1 | 262.7503 | 269.8579 | 8.2826 | 49.3947 | 0
| Zone | Remainder of System | 2 | Monthly System Peak Day | CAISO | 1-in-10 | 2024 | 2 | 256.5976 | 264.7422 | 8.3148 | 49.177 | 0
| Zone | Remainder of System | 2 | Monthly System Peak Day | CAISO | 1-in-10 | 2024 | 3 | 395.6818 | 408.7791 | 8.3215 | 48.9855 | 0
| Zone | Remainder of System | 2 | Monthly System Peak Day | CAISO | 1-in-10 | 2024 | 4 | 563.4339 | 584.1505 | 8.3295 | 49.4251 | 0
| Zone | Remainder of System | 2 | Monthly System Peak Day | CAISO | 1-in-10 | 2024 | 5 | 544.5145 | 575.4859 | 8.333 | 49.1723 | 0
| Zone | Remainder of System | 2 | Monthly System Peak Day | CAISO | 1-in-10 | 2024 | 6 | 534.2245 | 566.877 | 8.3379 | 48.6181 | 0
| Zone | Remainder of System | 2 | Monthly System Peak Day | CAISO | 1-in-10 | 2024 | 7 | 526.9664 | 526.0895 | 8.2897 | 48.1661 | 0
| Zone | Remainder of System | 2 | Monthly System Peak Day | CAISO | 1-in-10 | 2024 | 8 | 517.876 | 524.0979 | 8.2307 | 48.0934 | 0
| Zone | Remainder of System | 2 | Monthly System Peak Day | CAISO | 1-in-10 | 2024 | 9 | 498.6586 | 524.3766 | 8.1706 | 48.2762 | 0
| Zone | Remainder of System | 2 | Monthly System Peak Day | CAISO | 1-in-10 | 2024 | 10 | 476.6898 | 489.2174 | 8.2064 | 49.295 | 0
| Zone | Remainder of System | 2 | Monthly System Peak Day | CAISO | 1-in-10 | 2024 | 11 | 453.1084 | 461.7149 | 8.151 | 50.3528 | 0
| Zone | Remainder of System | 2 | Monthly System Peak Day | CAISO | 1-in-10 | 2024 | 12 | 447.8686 | 455.5928 | 8.0983 | 51.499 | 0
| Zone | Remainder of System | 2 | Monthly System Peak Day | CAISO | 1-in-10 | 2024 | 13 | 372.1491 | 383.9872 | 8.084 | 52.9288 | 0
| Zone | Remainder of System | 2 | Monthly System Peak Day | CAISO | 1-in-10 | 2024 | 14 | 333.3285 | 341.6428 | 8.129 | 54.0821 | 0
| Zone | Remainder of System | 2 | Monthly System Peak Day | CAISO | 1-in-10 | 2024 | 15 | 283.7887 | 293.3732 | 8.2018 | 54.6582 | 0
| Zone | Remainder of System | 2 | Monthly System Peak Day | CAISO | 1-in-10 | 2024 | 16 | 253.7353 | 257.385 | 8.2759 | 54.7659 | 0
| Zone | Remainder of System | 2 | Monthly System Peak Day | CAISO | 1-in-10 | 2024 | 17 | 245.8603 | 250.952 | 8.1165 | 56.1957 | 0
| Zone | Remainder of System | 2 | Monthly System Peak Day | CAISO | 1-in-10 | 2024 | 18 | 232.4984 | 237.6071 | 8.0884 | 54.984 | 0
| Zone | Remainder of System | 2 | Monthly System Peak Day | CAISO | 1-in-10 | 2024 | 19 | 254.5946 | 259.0589 | 8.3122 | 53.8312 | 0
| Zone | Remainder of System | 2 | Monthly System Peak Day | CAISO | 1-in-10 | 2024 | 20 | 246.3468 | 306.2361 | 8.333 | 52.8373 | 0
| Zone | Remainder of System | 2 | Monthly System Peak Day | CAISO | 1-in-10 | 2024 | 21 | 224.786 | 230.9761 | 7.949 | 52.3428 | 0
| Zone | Remainder of System | 2 | Monthly System Peak Day | CAISO | 1-in-10 | 2024 | 22 | 394.1529 | 409.8474 | 8.2095 | 51.7723 | 0
| Zone | Remainder of System | 2 | Monthly System Peak Day | CAISO | 1-in-10 | 2024 | 23 | 378.4064 | 393.576 | 8.2434 | 51.2011 | 0
| Zone | Remainder of System | 2 | Monthly System Peak Day | CAISO | 1-in-10 | 2024 | 24 | 318.2009 | 331.8551 | 8.2471 | 50.5653 | 0
| Zone | Remainder of System | 3 | Average Weekday | CAISO | 1-in-10 | 2024 | 1 | 270.078 | 281.9221 | 8.3704 | 57.5537 | 0
| Zone | Remainder of System | 3 | Average Weekday | CAISO | 1-in-10 | 2024 | 2 | 264.7213 | 272.1877 | 8.3215 | 56.4206 | 0
| Zone | Remainder of System | 3 | Average Weekday | CAISO | 1-in-10 | 2024 | 3 | 422.9935 | 434.0715 | 8.3143 | 55.3452 | 0
| Zone | Remainder of System | 3 | Average Weekday | CAISO | 1-in-10 | 2024 | 4 | 596.0373 | 612.8293 | 8.297 | 54.4215 | 0
| Zone | Remainder of System | 3 | Average Weekday | CAISO | 1-in-10 | 2024 | 5 | 563.1983 | 582.5651 | 8.2908 | 53.6273 | 0
| Zone | Remainder of System | 3 | Average Weekday | CAISO | 1-in-10 | 2024 | 6 | 553.1776 | 572.4415 | 8.2591 | 52.9063 | 0
| Zone | Remainder of System | 3 | Average Weekday | CAISO | 1-in-10 | 2024 | 7 | 557.3629 | 558.067 | 8.2436 | 52.44 | 0
| Zone | Remainder of System | 3 | Average Weekday | CAISO | 1-in-10 | 2024 | 8 | 536.248 | 546.1249 | 8.3982 | 52.295 | 0
| Zone | Remainder of System | 3 | Average Weekday | CAISO | 1-in-10 | 2024 | 9 | 520.8833 | 560.6415 | 8.5893 | 53.6088 | 0
| Zone | Remainder of System | 3 | Average Weekday | CAISO | 1-in-10 | 2024 | 10 | 501.8548 | 524.5025 | 8.4558 | 57.1162 | 0
| Zone | Remainder of System | 3 | Average Weekday | CAISO | 1-in-10 | 2024 | 11 | 470.2905 | 486.7881 | 8.5343 | 61.4632 | 0
| Zone | Remainder of System | 3 | Average Weekday | CAISO | 1-in-10 | 2024 | 12 | 470.1606 | 482.2588 | 8.6232 | 65.4775 | 0
| Zone | Remainder of System | 3 | Average Weekday | CAISO | 1-in-10 | 2024 | 13 | 377.5523 | 388.4012 | 8.6983 | 68.7024 | 0
| Zone | Remainder of System | 3 | Average Weekday | CAISO | 1-in-10 | 2024 | 14 | 352.3999 | 359.799 | 8.6488 | 70.914 | 0
| Zone | Remainder of System | 3 | Average Weekday | CAISO | 1-in-10 | 2024 | 15 | 306.1203 | 313.1265 | 8.4826 | 72.242 | 0
| Zone | Remainder of System | 3 | Average Weekday | CAISO | 1-in-10 | 2024 | 16 | 272.6917 | 275.5761 | 8.2651 | 72.9142 | 0
| Zone | Remainder of System | 3 | Average Weekday | CAISO | 1-in-10 | 2024 | 17 | 273.669 | 279.4444 | 8.1126 | 72.9266 | 0
| Zone | Remainder of System | 3 | Average Weekday | CAISO | 1-in-10 | 2024 | 18 | 246.9169 | 253.3252 | 8.1271 | 71.945 | 0
| Zone | Remainder of System | 3 | Average Weekday | CAISO | 1-in-10 | 2024 | 19 | 261.9182 | 268.5675 | 8.4001 | 70.1003 | 0
| Zone | Remainder of System | 3 | Average Weekday | CAISO | 1-in-10 | 2024 | 20 | 248.6743 | 251.9573 | 8.2969 | 67.4013 | 0
| Zone | Remainder of System | 3 | Average Weekday | CAISO | 1-in-10 | 2024 | 21 | 221.1229 | 226.1252 | 7.9785 | 64.6072 | 0
| Zone | Remainder of System | 3 | Average Weekday | CAISO | 1-in-10 | 2024 | 22 | 418.3335 | 436.6772 | 8.2233 | 62.6982 | 0
| Zone | Remainder of System | 3 | Average Weekday | CAISO | 1-in-10 | 2024 | 23 | 407.4095 | 428.8545 | 8.3253 | 61.2385 | 0
| Zone | Remainder of System | 3 | Average Weekday | CAISO | 1-in-10 | 2024 | 24 | 349.6833 | 374.7075 | 8.4157 | 59.8218 | 0
| Zone | Remainder of System | 3 | Monthly System Peak Day | CAISO | 1-in-10 | 2024 | 1 | 270.078 | 292.7366 | 8.3597 | 63.8584 | 0
| Zone | Remainder of System | 3 | Monthly System Peak Day | CAISO | 1-in-10 | 2024 | 2 | 264.7213 | 279.4415 | 8.2762 | 62.1419 | 0
| Zone | Remainder of System | 3 | Monthly System Peak Day | CAISO | 1-in-10 | 2024 | 3 | 422.9935 | 441.1213 | 8.2673 | 61.0177 | 0
| Zone | Remainder of System | 3 | Monthly System Peak Day | CAISO | 1-in-10 | 2024 | 4 | 596.0373 | 616.9323 | 8.2494 | 59.9552 | 0
| Zone | Remainder of System | 3 | Monthly System Peak Day | CAISO | 1-in-10 | 2024 | 5 | 563.1983 | 590.0675 | 8.2434 | 58.873 | 0
| Zone | Remainder of System | 3 | Monthly System Peak Day | CAISO | 1-in-10 | 2024 | 6 | 553.1776 | 572.0327 | 8.2183 | 57.7036 | 0
| Zone | Remainder of System | 3 | Monthly System Peak Day | CAISO | 1-in-10 | 2024 | 7 | 557.3629 | 552.3419 | 8.2049 | 56.8933 | 0
| Zone | Remainder of System | 3 | Monthly System Peak Day | CAISO | 1-in-10 | 2024 | 8 | 536.248 | 559.3351 | 8.4253 | 56.4569 | 0
| Zone | Remainder of System | 3 | Monthly System Peak Day | CAISO | 1-in-10 | 2024 | 9 | 520.8833 | 572.2692 | 8.904 | 57.9028 | 0
| Zone | Remainder of System | 3 | Monthly System Peak Day | CAISO | 1-in-10 | 2024 | 10 | 501.8548 | 533.0723 | 8.5724 | 62.68 | 0
| Zone | Remainder of System | 3 | Monthly System Peak Day | CAISO | 1-in-10 | 2024 | 11 | 470.2905 | 500.2466 | 8.8289 | 68.5633 | 0
| Zone | Remainder of System | 3 | Monthly System Peak Day | CAISO | 1-in-10 | 2024 | 12 | 470.1606 | 495.4055 | 9.1431 | 74.63 | 0
| Zone | Remainder of System | 3 | Monthly System Peak Day | CAISO | 1-in-10 | 2024 | 13 | 377.5523 | 389.3631 | 9.4092 | 79.9691 | 0
| Zone | Remainder of System | 3 | Monthly System Peak Day | CAISO | 1-in-10 | 2024 | 14 | 352.3999 | 360.4378 | 9.2252 | 82.6747 | 0
| Zone | Remainder of System | 3 | Monthly System Peak Day | CAISO | 1-in-10 | 2024 | 15 | 306.1203 | 314.4219 | 8.7284 | 83.9275 | 0
| Zone | Remainder of System | 3 | Monthly System Peak Day | CAISO | 1-in-10 | 2024 | 16 | 272.6917 | 274.2501 | 8.2218 | 84.8709 | 0
| Zone | Remainder of System | 3 | Monthly System Peak Day | CAISO | 1-in-10 | 2024 | 17 | 273.669 | 279.6753 | 8.0733 | 85.4575 | 0
| Zone | Remainder of System | 3 | Monthly System Peak Day | CAISO | 1-in-10 | 2024 | 18 | 246.9169 | 253.2586 | 8.0803 | 85.1969 | 0
| Zone | Remainder of System | 3 | Monthly System Peak Day | CAISO | 1-in-10 | 2024 | 19 | 261.9182 | 267.8296 | 8.8124 | 83.6747 | 0
| Zone | Remainder of System | 3 | Monthly System Peak Day | CAISO | 1-in-10 | 2024 | 20 | 248.6743 | 252.6792 | 8.2965 | 81.2166 | 0
| Zone | Remainder of System | 3 | Monthly System Peak Day | CAISO | 1-in-10 | 2024 | 21 | 221.1229 | 228.5318 | 8.3939 | 77.2319 | 0
| Zone | Remainder of System | 3 | Monthly System Peak Day | CAISO | 1-in-10 | 2024 | 22 | 418.3335 | 436.762 | 8.1847 | 74.0355 | 0
| Zone | Remainder of System | 3 | Monthly System Peak Day | CAISO | 1-in-10 | 2024 | 23 | 407.4095 | 432.41 | 8.292 | 71.1653 | 0
| Zone | Remainder of System | 3 | Monthly System Peak Day | CAISO | 1-in-10 | 2024 | 24 | 349.6833 | 389.6559 | 8.4526 | 68.9205 | 0
| Zone | Remainder of System | 4 | Average Weekday | CAISO | 1-in-10 | 2024 | 1 | 268.2972 | 279.5096 | 8.387 | 58.8942 | 0
| Zone | Remainder of System | 4 | Average Weekday | CAISO | 1-in-10 | 2024 | 2 | 266.4724 | 274.7491 | 8.3389 | 57.8643 | 0
| Zone | Remainder of System | 4 | Average Weekday | CAISO | 1-in-10 | 2024 | 3 | 424.4453 | 436.1852 | 8.3316 | 56.8375 | 0
| Zone | Remainder of System | 4 | Average Weekday | CAISO | 1-in-10 | 2024 | 4 | 592.7286 | 609.2147 | 8.3146 | 55.8951 | 0
| Zone | Remainder of System | 4 | Average Weekday | CAISO | 1-in-10 | 2024 | 5 | 548.3166 | 566.4675 | 8.3082 | 55.1051 | 0
| Zone | Remainder of System | 4 | Average Weekday | CAISO | 1-in-10 | 2024 | 6 | 543.2853 | 561.6618 | 8.2762 | 54.4914 | 0
| Zone | Remainder of System | 4 | Average Weekday | CAISO | 1-in-10 | 2024 | 7 | 546.8342 | 547.9951 | 8.2597 | 54.0511 | 0
| Zone | Remainder of System | 4 | Average Weekday | CAISO | 1-in-10 | 2024 | 8 | 531.8783 | 539.3181 | 8.4134 | 53.933 | 0
| Zone | Remainder of System | 4 | Average Weekday | CAISO | 1-in-10 | 2024 | 9 | 502.9982 | 541.3442 | 8.6031 | 55.9565 | 0
| Zone | Remainder of System | 4 | Average Weekday | CAISO | 1-in-10 | 2024 | 10 | 485.1331 | 507.9354 | 8.471 | 59.3948 | 0
| Zone | Remainder of System | 4 | Average Weekday | CAISO | 1-in-10 | 2024 | 11 | 459.3328 | 473.2931 | 8.5478 | 63.1669 | 0
| Zone | Remainder of System | 4 | Average Weekday | CAISO | 1-in-10 | 2024 | 12 | 458.7139 | 470.8135 | 8.6349 | 66.6331 | 0
| Zone | Remainder of System | 4 | Average Weekday | CAISO | 1-in-10 | 2024 | 13 | 375.5777 | 386.3586 | 8.7087 | 69.1363 | 0
| Zone | Remainder of System | 4 | Average Weekday | CAISO | 1-in-10 | 2024 | 14 | 345.9316 | 353.4342 | 8.6604 | 70.9166 | 0
| Zone | Remainder of System | 4 | Average Weekday | CAISO | 1-in-10 | 2024 | 15 | 293.6994 | 301.0269 | 8.4959 | 72.1063 | 0
| Zone | Remainder of System | 4 | Average Weekday | CAISO | 1-in-10 | 2024 | 16 | 261.5925 | 264.5864 | 8.281 | 72.7231 | 0
| Zone | Remainder of System | 4 | Average Weekday | CAISO | 1-in-10 | 2024 | 17 | 259.9943 | 264.4035 | 8.1459 | 72.7927 | 0
| Zone | Remainder of System | 4 | Average Weekday | CAISO | 1-in-10 | 2024 | 18 | 224.1516 | 229.7587 | 8.158 | 71.9472 | 0
| Zone | Remainder of System | 4 | Average Weekday | CAISO | 1-in-10 | 2024 | 19 | 230.0398 | 236.7535 | 8.4003 | 70.4946 | 0
| Zone | Remainder of System | 4 | Average Weekday | CAISO | 1-in-10 | 2024 | 20 | 222.7703 | 226.1238 | 8.297 | 68.2726 | 0
| Zone | Remainder of System | 4 | Average Weekday | CAISO | 1-in-10 | 2024 | 21 | 224.195 | 229.4148 | 7.9939 | 65.3051 | 0
| Zone | Remainder of System | 4 | Average Weekday | CAISO | 1-in-10 | 2024 | 22 | 408.5456 | 426.5315 | 8.2356 | 63.0304 | 0
| Zone | Remainder of System | 4 | Average Weekday | CAISO | 1-in-10 | 2024 | 23 | 401.8832 | 422.8722 | 8.3418 | 61.4331 | 0
| Zone | Remainder of System | 4 | Average Weekday | CAISO | 1-in-10 | 2024 | 24 | 344.1283 | 368.2022 | 8.4318 | 60.1413 | 0
| Zone | Remainder of System | 4 | Monthly System Peak Day | CAISO | 1-in-10 | 2024 | 1 | 268.2972 | 289.6129 | 8.3776 | 70.3336 | 0
| Zone | Remainder of System | 4 | Monthly System Peak Day | CAISO | 1-in-10 | 2024 | 2 | 266.4724 | 281.7368 | 8.2944 | 67.9333 | 0
| Zone | Remainder of System | 4 | Monthly System Peak Day | CAISO | 1-in-10 | 2024 | 3 | 424.4453 | 443.7171 | 8.2855 | 65.8852 | 0
| Zone | Remainder of System | 4 | Monthly System Peak Day | CAISO | 1-in-10 | 2024 | 4 | 592.7286 | 612.8186 | 8.2676 | 64.6811 | 0
| Zone | Remainder of System | 4 | Monthly System Peak Day | CAISO | 1-in-10 | 2024 | 5 | 548.3166 | 573.4761 | 8.2614 | 64.9291 | 0
| Zone | Remainder of System | 4 | Monthly System Peak Day | CAISO | 1-in-10 | 2024 | 6 | 543.2853 | 560.974 | 8.2359 | 64.885 | 0
| Zone | Remainder of System | 4 | Monthly System Peak Day | CAISO | 1-in-10 | 2024 | 7 | 546.8342 | 542.1265 | 8.2214 | 65.1559 | 0
| Zone | Remainder of System | 4 | Monthly System Peak Day | CAISO | 1-in-10 | 2024 | 8 | 531.8783 | 555.307 | 8.442 | 65.2855 | 0
| Zone | Remainder of System | 4 | Monthly System Peak Day | CAISO | 1-in-10 | 2024 | 9 | 502.9982 | 552.8074 | 8.9198 | 68.4942 | 0
| Zone | Remainder of System | 4 | Monthly System Peak Day | CAISO | 1-in-10 | 2024 | 10 | 485.1331 | 515.8799 | 8.5894 | 73.08 | 0
| Zone | Remainder of System | 4 | Monthly System Peak Day | CAISO | 1-in-10 | 2024 | 11 | 459.3328 | 485.8843 | 8.8446 | 77.5594 | 0
| Zone | Remainder of System | 4 | Monthly System Peak Day | CAISO | 1-in-10 | 2024 | 12 | 458.7139 | 483.7859 | 9.1574 | 81.6147 | 0
| Zone | Remainder of System | 4 | Monthly System Peak Day | CAISO | 1-in-10 | 2024 | 13 | 375.5777 | 387.5398 | 9.4226 | 84.5697 | 0
| Zone | Remainder of System | 4 | Monthly System Peak Day | CAISO | 1-in-10 | 2024 | 14 | 345.9316 | 353.9507 | 9.2395 | 86.4428 | 0
| Zone | Remainder of System | 4 | Monthly System Peak Day | CAISO | 1-in-10 | 2024 | 15 | 293.6994 | 302.6375 | 8.744 | 87.84 | 0
| Zone | Remainder of System | 4 | Monthly System Peak Day | CAISO | 1-in-10 | 2024 | 16 | 261.5925 | 263.2159 | 8.2388 | 88.8178 | 0
| Zone | Remainder of System | 4 | Monthly System Peak Day | CAISO | 1-in-10 | 2024 | 17 | 259.9943 | 264.6251 | 8.1067 | 89.5453 | 0
| Zone | Remainder of System | 4 | Monthly System Peak Day | CAISO | 1-in-10 | 2024 | 18 | 224.1516 | 230.0552 | 8.1114 | 89.6969 | 0
| Zone | Remainder of System | 4 | Monthly System Peak Day | CAISO | 1-in-10 | 2024 | 19 | 230.0398 | 236.018 | 8.8146 | 88.7875 | 0
| Zone | Remainder of System | 4 | Monthly System Peak Day | CAISO | 1-in-10 | 2024 | 20 | 222.7703 | 226.8832 | 8.2966 | 86.7188 | 0
| Zone | Remainder of System | 4 | Monthly System Peak Day | CAISO | 1-in-10 | 2024 | 21 | 224.195 | 231.8323 | 8.4103 | 83.2297 | 0
| Zone | Remainder of System | 4 | Monthly System Peak Day | CAISO | 1-in-10 | 2024 | 22 | 408.5456 | 426.489 | 8.1978 | 79.8656 | 0
| Zone | Remainder of System | 4 | Monthly System Peak Day | CAISO | 1-in-10 | 2024 | 23 | 401.8832 | 426.2956 | 8.3095 | 77.1739 | 0
| Zone | Remainder of System | 4 | Monthly System Peak Day | CAISO | 1-in-10 | 2024 | 24 | 344.1283 | 382.751 | 8.47 | 74.4806 | 0
| Zone | Remainder of System | 5 | Average Weekday | CAISO | 1-in-10 | 2024 | 1 | 281.4482 | 292.7471 | 8.4191 | 62.1727 | 0
| Zone | Remainder of System | 5 | Average Weekday | CAISO | 1-in-10 | 2024 | 2 | 282.0608 | 289.374 | 8.372 | 61.1648 | 0
| Zone | Remainder of System | 5 | Average Weekday | CAISO | 1-in-10 | 2024 | 3 | 440.8528 | 453.4698 | 8.3648 | 60.2356 | 0
| Zone | Remainder of System | 5 | Average Weekday | CAISO | 1-in-10 | 2024 | 4 | 603.8361 | 621.4943 | 8.3479 | 59.3569 | 0
| Zone | Remainder of System | 5 | Average Weekday | CAISO | 1-in-10 | 2024 | 5 | 565.3326 | 584.3372 | 8.341 | 58.7412 | 0
| Zone | Remainder of System | 5 | Average Weekday | CAISO | 1-in-10 | 2024 | 6 | 550.6906 | 570.6537 | 8.3081 | 58.1661 | 0
| Zone | Remainder of System | 5 | Average Weekday | CAISO | 1-in-10 | 2024 | 7 | 544.6135 | 545.8358 | 8.2897 | 57.8997 | 0
| Zone | Remainder of System | 5 | Average Weekday | CAISO | 1-in-10 | 2024 | 8 | 542.5181 | 553.6876 | 8.443 | 58.7071 | 0
| Zone | Remainder of System | 5 | Average Weekday | CAISO | 1-in-10 | 2024 | 9 | 509.9728 | 545.8816 | 8.6306 | 61.456 | 0
| Zone | Remainder of System | 5 | Average Weekday | CAISO | 1-in-10 | 2024 | 10 | 500.2022 | 523.4342 | 8.5007 | 64.9894 | 0
| Zone | Remainder of System | 5 | Average Weekday | CAISO | 1-in-10 | 2024 | 11 | 480.7235 | 495.2756 | 8.5742 | 68.1837 | 0
| Zone | Remainder of System | 5 | Average Weekday | CAISO | 1-in-10 | 2024 | 12 | 473.8717 | 485.5675 | 8.6577 | 70.9372 | 0
| Zone | Remainder of System | 5 | Average Weekday | CAISO | 1-in-10 | 2024 | 13 | 384.1783 | 395.3034 | 8.7294 | 73.3433 | 0
| Zone | Remainder of System | 5 | Average Weekday | CAISO | 1-in-10 | 2024 | 14 | 360.7744 | 368.4924 | 8.6833 | 75.1538 | 0
| Zone | Remainder of System | 5 | Average Weekday | CAISO | 1-in-10 | 2024 | 15 | 318.118 | 325.2025 | 8.5224 | 76.3764 | 0
| Zone | Remainder of System | 5 | Average Weekday | CAISO | 1-in-10 | 2024 | 16 | 276.8194 | 279.6629 | 8.3114 | 76.8846 | 0
| Zone | Remainder of System | 5 | Average Weekday | CAISO | 1-in-10 | 2024 | 17 | 264.705 | 270.1512 | 8.176 | 76.8837 | 0
| Zone | Remainder of System | 5 | Average Weekday | CAISO | 1-in-10 | 2024 | 18 | 238.4128 | 244.3309 | 8.1849 | 76.1315 | 0
| Zone | Remainder of System | 5 | Average Weekday | CAISO | 1-in-10 | 2024 | 19 | 247.8781 | 254.754 | 8.3984 | 74.7201 | 0
| Zone | Remainder of System | 5 | Average Weekday | CAISO | 1-in-10 | 2024 | 20 | 235.8632 | 239.1771 | 8.2966 | 72.5958 | 0
| Zone | Remainder of System | 5 | Average Weekday | CAISO | 1-in-10 | 2024 | 21 | 241.0744 | 246.4444 | 7.9959 | 69.615 | 0
| Zone | Remainder of System | 5 | Average Weekday | CAISO | 1-in-10 | 2024 | 22 | 428.9063 | 447.1776 | 8.2624 | 66.8354 | 0
| Zone | Remainder of System | 5 | Average Weekday | CAISO | 1-in-10 | 2024 | 23 | 428.0602 | 449.7443 | 8.3721 | 64.9385 | 0
| Zone | Remainder of System | 5 | Average Weekday | CAISO | 1-in-10 | 2024 | 24 | 366.192 | 391.1508 | 8.4625 | 63.4049 | 0
| Zone | Remainder of System | 5 | Monthly System Peak Day | CAISO | 1-in-10 | 2024 | 1 | 281.4482 | 303.4446 | 8.4061 | 73.6895 | 0
| Zone | Remainder of System | 5 | Monthly System Peak Day | CAISO | 1-in-10 | 2024 | 2 | 282.0608 | 296.6801 | 8.3252 | 72.0766 | 0
| Zone | Remainder of System | 5 | Monthly System Peak Day | CAISO | 1-in-10 | 2024 | 3 | 440.8528 | 461.5096 | 8.3166 | 70.6422 | 0
| Zone | Remainder of System | 5 | Monthly System Peak Day | CAISO | 1-in-10 | 2024 | 4 | 603.8361 | 625.7081 | 8.2993 | 69.0833 | 0
| Zone | Remainder of System | 5 | Monthly System Peak Day | CAISO | 1-in-10 | 2024 | 5 | 565.3326 | 591.9651 | 8.2926 | 68.0722 | 0
| Zone | Remainder of System | 5 | Monthly System Peak Day | CAISO | 1-in-10 | 2024 | 6 | 550.6906 | 570.9994 | 8.2667 | 67.0072 | 0
| Zone | Remainder of System | 5 | Monthly System Peak Day | CAISO | 1-in-10 | 2024 | 7 | 544.6135 | 539.9343 | 8.2505 | 66.5788 | 0
| Zone | Remainder of System | 5 | Monthly System Peak Day | CAISO | 1-in-10 | 2024 | 8 | 542.5181 | 564.1346 | 8.4678 | 66.8927 | 0
| Zone | Remainder of System | 5 | Monthly System Peak Day | CAISO | 1-in-10 | 2024 | 9 | 509.9728 | 557.752 | 8.9408 | 71.0933 | 0
| Zone | Remainder of System | 5 | Monthly System Peak Day | CAISO | 1-in-10 | 2024 | 10 | 500.2022 | 531.1093 | 8.6138 | 77.5111 | 0
| Zone | Remainder of System | 5 | Monthly System Peak Day | CAISO | 1-in-10 | 2024 | 11 | 480.7235 | 507.4674 | 8.8644 | 83.59 | 0
| Zone | Remainder of System | 5 | Monthly System Peak Day | CAISO | 1-in-10 | 2024 | 12 | 473.8717 | 497.5873 | 9.1726 | 87.7347 | 0
| Zone | Remainder of System | 5 | Monthly System Peak Day | CAISO | 1-in-10 | 2024 | 13 | 384.1783 | 395.9378 | 9.435 | 90.7541 | 0
| Zone | Remainder of System | 5 | Monthly System Peak Day | CAISO | 1-in-10 | 2024 | 14 | 360.7744 | 366.7168 | 9.2544 | 92.7356 | 0
| Zone | Remainder of System | 5 | Monthly System Peak Day | CAISO | 1-in-10 | 2024 | 15 | 318.118 | 326.8518 | 8.7641 | 93.8294 | 0
| Zone | Remainder of System | 5 | Monthly System Peak Day | CAISO | 1-in-10 | 2024 | 16 | 276.8194 | 278.4267 | 8.2667 | 93.7816 | 0
| Zone | Remainder of System | 5 | Monthly System Peak Day | CAISO | 1-in-10 | 2024 | 17 | 264.705 | 270.4124 | 8.1358 | 93.1462 | 0
| Zone | Remainder of System | 5 | Monthly System Peak Day | CAISO | 1-in-10 | 2024 | 18 | 238.4128 | 244.2884 | 8.1361 | 92.5491 | 0
| Zone | Remainder of System | 5 | Monthly System Peak Day | CAISO | 1-in-10 | 2024 | 19 | 247.8781 | 253.901 | 8.7986 | 91.3375 | 0
| Zone | Remainder of System | 5 | Monthly System Peak Day | CAISO | 1-in-10 | 2024 | 20 | 235.8632 | 239.9449 | 8.2962 | 88.9545 | 0
| Zone | Remainder of System | 5 | Monthly System Peak Day | CAISO | 1-in-10 | 2024 | 21 | 241.0744 | 248.8812 | 8.4107 | 85.287 | 0
| Zone | Remainder of System | 5 | Monthly System Peak Day | CAISO | 1-in-10 | 2024 | 22 | 428.9063 | 447.1682 | 8.2234 | 81.6912 | 0
| Zone | Remainder of System | 5 | Monthly System Peak Day | CAISO | 1-in-10 | 2024 | 23 | 428.0602 | 453.313 | 8.3372 | 79.1098 | 0
| Zone | Remainder of System | 5 | Monthly System Peak Day | CAISO | 1-in-10 | 2024 | 24 | 366.192 | 406.0546 | 8.4966 | 76.3587 | 0
| Zone | Remainder of System | 6 | Average Weekday | CAISO | 1-in-10 | 2024 | 1 | 271.8395 | 289.0951 | 8.2652 | 66.1798 | 0
| Zone | Remainder of System | 6 | Average Weekday | CAISO | 1-in-10 | 2024 | 2 | 266.8215 | 280.6001 | 8.275 | 65.4593 | 0
| Zone | Remainder of System | 6 | Average Weekday | CAISO | 1-in-10 | 2024 | 3 | 417.0881 | 437.8381 | 8.2768 | 64.7904 | 0
| Zone | Remainder of System | 6 | Average Weekday | CAISO | 1-in-10 | 2024 | 4 | 571.8137 | 591.2177 | 8.2793 | 64.1255 | 0
| Zone | Remainder of System | 6 | Average Weekday | CAISO | 1-in-10 | 2024 | 5 | 528.4976 | 555.5492 | 8.2781 | 63.6086 | 0
| Zone | Remainder of System | 6 | Average Weekday | CAISO | 1-in-10 | 2024 | 6 | 533.2448 | 562.8431 | 8.2799 | 63.1772 | 0
| Zone | Remainder of System | 6 | Average Weekday | CAISO | 1-in-10 | 2024 | 7 | 542.799 | 540.7366 | 8.3219 | 62.8134 | 0
| Zone | Remainder of System | 6 | Average Weekday | CAISO | 1-in-10 | 2024 | 8 | 535.6716 | 548.7634 | 8.1974 | 63.3196 | 0
| Zone | Remainder of System | 6 | Average Weekday | CAISO | 1-in-10 | 2024 | 9 | 537.126 | 563.4236 | 8.1879 | 65.3704 | 0
| Zone | Remainder of System | 6 | Average Weekday | CAISO | 1-in-10 | 2024 | 10 | 522.6068 | 538.8946 | 8.2707 | 68.2381 | 0
| Zone | Remainder of System | 6 | Average Weekday | CAISO | 1-in-10 | 2024 | 11 | 485.839 | 500.5212 | 8.2536 | 71.5251 | 0
| Zone | Remainder of System | 6 | Average Weekday | CAISO | 1-in-10 | 2024 | 12 | 479.1573 | 497.278 | 8.2111 | 74.7391 | 0
| Zone | Remainder of System | 6 | Average Weekday | CAISO | 1-in-10 | 2024 | 13 | 388.4273 | 413.5422 | 8.2159 | 77.286 | 0
| Zone | Remainder of System | 6 | Average Weekday | CAISO | 1-in-10 | 2024 | 14 | 361.4138 | 382.6689 | 8.2425 | 79.241 | 0
| Zone | Remainder of System | 6 | Average Weekday | CAISO | 1-in-10 | 2024 | 15 | 301.0182 | 320.7542 | 8.355 | 80.4784 | 0
| Zone | Remainder of System | 6 | Average Weekday | CAISO | 1-in-10 | 2024 | 16 | 264.1694 | 270.9907 | 8.4852 | 81.0262 | 0
| Zone | Remainder of System | 6 | Average Weekday | CAISO | 1-in-10 | 2024 | 17 | 260.226 | 267.8881 | 9.3368 | 80.9375 | 0
| Zone | Remainder of System | 6 | Average Weekday | CAISO | 1-in-10 | 2024 | 18 | 225.5708 | 243.5947 | 9.2328 | 80.0399 | 0
| Zone | Remainder of System | 6 | Average Weekday | CAISO | 1-in-10 | 2024 | 19 | 217.7385 | 240.117 | 10.1265 | 78.5607 | 0
| Zone | Remainder of System | 6 | Average Weekday | CAISO | 1-in-10 | 2024 | 20 | 199.7991 | 213.4334 | 8.3765 | 76.4905 | 0
| Zone | Remainder of System | 6 | Average Weekday | CAISO | 1-in-10 | 2024 | 21 | 219.2957 | 239.3041 | 9.0176 | 73.5536 | 0
| Zone | Remainder of System | 6 | Average Weekday | CAISO | 1-in-10 | 2024 | 22 | 385.565 | 412.9978 | 8.2871 | 70.5065 | 0
| Zone | Remainder of System | 6 | Average Weekday | CAISO | 1-in-10 | 2024 | 23 | 407.0349 | 439.2822 | 8.2731 | 68.5894 | 0
| Zone | Remainder of System | 6 | Average Weekday | CAISO | 1-in-10 | 2024 | 24 | 375.0008 | 404.6239 | 8.2367 | 67.2621 | 0
| Zone | Remainder of System | 6 | Monthly System Peak Day | CAISO | 1-in-10 | 2024 | 1 | 271.8395 | 269.1158 | 9.8792 | 74.18 | 0
| Zone | Remainder of System | 6 | Monthly System Peak Day | CAISO | 1-in-10 | 2024 | 2 | 266.8215 | 254.8718 | 9.8984 | 72.7065 | 0
| Zone | Remainder of System | 6 | Monthly System Peak Day | CAISO | 1-in-10 | 2024 | 3 | 417.0881 | 368.2937 | 9.9033 | 71.5258 | 0
| Zone | Remainder of System | 6 | Monthly System Peak Day | CAISO | 1-in-10 | 2024 | 4 | 571.8137 | 474.8761 | 9.9038 | 70.6323 | 0
| Zone | Remainder of System | 6 | Monthly System Peak Day | CAISO | 1-in-10 | 2024 | 5 | 528.4976 | 447.6237 | 9.8985 | 69.5588 | 0
| Zone | Remainder of System | 6 | Monthly System Peak Day | CAISO | 1-in-10 | 2024 | 6 | 533.2448 | 467.2763 | 9.8919 | 68.8017 | 0
| Zone | Remainder of System | 6 | Monthly System Peak Day | CAISO | 1-in-10 | 2024 | 7 | 542.799 | 456.6446 | 9.8966 | 68.3586 | 0
| Zone | Remainder of System | 6 | Monthly System Peak Day | CAISO | 1-in-10 | 2024 | 8 | 535.6716 | 473.0775 | 9.8286 | 69.0209 | 0
| Zone | Remainder of System | 6 | Monthly System Peak Day | CAISO | 1-in-10 | 2024 | 9 | 537.126 | 518.4283 | 9.8096 | 72.6292 | 0
| Zone | Remainder of System | 6 | Monthly System Peak Day | CAISO | 1-in-10 | 2024 | 10 | 522.6068 | 493.0703 | 9.8533 | 78.5491 | 0
| Zone | Remainder of System | 6 | Monthly System Peak Day | CAISO | 1-in-10 | 2024 | 11 | 485.839 | 455.6752 | 9.8238 | 83.72 | 0
| Zone | Remainder of System | 6 | Monthly System Peak Day | CAISO | 1-in-10 | 2024 | 12 | 479.1573 | 453.1687 | 9.7935 | 88.5556 | 0
| Zone | Remainder of System | 6 | Monthly System Peak Day | CAISO | 1-in-10 | 2024 | 13 | 388.4273 | 382.7536 | 9.7885 | 90.5747 | 0
| Zone | Remainder of System | 6 | Monthly System Peak Day | CAISO | 1-in-10 | 2024 | 14 | 361.4138 | 360.6581 | 9.8121 | 92.3006 | 0
| Zone | Remainder of System | 6 | Monthly System Peak Day | CAISO | 1-in-10 | 2024 | 15 | 301.0182 | 306.4636 | 9.8994 | 93.8397 | 0
| Zone | Remainder of System | 6 | Monthly System Peak Day | CAISO | 1-in-10 | 2024 | 16 | 264.1694 | 258.1128 | 9.9731 | 94.9491 | 0
| Zone | Remainder of System | 6 | Monthly System Peak Day | CAISO | 1-in-10 | 2024 | 17 | 260.226 | 265.0855 | 10.9697 | 94.8055 | 0
| Zone | Remainder of System | 6 | Monthly System Peak Day | CAISO | 1-in-10 | 2024 | 18 | 225.5708 | 257.8354 | 11.0056 | 94.5518 | 0
| Zone | Remainder of System | 6 | Monthly System Peak Day | CAISO | 1-in-10 | 2024 | 19 | 217.7385 | 200.631 | 10.5451 | 93.253 | 0
| Zone | Remainder of System | 6 | Monthly System Peak Day | CAISO | 1-in-10 | 2024 | 20 | 199.7991 | 177.9643 | 9.9002 | 89.6871 | 0
| Zone | Remainder of System | 6 | Monthly System Peak Day | CAISO | 1-in-10 | 2024 | 21 | 219.2957 | 200.8729 | 11.6668 | 84.8848 | 0
| Zone | Remainder of System | 6 | Monthly System Peak Day | CAISO | 1-in-10 | 2024 | 22 | 385.565 | 355.601 | 10.038 | 80.465 | 0
| Zone | Remainder of System | 6 | Monthly System Peak Day | CAISO | 1-in-10 | 2024 | 23 | 407.0349 | 368.9218 | 9.8725 | 76.8585 | 0
| Zone | Remainder of System | 6 | Monthly System Peak Day | CAISO | 1-in-10 | 2024 | 24 | 375.0008 | 356.8599 | 9.8526 | 74.8392 | 0
| Zone | Remainder of System | 7 | Average Weekday | CAISO | 1-in-10 | 2024 | 1 | 264.1864 | 281.2449 | 8.8072 | 71.9581 | 0
| Zone | Remainder of System | 7 | Average Weekday | CAISO | 1-in-10 | 2024 | 2 | 260.6536 | 272.5212 | 8.8189 | 71.2274 | 0
| Zone | Remainder of System | 7 | Average Weekday | CAISO | 1-in-10 | 2024 | 3 | 403.1024 | 423.3391 | 8.821 | 70.5958 | 0
| Zone | Remainder of System | 7 | Average Weekday | CAISO | 1-in-10 | 2024 | 4 | 556.2369 | 578.2879 | 8.8235 | 70.0707 | 0
| Zone | Remainder of System | 7 | Average Weekday | CAISO | 1-in-10 | 2024 | 5 | 513.0889 | 538.5808 | 8.8216 | 69.613 | 0
| Zone | Remainder of System | 7 | Average Weekday | CAISO | 1-in-10 | 2024 | 6 | 512.8308 | 540.0132 | 8.8202 | 69.2234 | 0
| Zone | Remainder of System | 7 | Average Weekday | CAISO | 1-in-10 | 2024 | 7 | 521.3 | 520.1995 | 8.8021 | 69.0054 | 0
| Zone | Remainder of System | 7 | Average Weekday | CAISO | 1-in-10 | 2024 | 8 | 513.0066 | 528.1141 | 8.7447 | 69.4109 | 0
| Zone | Remainder of System | 7 | Average Weekday | CAISO | 1-in-10 | 2024 | 9 | 502.0181 | 529.8721 | 8.7307 | 71.6124 | 0
| Zone | Remainder of System | 7 | Average Weekday | CAISO | 1-in-10 | 2024 | 10 | 487.9457 | 504.1263 | 8.7718 | 74.5635 | 0
| Zone | Remainder of System | 7 | Average Weekday | CAISO | 1-in-10 | 2024 | 11 | 457.9683 | 473.2219 | 8.7551 | 77.9936 | 0
| Zone | Remainder of System | 7 | Average Weekday | CAISO | 1-in-10 | 2024 | 12 | 451.3941 | 471.5219 | 8.7399 | 81.273 | 0
| Zone | Remainder of System | 7 | Average Weekday | CAISO | 1-in-10 | 2024 | 13 | 362.0797 | 386.7624 | 8.733 | 83.8927 | 0
| Zone | Remainder of System | 7 | Average Weekday | CAISO | 1-in-10 | 2024 | 14 | 334.9781 | 356.5463 | 8.7578 | 85.8828 | 0
| Zone | Remainder of System | 7 | Average Weekday | CAISO | 1-in-10 | 2024 | 15 | 283.5017 | 303.4254 | 8.8137 | 87.0524 | 0
| Zone | Remainder of System | 7 | Average Weekday | CAISO | 1-in-10 | 2024 | 16 | 245.3848 | 251.9948 | 8.8547 | 87.6036 | 0
| Zone | Remainder of System | 7 | Average Weekday | CAISO | 1-in-10 | 2024 | 17 | 246.5121 | 255.2222 | 9.7932 | 87.406 | 0
| Zone | Remainder of System | 7 | Average Weekday | CAISO | 1-in-10 | 2024 | 18 | 217.1479 | 235.325 | 9.7034 | 86.5106 | 0
| Zone | Remainder of System | 7 | Average Weekday | CAISO | 1-in-10 | 2024 | 19 | 213.6353 | 236.276 | 9.4518 | 84.947 | 0
| Zone | Remainder of System | 7 | Average Weekday | CAISO | 1-in-10 | 2024 | 20 | 202.6513 | 216.2869 | 9.0908 | 82.535 | 0
| Zone | Remainder of System | 7 | Average Weekday | CAISO | 1-in-10 | 2024 | 21 | 220.6257 | 240.6055 | 9.2006 | 79.3713 | 0
| Zone | Remainder of System | 7 | Average Weekday | CAISO | 1-in-10 | 2024 | 22 | 384.2716 | 411.2162 | 8.8117 | 76.2956 | 0
| Zone | Remainder of System | 7 | Average Weekday | CAISO | 1-in-10 | 2024 | 23 | 399.8344 | 431.0441 | 8.8201 | 74.5072 | 0
| Zone | Remainder of System | 7 | Average Weekday | CAISO | 1-in-10 | 2024 | 24 | 359.3524 | 387.6617 | 8.7875 | 73.3159 | 0
| Zone | Remainder of System | 7 | Monthly System Peak Day | CAISO | 1-in-10 | 2024 | 1 | 264.1864 | 260.7318 | 8.8781 | 76.2832 | 0
| Zone | Remainder of System | 7 | Monthly System Peak Day | CAISO | 1-in-10 | 2024 | 2 | 260.6536 | 243.0083 | 8.8921 | 75.7961 | 0
| Zone | Remainder of System | 7 | Monthly System Peak Day | CAISO | 1-in-10 | 2024 | 3 | 403.1024 | 348.262 | 8.8958 | 74.9085 | 0
| Zone | Remainder of System | 7 | Monthly System Peak Day | CAISO | 1-in-10 | 2024 | 4 | 556.2369 | 458.1881 | 8.8947 | 73.7335 | 0
| Zone | Remainder of System | 7 | Monthly System Peak Day | CAISO | 1-in-10 | 2024 | 5 | 513.0889 | 428.2434 | 8.893 | 72.7953 | 0
| Zone | Remainder of System | 7 | Monthly System Peak Day | CAISO | 1-in-10 | 2024 | 6 | 512.8308 | 452.0244 | 8.8915 | 72.2561 | 0
| Zone | Remainder of System | 7 | Monthly System Peak Day | CAISO | 1-in-10 | 2024 | 7 | 521.3 | 442.6847 | 8.8987 | 71.7758 | 0
| Zone | Remainder of System | 7 | Monthly System Peak Day | CAISO | 1-in-10 | 2024 | 8 | 513.0066 | 457.8804 | 8.8281 | 71.9752 | 0
| Zone | Remainder of System | 7 | Monthly System Peak Day | CAISO | 1-in-10 | 2024 | 9 | 502.0181 | 483.7686 | 8.8077 | 74.5477 | 0
| Zone | Remainder of System | 7 | Monthly System Peak Day | CAISO | 1-in-10 | 2024 | 10 | 487.9457 | 456.6693 | 8.8501 | 78.0895 | 0
| Zone | Remainder of System | 7 | Monthly System Peak Day | CAISO | 1-in-10 | 2024 | 11 | 457.9683 | 427.9327 | 8.8165 | 82.0839 | 0
| Zone | Remainder of System | 7 | Monthly System Peak Day | CAISO | 1-in-10 | 2024 | 12 | 451.3941 | 425.9718 | 8.7857 | 85.8244 | 0
| Zone | Remainder of System | 7 | Monthly System Peak Day | CAISO | 1-in-10 | 2024 | 13 | 362.0797 | 358.9718 | 8.7752 | 88.5445 | 0
| Zone | Remainder of System | 7 | Monthly System Peak Day | CAISO | 1-in-10 | 2024 | 14 | 334.9781 | 335.3793 | 8.8065 | 90.4209 | 0
| Zone | Remainder of System | 7 | Monthly System Peak Day | CAISO | 1-in-10 | 2024 | 15 | 283.5017 | 290.6859 | 8.8947 | 91.6667 | 0
| Zone | Remainder of System | 7 | Monthly System Peak Day | CAISO | 1-in-10 | 2024 | 16 | 245.3848 | 240.0172 | 8.9501 | 92.1879 | 0
| Zone | Remainder of System | 7 | Monthly System Peak Day | CAISO | 1-in-10 | 2024 | 17 | 246.5121 | 252.3094 | 9.8543 | 91.3273 | 0
| Zone | Remainder of System | 7 | Monthly System Peak Day | CAISO | 1-in-10 | 2024 | 18 | 217.1479 | 248.7764 | 9.8825 | 90.6121 | 0
| Zone | Remainder of System | 7 | Monthly System Peak Day | CAISO | 1-in-10 | 2024 | 19 | 213.6353 | 198.8781 | 9.0215 | 89.1894 | 0
| Zone | Remainder of System | 7 | Monthly System Peak Day | CAISO | 1-in-10 | 2024 | 20 | 202.6513 | 176.5313 | 8.8596 | 86.5782 | 0
| Zone | Remainder of System | 7 | Monthly System Peak Day | CAISO | 1-in-10 | 2024 | 21 | 220.6257 | 201.9834 | 10.4284 | 83.2321 | 0
| Zone | Remainder of System | 7 | Monthly System Peak Day | CAISO | 1-in-10 | 2024 | 22 | 384.2716 | 354.2318 | 9.0134 | 79.4189 | 0
| Zone | Remainder of System | 7 | Monthly System Peak Day | CAISO | 1-in-10 | 2024 | 23 | 399.8344 | 361.8307 | 8.8571 | 77.6761 | 0
| Zone | Remainder of System | 7 | Monthly System Peak Day | CAISO | 1-in-10 | 2024 | 24 | 359.3524 | 339.7876 | 8.849 | 76.0106 | 0
| Zone | Remainder of System | 8 | Average Weekday | CAISO | 1-in-10 | 2024 | 1 | 273.0716 | 294.6983 | 8.3685 | 71.2547 | 0
| Zone | Remainder of System | 8 | Average Weekday | CAISO | 1-in-10 | 2024 | 2 | 271.7761 | 287.7263 | 8.3827 | 70.5191 | 0
| Zone | Remainder of System | 8 | Average Weekday | CAISO | 1-in-10 | 2024 | 3 | 411.1313 | 431.1557 | 8.3852 | 69.8526 | 0
| Zone | Remainder of System | 8 | Average Weekday | CAISO | 1-in-10 | 2024 | 4 | 567.6454 | 590.9073 | 8.388 | 69.3228 | 0
| Zone | Remainder of System | 8 | Average Weekday | CAISO | 1-in-10 | 2024 | 5 | 520.6772 | 552.3369 | 8.3855 | 68.8402 | 0
| Zone | Remainder of System | 8 | Average Weekday | CAISO | 1-in-10 | 2024 | 6 | 524.8178 | 559.2673 | 8.3833 | 68.4211 | 0
| Zone | Remainder of System | 8 | Average Weekday | CAISO | 1-in-10 | 2024 | 7 | 534.558 | 534.7448 | 8.364 | 68.0453 | 0
| Zone | Remainder of System | 8 | Average Weekday | CAISO | 1-in-10 | 2024 | 8 | 526.0825 | 544.4837 | 8.2958 | 67.9927 | 0
| Zone | Remainder of System | 8 | Average Weekday | CAISO | 1-in-10 | 2024 | 9 | 509.5012 | 536.3525 | 8.2774 | 69.6799 | 0
| Zone | Remainder of System | 8 | Average Weekday | CAISO | 1-in-10 | 2024 | 10 | 497.9463 | 514.5792 | 8.3276 | 72.3836 | 0
| Zone | Remainder of System | 8 | Average Weekday | CAISO | 1-in-10 | 2024 | 11 | 462.5288 | 478.1784 | 8.3049 | 75.5585 | 0
| Zone | Remainder of System | 8 | Average Weekday | CAISO | 1-in-10 | 2024 | 12 | 452.4942 | 473.0945 | 8.2829 | 78.7703 | 0
| Zone | Remainder of System | 8 | Average Weekday | CAISO | 1-in-10 | 2024 | 13 | 372.6549 | 398.7177 | 8.2729 | 81.5628 | 0
| Zone | Remainder of System | 8 | Average Weekday | CAISO | 1-in-10 | 2024 | 14 | 342.5394 | 364.399 | 8.3058 | 83.8223 | 0
| Zone | Remainder of System | 8 | Average Weekday | CAISO | 1-in-10 | 2024 | 15 | 291.4375 | 311.618 | 8.3764 | 85.2519 | 0
| Zone | Remainder of System | 8 | Average Weekday | CAISO | 1-in-10 | 2024 | 16 | 251.4549 | 258.4489 | 8.426 | 85.8062 | 0
| Zone | Remainder of System | 8 | Average Weekday | CAISO | 1-in-10 | 2024 | 17 | 254.7927 | 261.1129 | 9.5075 | 85.7176 | 0
| Zone | Remainder of System | 8 | Average Weekday | CAISO | 1-in-10 | 2024 | 18 | 223.2441 | 240.9249 | 9.4093 | 84.8529 | 0
| Zone | Remainder of System | 8 | Average Weekday | CAISO | 1-in-10 | 2024 | 19 | 218.4647 | 240.4282 | 8.9111 | 83.2713 | 0
| Zone | Remainder of System | 8 | Average Weekday | CAISO | 1-in-10 | 2024 | 20 | 215.5291 | 228.7665 | 8.5776 | 80.7948 | 0
| Zone | Remainder of System | 8 | Average Weekday | CAISO | 1-in-10 | 2024 | 21 | 230.3957 | 250.3821 | 8.8389 | 77.4441 | 0
| Zone | Remainder of System | 8 | Average Weekday | CAISO | 1-in-10 | 2024 | 22 | 387.216 | 415.3887 | 8.3793 | 74.9825 | 0
| Zone | Remainder of System | 8 | Average Weekday | CAISO | 1-in-10 | 2024 | 23 | 403.7722 | 437.4568 | 8.3795 | 73.5263 | 0
| Zone | Remainder of System | 8 | Average Weekday | CAISO | 1-in-10 | 2024 | 24 | 364.5743 | 396.0713 | 8.3444 | 72.4274 | 0
| Zone | Remainder of System | 8 | Monthly System Peak Day | CAISO | 1-in-10 | 2024 | 1 | 273.0716 | 268.4068 | 7.4146 | 74.6986 | 0
| Zone | Remainder of System | 8 | Monthly System Peak Day | CAISO | 1-in-10 | 2024 | 2 | 271.7761 | 256.222 | 7.4343 | 73.8468 | 0
| Zone | Remainder of System | 8 | Monthly System Peak Day | CAISO | 1-in-10 | 2024 | 3 | 411.1313 | 364.2327 | 7.4395 | 73.2382 | 0
| Zone | Remainder of System | 8 | Monthly System Peak Day | CAISO | 1-in-10 | 2024 | 4 | 567.6454 | 473.9071 | 7.4386 | 72.617 | 0
| Zone | Remainder of System | 8 | Monthly System Peak Day | CAISO | 1-in-10 | 2024 | 5 | 520.6772 | 446.4737 | 7.4359 | 71.9061 | 0
| Zone | Remainder of System | 8 | Monthly System Peak Day | CAISO | 1-in-10 | 2024 | 6 | 524.8178 | 461.5779 | 7.4336 | 71.2577 | 0
| Zone | Remainder of System | 8 | Monthly System Peak Day | CAISO | 1-in-10 | 2024 | 7 | 534.558 | 448.4713 | 7.4361 | 70.7826 | 0
| Zone | Remainder of System | 8 | Monthly System Peak Day | CAISO | 1-in-10 | 2024 | 8 | 526.0825 | 467.3867 | 7.3438 | 70.5706 | 0
| Zone | Remainder of System | 8 | Monthly System Peak Day | CAISO | 1-in-10 | 2024 | 9 | 509.5012 | 491.7169 | 7.3097 | 72.9211 | 0
| Zone | Remainder of System | 8 | Monthly System Peak Day | CAISO | 1-in-10 | 2024 | 10 | 497.9463 | 467.8408 | 7.3667 | 76.5774 | 0
| Zone | Remainder of System | 8 | Monthly System Peak Day | CAISO | 1-in-10 | 2024 | 11 | 462.5288 | 431.0338 | 7.3162 | 81.4047 | 0
| Zone | Remainder of System | 8 | Monthly System Peak Day | CAISO | 1-in-10 | 2024 | 12 | 452.4942 | 425.5723 | 7.2691 | 86.5138 | 0
| Zone | Remainder of System | 8 | Monthly System Peak Day | CAISO | 1-in-10 | 2024 | 13 | 372.6549 | 370.8209 | 7.2493 | 90.2909 | 0
| Zone | Remainder of System | 8 | Monthly System Peak Day | CAISO | 1-in-10 | 2024 | 14 | 342.5394 | 343.6147 | 7.3028 | 92.9994 | 0
| Zone | Remainder of System | 8 | Monthly System Peak Day | CAISO | 1-in-10 | 2024 | 15 | 291.4375 | 299.0571 | 7.4279 | 94.0742 | 0
| Zone | Remainder of System | 8 | Monthly System Peak Day | CAISO | 1-in-10 | 2024 | 16 | 251.4549 | 246.5626 | 7.4965 | 93.95 | 0
| Zone | Remainder of System | 8 | Monthly System Peak Day | CAISO | 1-in-10 | 2024 | 17 | 254.7927 | 258.3028 | 8.548 | 93.5315 | 0
| Zone | Remainder of System | 8 | Monthly System Peak Day | CAISO | 1-in-10 | 2024 | 18 | 223.2441 | 255.8637 | 8.5832 | 92.5376 | 0
| Zone | Remainder of System | 8 | Monthly System Peak Day | CAISO | 1-in-10 | 2024 | 19 | 218.4647 | 202.435 | 7.1143 | 90.5697 | 0
| Zone | Remainder of System | 8 | Monthly System Peak Day | CAISO | 1-in-10 | 2024 | 20 | 215.5291 | 187.4483 | 6.993 | 87.6982 | 0
| Zone | Remainder of System | 8 | Monthly System Peak Day | CAISO | 1-in-10 | 2024 | 21 | 230.3957 | 209.5826 | 9.2212 | 83.6248 | 0
| Zone | Remainder of System | 8 | Monthly System Peak Day | CAISO | 1-in-10 | 2024 | 22 | 387.216 | 359.9555 | 7.5932 | 81.035 | 0
| Zone | Remainder of System | 8 | Monthly System Peak Day | CAISO | 1-in-10 | 2024 | 23 | 403.7722 | 371.1378 | 7.3923 | 79.7215 | 0
| Zone | Remainder of System | 8 | Monthly System Peak Day | CAISO | 1-in-10 | 2024 | 24 | 364.5743 | 348.6434 | 7.3767 | 78.5289 | 0
| Zone | Remainder of System | 8 | Typical Event Day | CAISO | 1-in-10 | 2024 | 1 | 273.0716 | 268.4068 | 7.4146 | 75.8434 | 0
| Zone | Remainder of System | 8 | Typical Event Day | CAISO | 1-in-10 | 2024 | 2 | 271.7761 | 256.222 | 7.4343 | 74.8463 | 0
| Zone | Remainder of System | 8 | Typical Event Day | CAISO | 1-in-10 | 2024 | 3 | 411.1313 | 364.2327 | 7.4395 | 73.928 | 0
| Zone | Remainder of System | 8 | Typical Event Day | CAISO | 1-in-10 | 2024 | 4 | 567.6454 | 473.9071 | 7.4386 | 73.0337 | 0
| Zone | Remainder of System | 8 | Typical Event Day | CAISO | 1-in-10 | 2024 | 5 | 520.6772 | 446.4737 | 7.4359 | 72.2504 | 0
| Zone | Remainder of System | 8 | Typical Event Day | CAISO | 1-in-10 | 2024 | 6 | 524.8178 | 461.5779 | 7.4336 | 71.656 | 0
| Zone | Remainder of System | 8 | Typical Event Day | CAISO | 1-in-10 | 2024 | 7 | 534.558 | 448.4713 | 7.4361 | 71.2208 | 0
| Zone | Remainder of System | 8 | Typical Event Day | CAISO | 1-in-10 | 2024 | 8 | 526.0825 | 467.3867 | 7.3438 | 71.4786 | 0
| Zone | Remainder of System | 8 | Typical Event Day | CAISO | 1-in-10 | 2024 | 9 | 509.5012 | 491.7169 | 7.3097 | 73.9817 | 0
| Zone | Remainder of System | 8 | Typical Event Day | CAISO | 1-in-10 | 2024 | 10 | 497.9463 | 467.8408 | 7.3667 | 78.079 | 0
| Zone | Remainder of System | 8 | Typical Event Day | CAISO | 1-in-10 | 2024 | 11 | 462.5288 | 431.0338 | 7.3162 | 82.7241 | 0
| Zone | Remainder of System | 8 | Typical Event Day | CAISO | 1-in-10 | 2024 | 12 | 452.4942 | 425.5723 | 7.2691 | 87.2549 | 0
| Zone | Remainder of System | 8 | Typical Event Day | CAISO | 1-in-10 | 2024 | 13 | 372.6549 | 370.8209 | 7.2493 | 90.2166 | 0
| Zone | Remainder of System | 8 | Typical Event Day | CAISO | 1-in-10 | 2024 | 14 | 342.5394 | 343.6147 | 7.3028 | 92.2609 | 0
| Zone | Remainder of System | 8 | Typical Event Day | CAISO | 1-in-10 | 2024 | 15 | 291.4375 | 299.0571 | 7.4279 | 93.5815 | 0
| Zone | Remainder of System | 8 | Typical Event Day | CAISO | 1-in-10 | 2024 | 16 | 251.4549 | 246.5626 | 7.4965 | 94.1627 | 0
| Zone | Remainder of System | 8 | Typical Event Day | CAISO | 1-in-10 | 2024 | 17 | 254.7927 | 258.3028 | 8.548 | 93.8577 | 0
| Zone | Remainder of System | 8 | Typical Event Day | CAISO | 1-in-10 | 2024 | 18 | 223.2441 | 255.8637 | 8.5832 | 93.0799 | 0
| Zone | Remainder of System | 8 | Typical Event Day | CAISO | 1-in-10 | 2024 | 19 | 218.4647 | 202.435 | 7.1143 | 91.4746 | 0
| Zone | Remainder of System | 8 | Typical Event Day | CAISO | 1-in-10 | 2024 | 20 | 215.5291 | 187.4483 | 6.993 | 88.5784 | 0
| Zone | Remainder of System | 8 | Typical Event Day | CAISO | 1-in-10 | 2024 | 21 | 230.3957 | 209.5826 | 9.2212 | 84.7427 | 0
| Zone | Remainder of System | 8 | Typical Event Day | CAISO | 1-in-10 | 2024 | 22 | 387.216 | 359.9555 | 7.5932 | 81.5441 | 0
| Zone | Remainder of System | 8 | Typical Event Day | CAISO | 1-in-10 | 2024 | 23 | 403.7722 | 371.1378 | 7.3923 | 79.5436 | 0
| Zone | Remainder of System | 8 | Typical Event Day | CAISO | 1-in-10 | 2024 | 24 | 364.5743 | 348.6434 | 7.3767 | 77.967 | 0
| Zone | Remainder of System | 9 | Average Weekday | CAISO | 1-in-10 | 2024 | 1 | 269.1517 | 278.5572 | 9.0788 | 71.0646 | 0
| Zone | Remainder of System | 9 | Average Weekday | CAISO | 1-in-10 | 2024 | 2 | 276.1699 | 277.8765 | 9.0966 | 70.1203 | 0
| Zone | Remainder of System | 9 | Average Weekday | CAISO | 1-in-10 | 2024 | 3 | 438.2114 | 433.171 | 9.099 | 69.2506 | 0
| Zone | Remainder of System | 9 | Average Weekday | CAISO | 1-in-10 | 2024 | 4 | 597.8105 | 594.6701 | 9.1017 | 68.4826 | 0
| Zone | Remainder of System | 9 | Average Weekday | CAISO | 1-in-10 | 2024 | 5 | 535.0778 | 533.9498 | 9.0965 | 67.8093 | 0
| Zone | Remainder of System | 9 | Average Weekday | CAISO | 1-in-10 | 2024 | 6 | 522.7703 | 530.8782 | 9.0877 | 67.2573 | 0
| Zone | Remainder of System | 9 | Average Weekday | CAISO | 1-in-10 | 2024 | 7 | 551.4138 | 538.7238 | 9.0596 | 66.785 | 0
| Zone | Remainder of System | 9 | Average Weekday | CAISO | 1-in-10 | 2024 | 8 | 526.1797 | 523.0032 | 9.0107 | 66.4866 | 0
| Zone | Remainder of System | 9 | Average Weekday | CAISO | 1-in-10 | 2024 | 9 | 482.2323 | 504.318 | 8.9974 | 67.9182 | 0
| Zone | Remainder of System | 9 | Average Weekday | CAISO | 1-in-10 | 2024 | 10 | 476.9695 | 489.0869 | 9.05 | 71.1915 | 0
| Zone | Remainder of System | 9 | Average Weekday | CAISO | 1-in-10 | 2024 | 11 | 446.6661 | 458.9166 | 9.0268 | 74.8699 | 0
| Zone | Remainder of System | 9 | Average Weekday | CAISO | 1-in-10 | 2024 | 12 | 439.4964 | 452.1112 | 9.0018 | 78.4748 | 0
| Zone | Remainder of System | 9 | Average Weekday | CAISO | 1-in-10 | 2024 | 13 | 370.9719 | 384.8208 | 8.9886 | 81.3392 | 0
| Zone | Remainder of System | 9 | Average Weekday | CAISO | 1-in-10 | 2024 | 14 | 332.679 | 346.5857 | 9.0171 | 83.4193 | 0
| Zone | Remainder of System | 9 | Average Weekday | CAISO | 1-in-10 | 2024 | 15 | 283.3034 | 298.3171 | 9.0717 | 84.7282 | 0
| Zone | Remainder of System | 9 | Average Weekday | CAISO | 1-in-10 | 2024 | 16 | 252.877 | 255.4655 | 9.1188 | 85.0989 | 0
| Zone | Remainder of System | 9 | Average Weekday | CAISO | 1-in-10 | 2024 | 17 | 258.037 | 264.0783 | 10.1144 | 84.9067 | 0
| Zone | Remainder of System | 9 | Average Weekday | CAISO | 1-in-10 | 2024 | 18 | 228.5283 | 245.8308 | 9.9956 | 83.9833 | 0
| Zone | Remainder of System | 9 | Average Weekday | CAISO | 1-in-10 | 2024 | 19 | 229.3794 | 249.4817 | 9.9963 | 82.1152 | 0
| Zone | Remainder of System | 9 | Average Weekday | CAISO | 1-in-10 | 2024 | 20 | 226.8489 | 238.4471 | 9.0879 | 79.1843 | 0
| Zone | Remainder of System | 9 | Average Weekday | CAISO | 1-in-10 | 2024 | 21 | 236.2718 | 253.6205 | 9.3258 | 76.077 | 0
| Zone | Remainder of System | 9 | Average Weekday | CAISO | 1-in-10 | 2024 | 22 | 392.9684 | 415.9921 | 9.0329 | 74.194 | 0
| Zone | Remainder of System | 9 | Average Weekday | CAISO | 1-in-10 | 2024 | 23 | 405.3037 | 427.8614 | 9.0689 | 72.8204 | 0
| Zone | Remainder of System | 9 | Average Weekday | CAISO | 1-in-10 | 2024 | 24 | 360.7484 | 379.634 | 9.0512 | 71.6765 | 0
| Zone | Remainder of System | 9 | Monthly System Peak Day | CAISO | 1-in-10 | 2024 | 1 | 269.1517 | 257.7427 | 9.1402 | 78.2118 | 0
| Zone | Remainder of System | 9 | Monthly System Peak Day | CAISO | 1-in-10 | 2024 | 2 | 276.1699 | 250.6861 | 9.16 | 77.0359 | 0
| Zone | Remainder of System | 9 | Monthly System Peak Day | CAISO | 1-in-10 | 2024 | 3 | 438.2114 | 369.4967 | 9.1644 | 76.0394 | 0
| Zone | Remainder of System | 9 | Monthly System Peak Day | CAISO | 1-in-10 | 2024 | 4 | 597.8105 | 467.7982 | 9.1631 | 75.152 | 0
| Zone | Remainder of System | 9 | Monthly System Peak Day | CAISO | 1-in-10 | 2024 | 5 | 535.0778 | 417.6919 | 9.1583 | 74.7415 | 0
| Zone | Remainder of System | 9 | Monthly System Peak Day | CAISO | 1-in-10 | 2024 | 6 | 522.7703 | 419.1027 | 9.1498 | 74.3085 | 0
| Zone | Remainder of System | 9 | Monthly System Peak Day | CAISO | 1-in-10 | 2024 | 7 | 551.4138 | 438.4976 | 9.1496 | 73.9662 | 0
| Zone | Remainder of System | 9 | Monthly System Peak Day | CAISO | 1-in-10 | 2024 | 8 | 526.1797 | 430.676 | 9.0865 | 74.3479 | 0
| Zone | Remainder of System | 9 | Monthly System Peak Day | CAISO | 1-in-10 | 2024 | 9 | 482.2323 | 457.3352 | 9.066 | 75.8286 | 0
| Zone | Remainder of System | 9 | Monthly System Peak Day | CAISO | 1-in-10 | 2024 | 10 | 476.9695 | 438.1168 | 9.1178 | 79.1 | 0
| Zone | Remainder of System | 9 | Monthly System Peak Day | CAISO | 1-in-10 | 2024 | 11 | 446.6661 | 408.3383 | 9.0771 | 83.6879 | 0
| Zone | Remainder of System | 9 | Monthly System Peak Day | CAISO | 1-in-10 | 2024 | 12 | 439.4964 | 405.5973 | 9.0367 | 88.1258 | 0
| Zone | Remainder of System | 9 | Monthly System Peak Day | CAISO | 1-in-10 | 2024 | 13 | 370.9719 | 349.2309 | 9.0201 | 91.4561 | 0
| Zone | Remainder of System | 9 | Monthly System Peak Day | CAISO | 1-in-10 | 2024 | 14 | 332.679 | 319.7799 | 9.0556 | 93.3227 | 0
| Zone | Remainder of System | 9 | Monthly System Peak Day | CAISO | 1-in-10 | 2024 | 15 | 283.3034 | 281.6316 | 9.1453 | 94.7455 | 0
| Zone | Remainder of System | 9 | Monthly System Peak Day | CAISO | 1-in-10 | 2024 | 16 | 252.877 | 240.3611 | 9.2054 | 95.5636 | 0
| Zone | Remainder of System | 9 | Monthly System Peak Day | CAISO | 1-in-10 | 2024 | 17 | 258.037 | 261.5498 | 10.1316 | 95.7667 | 0
| Zone | Remainder of System | 9 | Monthly System Peak Day | CAISO | 1-in-10 | 2024 | 18 | 228.5283 | 258.2263 | 10.118 | 94.6182 | 0
| Zone | Remainder of System | 9 | Monthly System Peak Day | CAISO | 1-in-10 | 2024 | 19 | 229.3794 | 209.6285 | 9.5504 | 92.8864 | 0
| Zone | Remainder of System | 9 | Monthly System Peak Day | CAISO | 1-in-10 | 2024 | 20 | 226.8489 | 197.5874 | 8.8741 | 90.35 | 0
| Zone | Remainder of System | 9 | Monthly System Peak Day | CAISO | 1-in-10 | 2024 | 21 | 236.2718 | 216.6369 | 10.3394 | 87.2288 | 0
| Zone | Remainder of System | 9 | Monthly System Peak Day | CAISO | 1-in-10 | 2024 | 22 | 392.9684 | 353.8299 | 9.2473 | 85.2576 | 0
| Zone | Remainder of System | 9 | Monthly System Peak Day | CAISO | 1-in-10 | 2024 | 23 | 405.3037 | 352.7056 | 9.0967 | 83.9182 | 0
| Zone | Remainder of System | 9 | Monthly System Peak Day | CAISO | 1-in-10 | 2024 | 24 | 360.7484 | 328.3687 | 9.1034 | 82.4894 | 0
| Zone | Remainder of System | 10 | Average Weekday | CAISO | 1-in-10 | 2024 | 1 | 286.0185 | 296.5455 | 8.4875 | 66.821 | 0
| Zone | Remainder of System | 10 | Average Weekday | CAISO | 1-in-10 | 2024 | 2 | 279.7678 | 286.3549 | 8.376 | 65.8764 | 0
| Zone | Remainder of System | 10 | Average Weekday | CAISO | 1-in-10 | 2024 | 3 | 430.9863 | 440.406 | 8.3608 | 65.1487 | 0
| Zone | Remainder of System | 10 | Average Weekday | CAISO | 1-in-10 | 2024 | 4 | 595.9595 | 610.7021 | 8.323 | 64.4441 | 0
| Zone | Remainder of System | 10 | Average Weekday | CAISO | 1-in-10 | 2024 | 5 | 582.738 | 597.0071 | 8.3194 | 63.7957 | 0
| Zone | Remainder of System | 10 | Average Weekday | CAISO | 1-in-10 | 2024 | 6 | 578.9973 | 594.0915 | 8.2686 | 63.2505 | 0
| Zone | Remainder of System | 10 | Average Weekday | CAISO | 1-in-10 | 2024 | 7 | 578.9922 | 578.3909 | 8.2539 | 62.7507 | 0
| Zone | Remainder of System | 10 | Average Weekday | CAISO | 1-in-10 | 2024 | 8 | 568.3267 | 571.9237 | 8.5595 | 62.4032 | 0
| Zone | Remainder of System | 10 | Average Weekday | CAISO | 1-in-10 | 2024 | 9 | 541.7193 | 579.5306 | 8.9897 | 62.8006 | 0
| Zone | Remainder of System | 10 | Average Weekday | CAISO | 1-in-10 | 2024 | 10 | 523.5504 | 541.1492 | 8.7069 | 65.6724 | 0
| Zone | Remainder of System | 10 | Average Weekday | CAISO | 1-in-10 | 2024 | 11 | 507.3443 | 520.3382 | 8.9288 | 69.5905 | 0
| Zone | Remainder of System | 10 | Average Weekday | CAISO | 1-in-10 | 2024 | 12 | 495.9561 | 508.0214 | 9.1749 | 73.4477 | 0
| Zone | Remainder of System | 10 | Average Weekday | CAISO | 1-in-10 | 2024 | 13 | 399.2411 | 409.6229 | 9.3713 | 76.5732 | 0
| Zone | Remainder of System | 10 | Average Weekday | CAISO | 1-in-10 | 2024 | 14 | 349.3918 | 356.6019 | 9.2341 | 78.6528 | 0
| Zone | Remainder of System | 10 | Average Weekday | CAISO | 1-in-10 | 2024 | 15 | 303.9658 | 310.7225 | 8.8385 | 79.9522 | 0
| Zone | Remainder of System | 10 | Average Weekday | CAISO | 1-in-10 | 2024 | 16 | 273.3338 | 276.0302 | 8.3321 | 80.5984 | 0
| Zone | Remainder of System | 10 | Average Weekday | CAISO | 1-in-10 | 2024 | 17 | 270.1096 | 276.2235 | 8.1194 | 80.5533 | 0
| Zone | Remainder of System | 10 | Average Weekday | CAISO | 1-in-10 | 2024 | 18 | 251.5699 | 258.1157 | 8.1774 | 79.6615 | 0
| Zone | Remainder of System | 10 | Average Weekday | CAISO | 1-in-10 | 2024 | 19 | 266.6402 | 273.2568 | 8.5943 | 77.699 | 0
| Zone | Remainder of System | 10 | Average Weekday | CAISO | 1-in-10 | 2024 | 20 | 258.6948 | 262.155 | 8.2974 | 74.602 | 0
| Zone | Remainder of System | 10 | Average Weekday | CAISO | 1-in-10 | 2024 | 21 | 246.8252 | 252.474 | 8.0053 | 72.2635 | 0
| Zone | Remainder of System | 10 | Average Weekday | CAISO | 1-in-10 | 2024 | 22 | 429.9924 | 447.7885 | 8.2503 | 70.5604 | 0
| Zone | Remainder of System | 10 | Average Weekday | CAISO | 1-in-10 | 2024 | 23 | 409.1978 | 429.7634 | 8.4049 | 69.1121 | 0
| Zone | Remainder of System | 10 | Average Weekday | CAISO | 1-in-10 | 2024 | 24 | 338.7896 | 362.2008 | 8.5864 | 67.8831 | 0
| Zone | Remainder of System | 10 | Monthly System Peak Day | CAISO | 1-in-10 | 2024 | 1 | 286.0185 | 306.3621 | 8.3147 | 76.9398 | 0
| Zone | Remainder of System | 10 | Monthly System Peak Day | CAISO | 1-in-10 | 2024 | 2 | 279.7678 | 291.192 | 8.2589 | 75.4956 | 0
| Zone | Remainder of System | 10 | Monthly System Peak Day | CAISO | 1-in-10 | 2024 | 3 | 430.9863 | 444.909 | 8.2525 | 74.3628 | 0
| Zone | Remainder of System | 10 | Monthly System Peak Day | CAISO | 1-in-10 | 2024 | 4 | 595.9595 | 612.3505 | 8.2395 | 73.3659 | 0
| Zone | Remainder of System | 10 | Monthly System Peak Day | CAISO | 1-in-10 | 2024 | 5 | 582.738 | 602.1418 | 8.2334 | 72.7463 | 0
| Zone | Remainder of System | 10 | Monthly System Peak Day | CAISO | 1-in-10 | 2024 | 6 | 578.9973 | 592.6533 | 8.2107 | 72.5802 | 0
| Zone | Remainder of System | 10 | Monthly System Peak Day | CAISO | 1-in-10 | 2024 | 7 | 578.9922 | 572.617 | 8.1983 | 71.903 | 0
| Zone | Remainder of System | 10 | Monthly System Peak Day | CAISO | 1-in-10 | 2024 | 8 | 568.3267 | 572.3698 | 8.3558 | 71.4577 | 0
| Zone | Remainder of System | 10 | Monthly System Peak Day | CAISO | 1-in-10 | 2024 | 9 | 541.7193 | 591.2659 | 8.6549 | 71.9181 | 0
| Zone | Remainder of System | 10 | Monthly System Peak Day | CAISO | 1-in-10 | 2024 | 10 | 523.5504 | 547.6579 | 8.4405 | 75.8697 | 0
| Zone | Remainder of System | 10 | Monthly System Peak Day | CAISO | 1-in-10 | 2024 | 11 | 507.3443 | 529.0361 | 8.5822 | 79.7977 | 0
| Zone | Remainder of System | 10 | Monthly System Peak Day | CAISO | 1-in-10 | 2024 | 12 | 495.9561 | 521.4109 | 8.7535 | 83.3609 | 0
| Zone | Remainder of System | 10 | Monthly System Peak Day | CAISO | 1-in-10 | 2024 | 13 | 399.2411 | 408.9561 | 8.9013 | 86.4797 | 0
| Zone | Remainder of System | 10 | Monthly System Peak Day | CAISO | 1-in-10 | 2024 | 14 | 349.3918 | 355.3564 | 8.806 | 88.2344 | 0
| Zone | Remainder of System | 10 | Monthly System Peak Day | CAISO | 1-in-10 | 2024 | 15 | 303.9658 | 311.0246 | 8.5165 | 89.0484 | 0
| Zone | Remainder of System | 10 | Monthly System Peak Day | CAISO | 1-in-10 | 2024 | 16 | 273.3338 | 274.6851 | 8.2015 | 89.7625 | 0
| Zone | Remainder of System | 10 | Monthly System Peak Day | CAISO | 1-in-10 | 2024 | 17 | 270.1096 | 276.183 | 8.0649 | 89.2516 | 0
| Zone | Remainder of System | 10 | Monthly System Peak Day | CAISO | 1-in-10 | 2024 | 18 | 251.5699 | 257.9204 | 8.061 | 88.1547 | 0
| Zone | Remainder of System | 10 | Monthly System Peak Day | CAISO | 1-in-10 | 2024 | 19 | 266.6402 | 272.3384 | 8.5529 | 85.0234 | 0
| Zone | Remainder of System | 10 | Monthly System Peak Day | CAISO | 1-in-10 | 2024 | 20 | 258.6948 | 262.7329 | 8.2969 | 81.3875 | 0
| Zone | Remainder of System | 10 | Monthly System Peak Day | CAISO | 1-in-10 | 2024 | 21 | 246.8252 | 255.0613 | 8.2493 | 78.1727 | 0
| Zone | Remainder of System | 10 | Monthly System Peak Day | CAISO | 1-in-10 | 2024 | 22 | 429.9924 | 447.7399 | 8.1779 | 76.3627 | 0
| Zone | Remainder of System | 10 | Monthly System Peak Day | CAISO | 1-in-10 | 2024 | 23 | 409.1978 | 433.1166 | 8.2668 | 75.0878 | 0
| Zone | Remainder of System | 10 | Monthly System Peak Day | CAISO | 1-in-10 | 2024 | 24 | 338.7896 | 376.4508 | 8.3771 | 73.8925 | 0
| Zone | Remainder of System | 11 | Average Weekday | CAISO | 1-in-10 | 2024 | 1 | 269.1088 | 275.7158 | 8.3685 | 56.059 | 0
| Zone | Remainder of System | 11 | Average Weekday | CAISO | 1-in-10 | 2024 | 2 | 267.968 | 274.2658 | 8.3876 | 55.0971 | 0
| Zone | Remainder of System | 11 | Average Weekday | CAISO | 1-in-10 | 2024 | 3 | 413.8059 | 424.315 | 8.3624 | 54.1595 | 0
| Zone | Remainder of System | 11 | Average Weekday | CAISO | 1-in-10 | 2024 | 4 | 589.5698 | 606.9503 | 8.3742 | 53.2044 | 0
| Zone | Remainder of System | 11 | Average Weekday | CAISO | 1-in-10 | 2024 | 5 | 556.4077 | 581.6539 | 8.3474 | 52.3654 | 0
| Zone | Remainder of System | 11 | Average Weekday | CAISO | 1-in-10 | 2024 | 6 | 543.3429 | 570.4594 | 8.3535 | 51.8116 | 0
| Zone | Remainder of System | 11 | Average Weekday | CAISO | 1-in-10 | 2024 | 7 | 551.5031 | 548.6977 | 8.5438 | 51.3221 | 0
| Zone | Remainder of System | 11 | Average Weekday | CAISO | 1-in-10 | 2024 | 8 | 530.8101 | 534.6904 | 8.8494 | 51.0234 | 0
| Zone | Remainder of System | 11 | Average Weekday | CAISO | 1-in-10 | 2024 | 9 | 515.7352 | 542.7547 | 8.5308 | 52.5111 | 0
| Zone | Remainder of System | 11 | Average Weekday | CAISO | 1-in-10 | 2024 | 10 | 493.5503 | 505.92 | 8.83 | 56.466 | 0
| Zone | Remainder of System | 11 | Average Weekday | CAISO | 1-in-10 | 2024 | 11 | 467.4305 | 475.5467 | 9.0212 | 61.1659 | 0
| Zone | Remainder of System | 11 | Average Weekday | CAISO | 1-in-10 | 2024 | 12 | 460.8497 | 468.2557 | 9.1176 | 65.0488 | 0
| Zone | Remainder of System | 11 | Average Weekday | CAISO | 1-in-10 | 2024 | 13 | 373.0704 | 384.2547 | 8.8951 | 67.8408 | 0
| Zone | Remainder of System | 11 | Average Weekday | CAISO | 1-in-10 | 2024 | 14 | 340.0773 | 347.7691 | 8.6302 | 69.5124 | 0
| Zone | Remainder of System | 11 | Average Weekday | CAISO | 1-in-10 | 2024 | 15 | 287.5996 | 297.0688 | 8.3106 | 70.4672 | 0
| Zone | Remainder of System | 11 | Average Weekday | CAISO | 1-in-10 | 2024 | 16 | 259.9501 | 262.5125 | 8.3953 | 70.7027 | 0
| Zone | Remainder of System | 11 | Average Weekday | CAISO | 1-in-10 | 2024 | 17 | 264.3852 | 269.8734 | 8.2021 | 69.9819 | 0
| Zone | Remainder of System | 11 | Average Weekday | CAISO | 1-in-10 | 2024 | 18 | 246.5272 | 252.6606 | 8.3732 | 67.953 | 0
| Zone | Remainder of System | 11 | Average Weekday | CAISO | 1-in-10 | 2024 | 19 | 263.523 | 267.85 | 8.3126 | 65.3114 | 0
| Zone | Remainder of System | 11 | Average Weekday | CAISO | 1-in-10 | 2024 | 20 | 248.8081 | 309.7563 | 10.4035 | 63.0346 | 0
| Zone | Remainder of System | 11 | Average Weekday | CAISO | 1-in-10 | 2024 | 21 | 235.9053 | 242.1743 | 7.9731 | 61.213 | 0
| Zone | Remainder of System | 11 | Average Weekday | CAISO | 1-in-10 | 2024 | 22 | 411.8232 | 427.7378 | 8.3352 | 59.5838 | 0
| Zone | Remainder of System | 11 | Average Weekday | CAISO | 1-in-10 | 2024 | 23 | 391.4859 | 406.4998 | 8.502 | 58.2328 | 0
| Zone | Remainder of System | 11 | Average Weekday | CAISO | 1-in-10 | 2024 | 24 | 319.6617 | 332.3967 | 8.4251 | 57.0822 | 0
| Zone | Remainder of System | 11 | Monthly System Peak Day | CAISO | 1-in-10 | 2024 | 1 | 269.1088 | 280.7812 | 8.2856 | 69.4034 | 0
| Zone | Remainder of System | 11 | Monthly System Peak Day | CAISO | 1-in-10 | 2024 | 2 | 267.968 | 278.1616 | 8.3081 | 68.1516 | 0
| Zone | Remainder of System | 11 | Monthly System Peak Day | CAISO | 1-in-10 | 2024 | 3 | 413.8059 | 427.7957 | 8.2956 | 67.393 | 0
| Zone | Remainder of System | 11 | Monthly System Peak Day | CAISO | 1-in-10 | 2024 | 4 | 589.5698 | 610.4923 | 8.3056 | 66.0125 | 0
| Zone | Remainder of System | 11 | Monthly System Peak Day | CAISO | 1-in-10 | 2024 | 5 | 556.4077 | 585.3371 | 8.2963 | 65.1814 | 0
| Zone | Remainder of System | 11 | Monthly System Peak Day | CAISO | 1-in-10 | 2024 | 6 | 543.3429 | 571.5544 | 8.3031 | 64.2144 | 0
| Zone | Remainder of System | 11 | Monthly System Peak Day | CAISO | 1-in-10 | 2024 | 7 | 551.5031 | 537.279 | 8.4568 | 63.6647 | 0
| Zone | Remainder of System | 11 | Monthly System Peak Day | CAISO | 1-in-10 | 2024 | 8 | 530.8101 | 540.0287 | 8.8469 | 63.8962 | 0
| Zone | Remainder of System | 11 | Monthly System Peak Day | CAISO | 1-in-10 | 2024 | 9 | 515.7352 | 551.0994 | 8.446 | 65.4002 | 0
| Zone | Remainder of System | 11 | Monthly System Peak Day | CAISO | 1-in-10 | 2024 | 10 | 493.5503 | 515.7127 | 8.8181 | 69.6937 | 0
| Zone | Remainder of System | 11 | Monthly System Peak Day | CAISO | 1-in-10 | 2024 | 11 | 467.4305 | 488.6505 | 9.1022 | 76.562 | 0
| Zone | Remainder of System | 11 | Monthly System Peak Day | CAISO | 1-in-10 | 2024 | 12 | 460.8497 | 483.9926 | 9.2634 | 82.3128 | 0
| Zone | Remainder of System | 11 | Monthly System Peak Day | CAISO | 1-in-10 | 2024 | 13 | 373.0704 | 384.4802 | 8.9387 | 85.9891 | 0
| Zone | Remainder of System | 11 | Monthly System Peak Day | CAISO | 1-in-10 | 2024 | 14 | 340.0773 | 346.1288 | 8.5669 | 87.9797 | 0
| Zone | Remainder of System | 11 | Monthly System Peak Day | CAISO | 1-in-10 | 2024 | 15 | 287.5996 | 297.1248 | 8.2194 | 88.7703 | 0
| Zone | Remainder of System | 11 | Monthly System Peak Day | CAISO | 1-in-10 | 2024 | 16 | 259.9501 | 261.3618 | 8.3053 | 89.0578 | 0
| Zone | Remainder of System | 11 | Monthly System Peak Day | CAISO | 1-in-10 | 2024 | 17 | 264.3852 | 271.8993 | 8.114 | 88.5875 | 0
| Zone | Remainder of System | 11 | Monthly System Peak Day | CAISO | 1-in-10 | 2024 | 18 | 246.5272 | 255.2342 | 8.2789 | 86.8453 | 0
| Zone | Remainder of System | 11 | Monthly System Peak Day | CAISO | 1-in-10 | 2024 | 19 | 263.523 | 268.9944 | 8.3116 | 83.7578 | 0
| Zone | Remainder of System | 11 | Monthly System Peak Day | CAISO | 1-in-10 | 2024 | 20 | 248.8081 | 357.0545 | 17.1109 | 79.8594 | 0
| Zone | Remainder of System | 11 | Monthly System Peak Day | CAISO | 1-in-10 | 2024 | 21 | 235.9053 | 244.4639 | 8.2831 | 76.3664 | 0
| Zone | Remainder of System | 11 | Monthly System Peak Day | CAISO | 1-in-10 | 2024 | 22 | 411.8232 | 429.1088 | 8.2567 | 73.8492 | 0
| Zone | Remainder of System | 11 | Monthly System Peak Day | CAISO | 1-in-10 | 2024 | 23 | 391.4859 | 412.3113 | 8.4131 | 71.6486 | 0
| Zone | Remainder of System | 11 | Monthly System Peak Day | CAISO | 1-in-10 | 2024 | 24 | 319.6617 | 342.0071 | 8.3302 | 70.3994 | 0
| Zone | Remainder of System | 12 | Average Weekday | CAISO | 1-in-10 | 2024 | 1 | 253.8928 | 260.8961 | 8.2286 | 50.4524 | 0
| Zone | Remainder of System | 12 | Average Weekday | CAISO | 1-in-10 | 2024 | 2 | 249.8535 | 256.4299 | 8.2551 | 49.6307 | 0
| Zone | Remainder of System | 12 | Average Weekday | CAISO | 1-in-10 | 2024 | 3 | 389.6073 | 401.7568 | 8.2609 | 48.8824 | 0
| Zone | Remainder of System | 12 | Average Weekday | CAISO | 1-in-10 | 2024 | 4 | 564.9401 | 583.9351 | 8.2677 | 48.0839 | 0
| Zone | Remainder of System | 12 | Average Weekday | CAISO | 1-in-10 | 2024 | 5 | 535.6106 | 564.4639 | 8.2713 | 47.4648 | 0
| Zone | Remainder of System | 12 | Average Weekday | CAISO | 1-in-10 | 2024 | 6 | 511.7375 | 543.4868 | 8.2767 | 46.8946 | 0
| Zone | Remainder of System | 12 | Average Weekday | CAISO | 1-in-10 | 2024 | 7 | 505.9202 | 504.6261 | 8.237 | 46.4436 | 0
| Zone | Remainder of System | 12 | Average Weekday | CAISO | 1-in-10 | 2024 | 8 | 497.538 | 504.3934 | 8.187 | 46.3279 | 0
| Zone | Remainder of System | 12 | Average Weekday | CAISO | 1-in-10 | 2024 | 9 | 478.5608 | 506.7284 | 8.1368 | 46.9814 | 0
| Zone | Remainder of System | 12 | Average Weekday | CAISO | 1-in-10 | 2024 | 10 | 449.6148 | 465.7396 | 8.1647 | 49.9135 | 0
| Zone | Remainder of System | 12 | Average Weekday | CAISO | 1-in-10 | 2024 | 11 | 425.3555 | 435.3738 | 8.1203 | 53.6874 | 0
| Zone | Remainder of System | 12 | Average Weekday | CAISO | 1-in-10 | 2024 | 12 | 417.7185 | 424.7377 | 8.0791 | 57.1456 | 0
| Zone | Remainder of System | 12 | Average Weekday | CAISO | 1-in-10 | 2024 | 13 | 339.1447 | 349.9193 | 8.0687 | 59.6607 | 0
| Zone | Remainder of System | 12 | Average Weekday | CAISO | 1-in-10 | 2024 | 14 | 308.305 | 316.8311 | 8.1037 | 61.3133 | 0
| Zone | Remainder of System | 12 | Average Weekday | CAISO | 1-in-10 | 2024 | 15 | 270.5408 | 279.0961 | 8.1618 | 62.1542 | 0
| Zone | Remainder of System | 12 | Average Weekday | CAISO | 1-in-10 | 2024 | 16 | 237.7251 | 240.0474 | 8.2226 | 62.3151 | 0
| Zone | Remainder of System | 12 | Average Weekday | CAISO | 1-in-10 | 2024 | 17 | 243.1322 | 249.572 | 8.0799 | 61.6977 | 0
| Zone | Remainder of System | 12 | Average Weekday | CAISO | 1-in-10 | 2024 | 18 | 227.5317 | 233.426 | 8.0583 | 59.7727 | 0
| Zone | Remainder of System | 12 | Average Weekday | CAISO | 1-in-10 | 2024 | 19 | 245.7646 | 250.0832 | 8.3122 | 57.5166 | 0
| Zone | Remainder of System | 12 | Average Weekday | CAISO | 1-in-10 | 2024 | 20 | 238.5125 | 300.2769 | 8.3301 | 55.8063 | 0
| Zone | Remainder of System | 12 | Average Weekday | CAISO | 1-in-10 | 2024 | 21 | 225.7841 | 232.4331 | 7.9728 | 54.4022 | 0
| Zone | Remainder of System | 12 | Average Weekday | CAISO | 1-in-10 | 2024 | 22 | 399.2392 | 414.8259 | 8.1715 | 53.1733 | 0
| Zone | Remainder of System | 12 | Average Weekday | CAISO | 1-in-10 | 2024 | 23 | 380.3364 | 395.0322 | 8.1968 | 52.0782 | 0
| Zone | Remainder of System | 12 | Average Weekday | CAISO | 1-in-10 | 2024 | 24 | 309.3776 | 322.9342 | 8.1996 | 51.1639 | 0
| Zone | Remainder of System | 12 | Monthly System Peak Day | CAISO | 1-in-10 | 2024 | 1 | 253.8928 | 260.8961 | 8.2286 | 42.5695 | 0
| Zone | Remainder of System | 12 | Monthly System Peak Day | CAISO | 1-in-10 | 2024 | 2 | 249.8535 | 256.4299 | 8.2551 | 41.708 | 0
| Zone | Remainder of System | 12 | Monthly System Peak Day | CAISO | 1-in-10 | 2024 | 3 | 389.6073 | 401.7568 | 8.2609 | 40.6634 | 0
| Zone | Remainder of System | 12 | Monthly System Peak Day | CAISO | 1-in-10 | 2024 | 4 | 564.9401 | 583.9351 | 8.2677 | 39.7536 | 0
| Zone | Remainder of System | 12 | Monthly System Peak Day | CAISO | 1-in-10 | 2024 | 5 | 535.6106 | 564.4639 | 8.2713 | 38.8297 | 0
| Zone | Remainder of System | 12 | Monthly System Peak Day | CAISO | 1-in-10 | 2024 | 6 | 511.7375 | 543.4868 | 8.2767 | 37.7472 | 0
| Zone | Remainder of System | 12 | Monthly System Peak Day | CAISO | 1-in-10 | 2024 | 7 | 505.9202 | 504.6261 | 8.237 | 36.5995 | 0
| Zone | Remainder of System | 12 | Monthly System Peak Day | CAISO | 1-in-10 | 2024 | 8 | 497.538 | 504.3934 | 8.187 | 36.6103 | 0
| Zone | Remainder of System | 12 | Monthly System Peak Day | CAISO | 1-in-10 | 2024 | 9 | 478.5608 | 506.7284 | 8.1368 | 37.7047 | 0
| Zone | Remainder of System | 12 | Monthly System Peak Day | CAISO | 1-in-10 | 2024 | 10 | 449.6148 | 465.7396 | 8.1647 | 41.4383 | 0
| Zone | Remainder of System | 12 | Monthly System Peak Day | CAISO | 1-in-10 | 2024 | 11 | 425.3555 | 435.3738 | 8.1203 | 45.7698 | 0
| Zone | Remainder of System | 12 | Monthly System Peak Day | CAISO | 1-in-10 | 2024 | 12 | 417.7185 | 424.7377 | 8.0791 | 48.8809 | 0
| Zone | Remainder of System | 12 | Monthly System Peak Day | CAISO | 1-in-10 | 2024 | 13 | 339.1447 | 349.9193 | 8.0687 | 50.4759 | 0
| Zone | Remainder of System | 12 | Monthly System Peak Day | CAISO | 1-in-10 | 2024 | 14 | 308.305 | 316.8311 | 8.1037 | 51.6747 | 0
| Zone | Remainder of System | 12 | Monthly System Peak Day | CAISO | 1-in-10 | 2024 | 15 | 270.5408 | 279.0961 | 8.1618 | 52.7272 | 0
| Zone | Remainder of System | 12 | Monthly System Peak Day | CAISO | 1-in-10 | 2024 | 16 | 237.7251 | 240.0474 | 8.2226 | 53.1839 | 0
| Zone | Remainder of System | 12 | Monthly System Peak Day | CAISO | 1-in-10 | 2024 | 17 | 243.1322 | 249.572 | 8.0799 | 52.9211 | 0
| Zone | Remainder of System | 12 | Monthly System Peak Day | CAISO | 1-in-10 | 2024 | 18 | 227.5317 | 233.426 | 8.0583 | 51.1658 | 0
| Zone | Remainder of System | 12 | Monthly System Peak Day | CAISO | 1-in-10 | 2024 | 19 | 245.7646 | 250.0832 | 8.3122 | 49.0081 | 0
| Zone | Remainder of System | 12 | Monthly System Peak Day | CAISO | 1-in-10 | 2024 | 20 | 238.5125 | 300.2769 | 8.3301 | 47.4864 | 0
| Zone | Remainder of System | 12 | Monthly System Peak Day | CAISO | 1-in-10 | 2024 | 21 | 225.7841 | 232.4331 | 7.9728 | 46.0752 | 0
| Zone | Remainder of System | 12 | Monthly System Peak Day | CAISO | 1-in-10 | 2024 | 22 | 399.2392 | 414.8259 | 8.1715 | 44.3067 | 0
| Zone | Remainder of System | 12 | Monthly System Peak Day | CAISO | 1-in-10 | 2024 | 23 | 380.3364 | 395.0322 | 8.1968 | 43.3595 | 0
| Zone | Remainder of System | 12 | Monthly System Peak Day | CAISO | 1-in-10 | 2024 | 24 | 309.3776 | 322.9342 | 8.1996 | 42.7814 | 0
| Zone | Remainder of System | 1 | Average Weekday | CAISO | 1-in-10 | 2025 | 1 | 263.5513 | 269.87 | 8.2578 | 48.5418 | 0
| Zone | Remainder of System | 1 | Average Weekday | CAISO | 1-in-10 | 2025 | 2 | 261.0794 | 268.3064 | 8.284 | 47.7538 | 0
| Zone | Remainder of System | 1 | Average Weekday | CAISO | 1-in-10 | 2025 | 3 | 404.3298 | 416.0931 | 8.2896 | 47.1481 | 0
| Zone | Remainder of System | 1 | Average Weekday | CAISO | 1-in-10 | 2025 | 4 | 575.5659 | 593.8955 | 8.2964 | 46.4563 | 0
| Zone | Remainder of System | 1 | Average Weekday | CAISO | 1-in-10 | 2025 | 5 | 548.1893 | 576.1513 | 8.3 | 45.7587 | 0
| Zone | Remainder of System | 1 | Average Weekday | CAISO | 1-in-10 | 2025 | 6 | 534.1534 | 565.0701 | 8.3054 | 45.1036 | 0
| Zone | Remainder of System | 1 | Average Weekday | CAISO | 1-in-10 | 2025 | 7 | 540.9136 | 538.7883 | 8.2661 | 44.5655 | 0
| Zone | Remainder of System | 1 | Average Weekday | CAISO | 1-in-10 | 2025 | 8 | 532.6127 | 538.3943 | 8.217 | 44.3307 | 0
| Zone | Remainder of System | 1 | Average Weekday | CAISO | 1-in-10 | 2025 | 9 | 500.8301 | 526.3688 | 8.1678 | 44.8068 | 0
| Zone | Remainder of System | 1 | Average Weekday | CAISO | 1-in-10 | 2025 | 10 | 482.9153 | 496.0735 | 8.1951 | 47.5928 | 0
| Zone | Remainder of System | 1 | Average Weekday | CAISO | 1-in-10 | 2025 | 11 | 454.5177 | 462.8905 | 8.1518 | 51.3252 | 0
| Zone | Remainder of System | 1 | Average Weekday | CAISO | 1-in-10 | 2025 | 12 | 449.5045 | 456.5755 | 8.1116 | 54.7156 | 0
| Zone | Remainder of System | 1 | Average Weekday | CAISO | 1-in-10 | 2025 | 13 | 377.9263 | 388.7013 | 8.1016 | 57.1933 | 0
| Zone | Remainder of System | 1 | Average Weekday | CAISO | 1-in-10 | 2025 | 14 | 342.4066 | 350.0962 | 8.1357 | 58.7299 | 0
| Zone | Remainder of System | 1 | Average Weekday | CAISO | 1-in-10 | 2025 | 15 | 297.1945 | 304.9725 | 8.1923 | 59.7358 | 0
| Zone | Remainder of System | 1 | Average Weekday | CAISO | 1-in-10 | 2025 | 16 | 264.2801 | 266.5337 | 8.2519 | 60.1875 | 0
| Zone | Remainder of System | 1 | Average Weekday | CAISO | 1-in-10 | 2025 | 17 | 267.3885 | 273.769 | 8.1194 | 59.7999 | 0
| Zone | Remainder of System | 1 | Average Weekday | CAISO | 1-in-10 | 2025 | 18 | 248.5551 | 254.5832 | 8.0979 | 58.3041 | 0
| Zone | Remainder of System | 1 | Average Weekday | CAISO | 1-in-10 | 2025 | 19 | 262.3481 | 266.7306 | 8.3528 | 55.9215 | 0
| Zone | Remainder of System | 1 | Average Weekday | CAISO | 1-in-10 | 2025 | 20 | 253.0267 | 314.831 | 8.3693 | 54.1041 | 0
| Zone | Remainder of System | 1 | Average Weekday | CAISO | 1-in-10 | 2025 | 21 | 236.0827 | 242.519 | 8.0119 | 52.7602 | 0
| Zone | Remainder of System | 1 | Average Weekday | CAISO | 1-in-10 | 2025 | 22 | 409.7812 | 425.6437 | 8.2006 | 51.5587 | 0
| Zone | Remainder of System | 1 | Average Weekday | CAISO | 1-in-10 | 2025 | 23 | 396.393 | 411.1634 | 8.2264 | 50.4809 | 0
| Zone | Remainder of System | 1 | Average Weekday | CAISO | 1-in-10 | 2025 | 24 | 326.8271 | 339.2234 | 8.2293 | 49.576 | 0
| Zone | Remainder of System | 1 | Monthly System Peak Day | CAISO | 1-in-10 | 2025 | 1 | 263.5513 | 269.87 | 8.2578 | 42.8934 | 0
| Zone | Remainder of System | 1 | Monthly System Peak Day | CAISO | 1-in-10 | 2025 | 2 | 261.0794 | 268.3064 | 8.284 | 42.5892 | 0
| Zone | Remainder of System | 1 | Monthly System Peak Day | CAISO | 1-in-10 | 2025 | 3 | 404.3298 | 416.0931 | 8.2896 | 42.6298 | 0
| Zone | Remainder of System | 1 | Monthly System Peak Day | CAISO | 1-in-10 | 2025 | 4 | 575.5659 | 593.8955 | 8.2964 | 42.2222 | 0
| Zone | Remainder of System | 1 | Monthly System Peak Day | CAISO | 1-in-10 | 2025 | 5 | 548.1893 | 576.1513 | 8.3 | 42.1184 | 0
| Zone | Remainder of System | 1 | Monthly System Peak Day | CAISO | 1-in-10 | 2025 | 6 | 534.1534 | 565.0701 | 8.3054 | 41.1072 | 0
| Zone | Remainder of System | 1 | Monthly System Peak Day | CAISO | 1-in-10 | 2025 | 7 | 540.9136 | 538.7883 | 8.2661 | 40.9603 | 0
| Zone | Remainder of System | 1 | Monthly System Peak Day | CAISO | 1-in-10 | 2025 | 8 | 532.6127 | 538.3943 | 8.217 | 40.0328 | 0
| Zone | Remainder of System | 1 | Monthly System Peak Day | CAISO | 1-in-10 | 2025 | 9 | 500.8301 | 526.3688 | 8.1678 | 39.5062 | 0
| Zone | Remainder of System | 1 | Monthly System Peak Day | CAISO | 1-in-10 | 2025 | 10 | 482.9153 | 496.0735 | 8.1951 | 41.8467 | 0
| Zone | Remainder of System | 1 | Monthly System Peak Day | CAISO | 1-in-10 | 2025 | 11 | 454.5177 | 462.8905 | 8.1518 | 44.5803 | 0
| Zone | Remainder of System | 1 | Monthly System Peak Day | CAISO | 1-in-10 | 2025 | 12 | 449.5045 | 456.5755 | 8.1116 | 46.5347 | 0
| Zone | Remainder of System | 1 | Monthly System Peak Day | CAISO | 1-in-10 | 2025 | 13 | 377.9263 | 388.7013 | 8.1016 | 47.7191 | 0
| Zone | Remainder of System | 1 | Monthly System Peak Day | CAISO | 1-in-10 | 2025 | 14 | 342.4066 | 350.0962 | 8.1357 | 47.7652 | 0
| Zone | Remainder of System | 1 | Monthly System Peak Day | CAISO | 1-in-10 | 2025 | 15 | 297.1945 | 304.9725 | 8.1923 | 48.745 | 0
| Zone | Remainder of System | 1 | Monthly System Peak Day | CAISO | 1-in-10 | 2025 | 16 | 264.2801 | 266.5337 | 8.2519 | 49.632 | 0
| Zone | Remainder of System | 1 | Monthly System Peak Day | CAISO | 1-in-10 | 2025 | 17 | 267.3885 | 273.769 | 8.1194 | 49.8894 | 0
| Zone | Remainder of System | 1 | Monthly System Peak Day | CAISO | 1-in-10 | 2025 | 18 | 248.5551 | 254.5832 | 8.0979 | 48.9595 | 0
| Zone | Remainder of System | 1 | Monthly System Peak Day | CAISO | 1-in-10 | 2025 | 19 | 262.3481 | 266.7306 | 8.3528 | 47.0345 | 0
| Zone | Remainder of System | 1 | Monthly System Peak Day | CAISO | 1-in-10 | 2025 | 20 | 253.0267 | 314.831 | 8.3693 | 45.7869 | 0
| Zone | Remainder of System | 1 | Monthly System Peak Day | CAISO | 1-in-10 | 2025 | 21 | 236.0827 | 242.519 | 8.0119 | 44.3828 | 0
| Zone | Remainder of System | 1 | Monthly System Peak Day | CAISO | 1-in-10 | 2025 | 22 | 409.7812 | 425.6437 | 8.2006 | 43.4539 | 0
| Zone | Remainder of System | 1 | Monthly System Peak Day | CAISO | 1-in-10 | 2025 | 23 | 396.393 | 411.1634 | 8.2264 | 42.4061 | 0
| Zone | Remainder of System | 1 | Monthly System Peak Day | CAISO | 1-in-10 | 2025 | 24 | 326.8271 | 339.2234 | 8.2293 | 41.5072 | 0
| Zone | Remainder of System | 2 | Average Weekday | CAISO | 1-in-10 | 2025 | 1 | 263.5091 | 270.6449 | 8.3148 | 48.459 | 0
| Zone | Remainder of System | 2 | Average Weekday | CAISO | 1-in-10 | 2025 | 2 | 257.6148 | 265.7594 | 8.3467 | 47.5419 | 0
| Zone | Remainder of System | 2 | Average Weekday | CAISO | 1-in-10 | 2025 | 3 | 397.3029 | 410.4494 | 8.3534 | 46.6419 | 0
| Zone | Remainder of System | 2 | Average Weekday | CAISO | 1-in-10 | 2025 | 4 | 564.9662 | 585.9385 | 8.3614 | 45.8387 | 0
| Zone | Remainder of System | 2 | Average Weekday | CAISO | 1-in-10 | 2025 | 5 | 545.6968 | 576.6682 | 8.3648 | 45.2517 | 0
| Zone | Remainder of System | 2 | Average Weekday | CAISO | 1-in-10 | 2025 | 6 | 535.8188 | 568.7211 | 8.3696 | 44.686 | 0
| Zone | Remainder of System | 2 | Average Weekday | CAISO | 1-in-10 | 2025 | 7 | 528.5825 | 527.8117 | 8.3218 | 44.3074 | 0
| Zone | Remainder of System | 2 | Average Weekday | CAISO | 1-in-10 | 2025 | 8 | 519.1188 | 525.3407 | 8.2634 | 44.0731 | 0
| Zone | Remainder of System | 2 | Average Weekday | CAISO | 1-in-10 | 2025 | 9 | 499.7251 | 525.6314 | 8.204 | 45.55 | 0
| Zone | Remainder of System | 2 | Average Weekday | CAISO | 1-in-10 | 2025 | 10 | 477.6101 | 490.1376 | 8.2395 | 49.0257 | 0
| Zone | Remainder of System | 2 | Average Weekday | CAISO | 1-in-10 | 2025 | 11 | 453.6995 | 462.3061 | 8.1848 | 52.9099 | 0
| Zone | Remainder of System | 2 | Average Weekday | CAISO | 1-in-10 | 2025 | 12 | 448.4944 | 456.2463 | 8.1329 | 56.1067 | 0
| Zone | Remainder of System | 2 | Average Weekday | CAISO | 1-in-10 | 2025 | 13 | 372.4916 | 384.3296 | 8.1189 | 58.3854 | 0
| Zone | Remainder of System | 2 | Average Weekday | CAISO | 1-in-10 | 2025 | 14 | 333.9765 | 342.2909 | 8.1633 | 59.7708 | 0
| Zone | Remainder of System | 2 | Average Weekday | CAISO | 1-in-10 | 2025 | 15 | 283.7689 | 293.6095 | 8.2349 | 60.7058 | 0
| Zone | Remainder of System | 2 | Average Weekday | CAISO | 1-in-10 | 2025 | 16 | 253.8703 | 257.6109 | 8.3082 | 61.1002 | 0
| Zone | Remainder of System | 2 | Average Weekday | CAISO | 1-in-10 | 2025 | 17 | 246.1911 | 251.3073 | 8.1519 | 60.7203 | 0
| Zone | Remainder of System | 2 | Average Weekday | CAISO | 1-in-10 | 2025 | 18 | 232.8344 | 237.9691 | 8.124 | 59.46 | 0
| Zone | Remainder of System | 2 | Average Weekday | CAISO | 1-in-10 | 2025 | 19 | 254.7926 | 259.2565 | 8.3529 | 57.2102 | 0
| Zone | Remainder of System | 2 | Average Weekday | CAISO | 1-in-10 | 2025 | 20 | 246.2224 | 306.1296 | 8.3728 | 55.0534 | 0
| Zone | Remainder of System | 2 | Average Weekday | CAISO | 1-in-10 | 2025 | 21 | 224.5468 | 230.7369 | 7.9861 | 53.325 | 0
| Zone | Remainder of System | 2 | Average Weekday | CAISO | 1-in-10 | 2025 | 22 | 394.7383 | 410.4442 | 8.2417 | 52.0124 | 0
| Zone | Remainder of System | 2 | Average Weekday | CAISO | 1-in-10 | 2025 | 23 | 379.683 | 394.8526 | 8.2756 | 50.8797 | 0
| Zone | Remainder of System | 2 | Average Weekday | CAISO | 1-in-10 | 2025 | 24 | 319.7048 | 333.359 | 8.2796 | 49.8149 | 0
| Zone | Remainder of System | 2 | Monthly System Peak Day | CAISO | 1-in-10 | 2025 | 1 | 263.5091 | 270.6449 | 8.3148 | 49.3947 | 0
| Zone | Remainder of System | 2 | Monthly System Peak Day | CAISO | 1-in-10 | 2025 | 2 | 257.6148 | 265.7594 | 8.3467 | 49.177 | 0
| Zone | Remainder of System | 2 | Monthly System Peak Day | CAISO | 1-in-10 | 2025 | 3 | 397.3029 | 410.4494 | 8.3534 | 48.9855 | 0
| Zone | Remainder of System | 2 | Monthly System Peak Day | CAISO | 1-in-10 | 2025 | 4 | 564.9662 | 585.9385 | 8.3614 | 49.4251 | 0
| Zone | Remainder of System | 2 | Monthly System Peak Day | CAISO | 1-in-10 | 2025 | 5 | 545.6968 | 576.6682 | 8.3648 | 49.1723 | 0
| Zone | Remainder of System | 2 | Monthly System Peak Day | CAISO | 1-in-10 | 2025 | 6 | 535.8188 | 568.7211 | 8.3696 | 48.6181 | 0
| Zone | Remainder of System | 2 | Monthly System Peak Day | CAISO | 1-in-10 | 2025 | 7 | 528.5825 | 527.8117 | 8.3218 | 48.1661 | 0
| Zone | Remainder of System | 2 | Monthly System Peak Day | CAISO | 1-in-10 | 2025 | 8 | 519.1188 | 525.3407 | 8.2634 | 48.0934 | 0
| Zone | Remainder of System | 2 | Monthly System Peak Day | CAISO | 1-in-10 | 2025 | 9 | 499.7251 | 525.6314 | 8.204 | 48.2762 | 0
| Zone | Remainder of System | 2 | Monthly System Peak Day | CAISO | 1-in-10 | 2025 | 10 | 477.6101 | 490.1376 | 8.2395 | 49.295 | 0
| Zone | Remainder of System | 2 | Monthly System Peak Day | CAISO | 1-in-10 | 2025 | 11 | 453.6995 | 462.3061 | 8.1848 | 50.3528 | 0
| Zone | Remainder of System | 2 | Monthly System Peak Day | CAISO | 1-in-10 | 2025 | 12 | 448.4944 | 456.2463 | 8.1329 | 51.499 | 0
| Zone | Remainder of System | 2 | Monthly System Peak Day | CAISO | 1-in-10 | 2025 | 13 | 372.4916 | 384.3296 | 8.1189 | 52.9288 | 0
| Zone | Remainder of System | 2 | Monthly System Peak Day | CAISO | 1-in-10 | 2025 | 14 | 333.9765 | 342.2909 | 8.1633 | 54.0821 | 0
| Zone | Remainder of System | 2 | Monthly System Peak Day | CAISO | 1-in-10 | 2025 | 15 | 283.7689 | 293.6095 | 8.2349 | 54.6582 | 0
| Zone | Remainder of System | 2 | Monthly System Peak Day | CAISO | 1-in-10 | 2025 | 16 | 253.8703 | 257.6109 | 8.3082 | 54.7659 | 0
| Zone | Remainder of System | 2 | Monthly System Peak Day | CAISO | 1-in-10 | 2025 | 17 | 246.1911 | 251.3073 | 8.1519 | 56.1957 | 0
| Zone | Remainder of System | 2 | Monthly System Peak Day | CAISO | 1-in-10 | 2025 | 18 | 232.8344 | 237.9691 | 8.124 | 54.984 | 0
| Zone | Remainder of System | 2 | Monthly System Peak Day | CAISO | 1-in-10 | 2025 | 19 | 254.7926 | 259.2565 | 8.3529 | 53.8312 | 0
| Zone | Remainder of System | 2 | Monthly System Peak Day | CAISO | 1-in-10 | 2025 | 20 | 246.2224 | 306.1296 | 8.3728 | 52.8373 | 0
| Zone | Remainder of System | 2 | Monthly System Peak Day | CAISO | 1-in-10 | 2025 | 21 | 224.5468 | 230.7369 | 7.9861 | 52.3428 | 0
| Zone | Remainder of System | 2 | Monthly System Peak Day | CAISO | 1-in-10 | 2025 | 22 | 394.7383 | 410.4442 | 8.2417 | 51.7723 | 0
| Zone | Remainder of System | 2 | Monthly System Peak Day | CAISO | 1-in-10 | 2025 | 23 | 379.683 | 394.8526 | 8.2756 | 51.2011 | 0
| Zone | Remainder of System | 2 | Monthly System Peak Day | CAISO | 1-in-10 | 2025 | 24 | 319.7048 | 333.359 | 8.2796 | 50.5653 | 0
| Zone | Remainder of System | 3 | Average Weekday | CAISO | 1-in-10 | 2025 | 1 | 270.9033 | 282.7474 | 8.4022 | 57.5537 | 0
| Zone | Remainder of System | 3 | Average Weekday | CAISO | 1-in-10 | 2025 | 2 | 265.5422 | 273.1038 | 8.3534 | 56.4206 | 0
| Zone | Remainder of System | 3 | Average Weekday | CAISO | 1-in-10 | 2025 | 3 | 424.3718 | 435.4991 | 8.3462 | 55.3452 | 0
| Zone | Remainder of System | 3 | Average Weekday | CAISO | 1-in-10 | 2025 | 4 | 597.5988 | 614.423 | 8.3289 | 54.4215 | 0
| Zone | Remainder of System | 3 | Average Weekday | CAISO | 1-in-10 | 2025 | 5 | 564.3726 | 583.7474 | 8.3227 | 53.6273 | 0
| Zone | Remainder of System | 3 | Average Weekday | CAISO | 1-in-10 | 2025 | 6 | 554.7897 | 574.14 | 8.2912 | 52.9063 | 0
| Zone | Remainder of System | 3 | Average Weekday | CAISO | 1-in-10 | 2025 | 7 | 558.9871 | 559.683 | 8.2758 | 52.44 | 0
| Zone | Remainder of System | 3 | Average Weekday | CAISO | 1-in-10 | 2025 | 8 | 537.2987 | 547.5322 | 8.4302 | 52.295 | 0
| Zone | Remainder of System | 3 | Average Weekday | CAISO | 1-in-10 | 2025 | 9 | 522.0917 | 561.9043 | 8.6211 | 53.6088 | 0
| Zone | Remainder of System | 3 | Average Weekday | CAISO | 1-in-10 | 2025 | 10 | 502.9799 | 525.6277 | 8.488 | 57.1162 | 0
| Zone | Remainder of System | 3 | Average Weekday | CAISO | 1-in-10 | 2025 | 11 | 471.0383 | 487.5392 | 8.5666 | 61.4632 | 0
| Zone | Remainder of System | 3 | Average Weekday | CAISO | 1-in-10 | 2025 | 12 | 470.8141 | 482.9123 | 8.6557 | 65.4775 | 0
| Zone | Remainder of System | 3 | Average Weekday | CAISO | 1-in-10 | 2025 | 13 | 377.7435 | 388.5925 | 8.7307 | 68.7024 | 0
| Zone | Remainder of System | 3 | Average Weekday | CAISO | 1-in-10 | 2025 | 14 | 352.8887 | 360.4359 | 8.681 | 70.914 | 0
| Zone | Remainder of System | 3 | Average Weekday | CAISO | 1-in-10 | 2025 | 15 | 306.242 | 313.2483 | 8.5146 | 72.242 | 0
| Zone | Remainder of System | 3 | Average Weekday | CAISO | 1-in-10 | 2025 | 16 | 272.7847 | 275.6691 | 8.2974 | 72.9142 | 0
| Zone | Remainder of System | 3 | Average Weekday | CAISO | 1-in-10 | 2025 | 17 | 274.0881 | 279.8388 | 8.148 | 72.9266 | 0
| Zone | Remainder of System | 3 | Average Weekday | CAISO | 1-in-10 | 2025 | 18 | 247.3285 | 253.7214 | 8.1625 | 71.945 | 0
| Zone | Remainder of System | 3 | Average Weekday | CAISO | 1-in-10 | 2025 | 19 | 262.1283 | 268.7776 | 8.4404 | 70.1003 | 0
| Zone | Remainder of System | 3 | Average Weekday | CAISO | 1-in-10 | 2025 | 20 | 248.6589 | 251.8797 | 8.3369 | 67.4013 | 0
| Zone | Remainder of System | 3 | Average Weekday | CAISO | 1-in-10 | 2025 | 21 | 220.9938 | 225.9943 | 8.0154 | 64.6072 | 0
| Zone | Remainder of System | 3 | Average Weekday | CAISO | 1-in-10 | 2025 | 22 | 418.9303 | 437.2699 | 8.2554 | 62.6982 | 0
| Zone | Remainder of System | 3 | Average Weekday | CAISO | 1-in-10 | 2025 | 23 | 408.6861 | 430.1311 | 8.3572 | 61.2385 | 0
| Zone | Remainder of System | 3 | Average Weekday | CAISO | 1-in-10 | 2025 | 24 | 351.2549 | 376.2791 | 8.4475 | 59.8218 | 0
| Zone | Remainder of System | 3 | Monthly System Peak Day | CAISO | 1-in-10 | 2025 | 1 | 270.9033 | 293.5619 | 8.3915 | 63.8584 | 0
| Zone | Remainder of System | 3 | Monthly System Peak Day | CAISO | 1-in-10 | 2025 | 2 | 265.5422 | 280.5091 | 8.3083 | 62.1419 | 0
| Zone | Remainder of System | 3 | Monthly System Peak Day | CAISO | 1-in-10 | 2025 | 3 | 424.3718 | 442.7917 | 8.2994 | 61.0177 | 0
| Zone | Remainder of System | 3 | Monthly System Peak Day | CAISO | 1-in-10 | 2025 | 4 | 597.5988 | 618.7495 | 8.2815 | 59.9552 | 0
| Zone | Remainder of System | 3 | Monthly System Peak Day | CAISO | 1-in-10 | 2025 | 5 | 564.3726 | 591.2498 | 8.2755 | 58.873 | 0
| Zone | Remainder of System | 3 | Monthly System Peak Day | CAISO | 1-in-10 | 2025 | 6 | 554.7897 | 573.7312 | 8.2505 | 57.7036 | 0
| Zone | Remainder of System | 3 | Monthly System Peak Day | CAISO | 1-in-10 | 2025 | 7 | 558.9871 | 553.958 | 8.2373 | 56.8933 | 0
| Zone | Remainder of System | 3 | Monthly System Peak Day | CAISO | 1-in-10 | 2025 | 8 | 537.2987 | 560.2498 | 8.4573 | 56.4569 | 0
| Zone | Remainder of System | 3 | Monthly System Peak Day | CAISO | 1-in-10 | 2025 | 9 | 522.0917 | 573.532 | 8.9347 | 57.9028 | 0
| Zone | Remainder of System | 3 | Monthly System Peak Day | CAISO | 1-in-10 | 2025 | 10 | 502.9799 | 534.21 | 8.6041 | 62.68 | 0
| Zone | Remainder of System | 3 | Monthly System Peak Day | CAISO | 1-in-10 | 2025 | 11 | 471.0383 | 500.9977 | 8.8601 | 68.5633 | 0
| Zone | Remainder of System | 3 | Monthly System Peak Day | CAISO | 1-in-10 | 2025 | 12 | 470.8141 | 496.0591 | 9.1738 | 74.63 | 0
| Zone | Remainder of System | 3 | Monthly System Peak Day | CAISO | 1-in-10 | 2025 | 13 | 377.7435 | 389.7206 | 9.4393 | 79.9691 | 0
| Zone | Remainder of System | 3 | Monthly System Peak Day | CAISO | 1-in-10 | 2025 | 14 | 352.8887 | 361.0859 | 9.2554 | 82.6747 | 0
| Zone | Remainder of System | 3 | Monthly System Peak Day | CAISO | 1-in-10 | 2025 | 15 | 306.242 | 314.5436 | 8.7596 | 83.9275 | 0
| Zone | Remainder of System | 3 | Monthly System Peak Day | CAISO | 1-in-10 | 2025 | 16 | 272.7847 | 274.343 | 8.2543 | 84.8709 | 0
| Zone | Remainder of System | 3 | Monthly System Peak Day | CAISO | 1-in-10 | 2025 | 17 | 274.0881 | 280.0697 | 8.1088 | 85.4575 | 0
| Zone | Remainder of System | 3 | Monthly System Peak Day | CAISO | 1-in-10 | 2025 | 18 | 247.3285 | 253.6549 | 8.1159 | 85.1969 | 0
| Zone | Remainder of System | 3 | Monthly System Peak Day | CAISO | 1-in-10 | 2025 | 19 | 262.1283 | 268.0397 | 8.8507 | 83.6747 | 0
| Zone | Remainder of System | 3 | Monthly System Peak Day | CAISO | 1-in-10 | 2025 | 20 | 248.6589 | 252.6418 | 8.3365 | 81.2166 | 0
| Zone | Remainder of System | 3 | Monthly System Peak Day | CAISO | 1-in-10 | 2025 | 21 | 220.9938 | 228.4028 | 8.4289 | 77.2319 | 0
| Zone | Remainder of System | 3 | Monthly System Peak Day | CAISO | 1-in-10 | 2025 | 22 | 418.9303 | 437.3547 | 8.217 | 74.0355 | 0
| Zone | Remainder of System | 3 | Monthly System Peak Day | CAISO | 1-in-10 | 2025 | 23 | 408.6861 | 433.6866 | 8.324 | 71.1653 | 0
| Zone | Remainder of System | 3 | Monthly System Peak Day | CAISO | 1-in-10 | 2025 | 24 | 351.2549 | 391.2062 | 8.4842 | 68.9205 | 0
| Zone | Remainder of System | 4 | Average Weekday | CAISO | 1-in-10 | 2025 | 1 | 269.0841 | 280.2966 | 8.4188 | 58.8942 | 0
| Zone | Remainder of System | 4 | Average Weekday | CAISO | 1-in-10 | 2025 | 2 | 267.2933 | 275.8167 | 8.3707 | 57.8643 | 0
| Zone | Remainder of System | 4 | Average Weekday | CAISO | 1-in-10 | 2025 | 3 | 426.0663 | 437.8555 | 8.3635 | 56.8375 | 0
| Zone | Remainder of System | 4 | Average Weekday | CAISO | 1-in-10 | 2025 | 4 | 594.2902 | 610.9998 | 8.3464 | 55.8951 | 0
| Zone | Remainder of System | 4 | Average Weekday | CAISO | 1-in-10 | 2025 | 5 | 549.4824 | 567.6498 | 8.34 | 55.1051 | 0
| Zone | Remainder of System | 4 | Average Weekday | CAISO | 1-in-10 | 2025 | 6 | 544.9129 | 563.3604 | 8.3082 | 54.4914 | 0
| Zone | Remainder of System | 4 | Average Weekday | CAISO | 1-in-10 | 2025 | 7 | 548.4503 | 549.6112 | 8.2918 | 54.0511 | 0
| Zone | Remainder of System | 4 | Average Weekday | CAISO | 1-in-10 | 2025 | 8 | 533.1211 | 540.5609 | 8.4454 | 53.933 | 0
| Zone | Remainder of System | 4 | Average Weekday | CAISO | 1-in-10 | 2025 | 9 | 504.2066 | 542.5994 | 8.6349 | 55.9565 | 0
| Zone | Remainder of System | 4 | Average Weekday | CAISO | 1-in-10 | 2025 | 10 | 486.0533 | 509.0606 | 8.503 | 59.3948 | 0
| Zone | Remainder of System | 4 | Average Weekday | CAISO | 1-in-10 | 2025 | 11 | 459.9239 | 474.0409 | 8.5801 | 63.1669 | 0
| Zone | Remainder of System | 4 | Average Weekday | CAISO | 1-in-10 | 2025 | 12 | 459.3674 | 471.467 | 8.6673 | 66.6331 | 0
| Zone | Remainder of System | 4 | Average Weekday | CAISO | 1-in-10 | 2025 | 13 | 375.7536 | 386.5345 | 8.7412 | 69.1363 | 0
| Zone | Remainder of System | 4 | Average Weekday | CAISO | 1-in-10 | 2025 | 14 | 346.4204 | 353.9568 | 8.6926 | 70.9166 | 0
| Zone | Remainder of System | 4 | Average Weekday | CAISO | 1-in-10 | 2025 | 15 | 293.8438 | 301.1487 | 8.5279 | 72.1063 | 0
| Zone | Remainder of System | 4 | Average Weekday | CAISO | 1-in-10 | 2025 | 16 | 261.7275 | 264.7214 | 8.3132 | 72.7231 | 0
| Zone | Remainder of System | 4 | Average Weekday | CAISO | 1-in-10 | 2025 | 17 | 260.4134 | 264.7979 | 8.1812 | 72.7927 | 0
| Zone | Remainder of System | 4 | Average Weekday | CAISO | 1-in-10 | 2025 | 18 | 224.5586 | 230.1703 | 8.1933 | 71.9472 | 0
| Zone | Remainder of System | 4 | Average Weekday | CAISO | 1-in-10 | 2025 | 19 | 230.2917 | 236.9843 | 8.4406 | 70.4946 | 0
| Zone | Remainder of System | 4 | Average Weekday | CAISO | 1-in-10 | 2025 | 20 | 222.7286 | 226.0821 | 8.337 | 68.2726 | 0
| Zone | Remainder of System | 4 | Average Weekday | CAISO | 1-in-10 | 2025 | 21 | 224.0193 | 229.2552 | 8.0307 | 65.3051 | 0
| Zone | Remainder of System | 4 | Average Weekday | CAISO | 1-in-10 | 2025 | 22 | 409.1457 | 427.1283 | 8.2677 | 63.0304 | 0
| Zone | Remainder of System | 4 | Average Weekday | CAISO | 1-in-10 | 2025 | 23 | 403.1598 | 424.1487 | 8.3737 | 61.4331 | 0
| Zone | Remainder of System | 4 | Average Weekday | CAISO | 1-in-10 | 2025 | 24 | 345.6534 | 369.7738 | 8.4635 | 60.1413 | 0
| Zone | Remainder of System | 4 | Monthly System Peak Day | CAISO | 1-in-10 | 2025 | 1 | 269.0841 | 290.3998 | 8.4094 | 70.3336 | 0
| Zone | Remainder of System | 4 | Monthly System Peak Day | CAISO | 1-in-10 | 2025 | 2 | 267.2933 | 282.8044 | 8.3264 | 67.9333 | 0
| Zone | Remainder of System | 4 | Monthly System Peak Day | CAISO | 1-in-10 | 2025 | 3 | 426.0663 | 445.3875 | 8.3175 | 65.8852 | 0
| Zone | Remainder of System | 4 | Monthly System Peak Day | CAISO | 1-in-10 | 2025 | 4 | 594.2902 | 614.6358 | 8.2997 | 64.6811 | 0
| Zone | Remainder of System | 4 | Monthly System Peak Day | CAISO | 1-in-10 | 2025 | 5 | 549.4824 | 574.6584 | 8.2935 | 64.9291 | 0
| Zone | Remainder of System | 4 | Monthly System Peak Day | CAISO | 1-in-10 | 2025 | 6 | 544.9129 | 562.6725 | 8.268 | 64.885 | 0
| Zone | Remainder of System | 4 | Monthly System Peak Day | CAISO | 1-in-10 | 2025 | 7 | 548.4503 | 543.7426 | 8.2537 | 65.1559 | 0
| Zone | Remainder of System | 4 | Monthly System Peak Day | CAISO | 1-in-10 | 2025 | 8 | 533.1211 | 556.0572 | 8.4739 | 65.2855 | 0
| Zone | Remainder of System | 4 | Monthly System Peak Day | CAISO | 1-in-10 | 2025 | 9 | 504.2066 | 554.0702 | 8.9504 | 68.4942 | 0
| Zone | Remainder of System | 4 | Monthly System Peak Day | CAISO | 1-in-10 | 2025 | 10 | 486.0533 | 517.0051 | 8.621 | 73.08 | 0
| Zone | Remainder of System | 4 | Monthly System Peak Day | CAISO | 1-in-10 | 2025 | 11 | 459.9239 | 486.6321 | 8.8758 | 77.5594 | 0
| Zone | Remainder of System | 4 | Monthly System Peak Day | CAISO | 1-in-10 | 2025 | 12 | 459.3674 | 484.4394 | 9.188 | 81.6147 | 0
| Zone | Remainder of System | 4 | Monthly System Peak Day | CAISO | 1-in-10 | 2025 | 13 | 375.7536 | 387.8669 | 9.4526 | 84.5697 | 0
| Zone | Remainder of System | 4 | Monthly System Peak Day | CAISO | 1-in-10 | 2025 | 14 | 346.4204 | 354.5988 | 9.2697 | 86.4428 | 0
| Zone | Remainder of System | 4 | Monthly System Peak Day | CAISO | 1-in-10 | 2025 | 15 | 293.8438 | 302.7819 | 8.7751 | 87.84 | 0
| Zone | Remainder of System | 4 | Monthly System Peak Day | CAISO | 1-in-10 | 2025 | 16 | 261.7275 | 263.3509 | 8.2712 | 88.8178 | 0
| Zone | Remainder of System | 4 | Monthly System Peak Day | CAISO | 1-in-10 | 2025 | 17 | 260.4134 | 265.0442 | 8.1422 | 89.5453 | 0
| Zone | Remainder of System | 4 | Monthly System Peak Day | CAISO | 1-in-10 | 2025 | 18 | 224.5586 | 230.4668 | 8.1469 | 89.6969 | 0
| Zone | Remainder of System | 4 | Monthly System Peak Day | CAISO | 1-in-10 | 2025 | 19 | 230.2917 | 236.2699 | 8.853 | 88.7875 | 0
| Zone | Remainder of System | 4 | Monthly System Peak Day | CAISO | 1-in-10 | 2025 | 20 | 222.7286 | 226.8415 | 8.3366 | 86.7188 | 0
| Zone | Remainder of System | 4 | Monthly System Peak Day | CAISO | 1-in-10 | 2025 | 21 | 224.0193 | 231.6727 | 8.4454 | 83.2297 | 0
| Zone | Remainder of System | 4 | Monthly System Peak Day | CAISO | 1-in-10 | 2025 | 22 | 409.1457 | 427.0859 | 8.23 | 79.8656 | 0
| Zone | Remainder of System | 4 | Monthly System Peak Day | CAISO | 1-in-10 | 2025 | 23 | 403.1598 | 427.5722 | 8.3415 | 77.1739 | 0
| Zone | Remainder of System | 4 | Monthly System Peak Day | CAISO | 1-in-10 | 2025 | 24 | 345.6534 | 384.3013 | 8.5016 | 74.4806 | 0
| Zone | Remainder of System | 5 | Average Weekday | CAISO | 1-in-10 | 2025 | 1 | 282.207 | 293.534 | 8.4507 | 62.1727 | 0
| Zone | Remainder of System | 5 | Average Weekday | CAISO | 1-in-10 | 2025 | 2 | 282.7985 | 290.3683 | 8.4037 | 61.1648 | 0
| Zone | Remainder of System | 5 | Average Weekday | CAISO | 1-in-10 | 2025 | 3 | 442.2311 | 455.1402 | 8.3966 | 60.2356 | 0
| Zone | Remainder of System | 5 | Average Weekday | CAISO | 1-in-10 | 2025 | 4 | 605.3684 | 623.2502 | 8.3796 | 59.3569 | 0
| Zone | Remainder of System | 5 | Average Weekday | CAISO | 1-in-10 | 2025 | 5 | 566.4985 | 585.5195 | 8.3727 | 58.7412 | 0
| Zone | Remainder of System | 5 | Average Weekday | CAISO | 1-in-10 | 2025 | 6 | 552.2849 | 572.5233 | 8.3399 | 58.1661 | 0
| Zone | Remainder of System | 5 | Average Weekday | CAISO | 1-in-10 | 2025 | 7 | 546.2296 | 547.4519 | 8.3217 | 57.8997 | 0
| Zone | Remainder of System | 5 | Average Weekday | CAISO | 1-in-10 | 2025 | 8 | 543.7609 | 554.9304 | 8.4748 | 58.7071 | 0
| Zone | Remainder of System | 5 | Average Weekday | CAISO | 1-in-10 | 2025 | 9 | 511.1812 | 547.1364 | 8.6622 | 61.456 | 0
| Zone | Remainder of System | 5 | Average Weekday | CAISO | 1-in-10 | 2025 | 10 | 501.3274 | 524.5594 | 8.5326 | 64.9894 | 0
| Zone | Remainder of System | 5 | Average Weekday | CAISO | 1-in-10 | 2025 | 11 | 481.3147 | 496.0234 | 8.6064 | 68.1837 | 0
| Zone | Remainder of System | 5 | Average Weekday | CAISO | 1-in-10 | 2025 | 12 | 474.4976 | 486.1934 | 8.6901 | 70.9372 | 0
| Zone | Remainder of System | 5 | Average Weekday | CAISO | 1-in-10 | 2025 | 13 | 384.3015 | 395.4793 | 8.7618 | 73.3433 | 0
| Zone | Remainder of System | 5 | Average Weekday | CAISO | 1-in-10 | 2025 | 14 | 361.2632 | 368.9813 | 8.7154 | 75.1538 | 0
| Zone | Remainder of System | 5 | Average Weekday | CAISO | 1-in-10 | 2025 | 15 | 318.2506 | 325.3469 | 8.5543 | 76.3764 | 0
| Zone | Remainder of System | 5 | Average Weekday | CAISO | 1-in-10 | 2025 | 16 | 276.9667 | 279.8102 | 8.3435 | 76.8846 | 0
| Zone | Remainder of System | 5 | Average Weekday | CAISO | 1-in-10 | 2025 | 17 | 265.075 | 270.5456 | 8.2111 | 76.8837 | 0
| Zone | Remainder of System | 5 | Average Weekday | CAISO | 1-in-10 | 2025 | 18 | 238.783 | 244.7271 | 8.22 | 76.1315 | 0
| Zone | Remainder of System | 5 | Average Weekday | CAISO | 1-in-10 | 2025 | 19 | 248.0757 | 254.9516 | 8.4386 | 74.7201 | 0
| Zone | Remainder of System | 5 | Average Weekday | CAISO | 1-in-10 | 2025 | 20 | 235.7947 | 239.1354 | 8.3366 | 72.5958 | 0
| Zone | Remainder of System | 5 | Average Weekday | CAISO | 1-in-10 | 2025 | 21 | 240.922 | 246.292 | 8.0327 | 69.615 | 0
| Zone | Remainder of System | 5 | Average Weekday | CAISO | 1-in-10 | 2025 | 22 | 429.5065 | 447.7744 | 8.2944 | 66.8354 | 0
| Zone | Remainder of System | 5 | Average Weekday | CAISO | 1-in-10 | 2025 | 23 | 429.3368 | 451.0209 | 8.4039 | 64.9385 | 0
| Zone | Remainder of System | 5 | Average Weekday | CAISO | 1-in-10 | 2025 | 24 | 367.7172 | 392.6759 | 8.4941 | 63.4049 | 0
| Zone | Remainder of System | 5 | Monthly System Peak Day | CAISO | 1-in-10 | 2025 | 1 | 282.207 | 304.2316 | 8.4378 | 73.6895 | 0
| Zone | Remainder of System | 5 | Monthly System Peak Day | CAISO | 1-in-10 | 2025 | 2 | 282.7985 | 297.7039 | 8.3571 | 72.0766 | 0
| Zone | Remainder of System | 5 | Monthly System Peak Day | CAISO | 1-in-10 | 2025 | 3 | 442.2311 | 463.18 | 8.3485 | 70.6422 | 0
| Zone | Remainder of System | 5 | Monthly System Peak Day | CAISO | 1-in-10 | 2025 | 4 | 605.3684 | 627.5253 | 8.3313 | 69.0833 | 0
| Zone | Remainder of System | 5 | Monthly System Peak Day | CAISO | 1-in-10 | 2025 | 5 | 566.4985 | 593.1474 | 8.3245 | 68.0722 | 0
| Zone | Remainder of System | 5 | Monthly System Peak Day | CAISO | 1-in-10 | 2025 | 6 | 552.2849 | 572.8691 | 8.2987 | 67.0072 | 0
| Zone | Remainder of System | 5 | Monthly System Peak Day | CAISO | 1-in-10 | 2025 | 7 | 546.2296 | 541.5504 | 8.2827 | 66.5788 | 0
| Zone | Remainder of System | 5 | Monthly System Peak Day | CAISO | 1-in-10 | 2025 | 8 | 543.7609 | 564.8848 | 8.4995 | 66.8927 | 0
| Zone | Remainder of System | 5 | Monthly System Peak Day | CAISO | 1-in-10 | 2025 | 9 | 511.1812 | 559.0148 | 8.9713 | 71.0933 | 0
| Zone | Remainder of System | 5 | Monthly System Peak Day | CAISO | 1-in-10 | 2025 | 10 | 501.3274 | 532.2344 | 8.6453 | 77.5111 | 0
| Zone | Remainder of System | 5 | Monthly System Peak Day | CAISO | 1-in-10 | 2025 | 11 | 481.3147 | 508.2152 | 8.8955 | 83.59 | 0
| Zone | Remainder of System | 5 | Monthly System Peak Day | CAISO | 1-in-10 | 2025 | 12 | 474.4976 | 498.2132 | 9.2032 | 87.7347 | 0
| Zone | Remainder of System | 5 | Monthly System Peak Day | CAISO | 1-in-10 | 2025 | 13 | 384.3015 | 396.061 | 9.465 | 90.7541 | 0
| Zone | Remainder of System | 5 | Monthly System Peak Day | CAISO | 1-in-10 | 2025 | 14 | 361.2632 | 367.347 | 9.2846 | 92.7356 | 0
| Zone | Remainder of System | 5 | Monthly System Peak Day | CAISO | 1-in-10 | 2025 | 15 | 318.2506 | 326.9963 | 8.7951 | 93.8294 | 0
| Zone | Remainder of System | 5 | Monthly System Peak Day | CAISO | 1-in-10 | 2025 | 16 | 276.9667 | 278.574 | 8.299 | 93.7816 | 0
| Zone | Remainder of System | 5 | Monthly System Peak Day | CAISO | 1-in-10 | 2025 | 17 | 265.075 | 270.8068 | 8.1711 | 93.1462 | 0
| Zone | Remainder of System | 5 | Monthly System Peak Day | CAISO | 1-in-10 | 2025 | 18 | 238.783 | 244.6847 | 8.1715 | 92.5491 | 0
| Zone | Remainder of System | 5 | Monthly System Peak Day | CAISO | 1-in-10 | 2025 | 19 | 248.0757 | 254.0987 | 8.8371 | 91.3375 | 0
| Zone | Remainder of System | 5 | Monthly System Peak Day | CAISO | 1-in-10 | 2025 | 20 | 235.7947 | 239.9033 | 8.3361 | 88.9545 | 0
| Zone | Remainder of System | 5 | Monthly System Peak Day | CAISO | 1-in-10 | 2025 | 21 | 240.922 | 248.7288 | 8.4457 | 85.287 | 0
| Zone | Remainder of System | 5 | Monthly System Peak Day | CAISO | 1-in-10 | 2025 | 22 | 429.5065 | 447.765 | 8.2556 | 81.6912 | 0
| Zone | Remainder of System | 5 | Monthly System Peak Day | CAISO | 1-in-10 | 2025 | 23 | 429.3368 | 454.5896 | 8.3691 | 79.1098 | 0
| Zone | Remainder of System | 5 | Monthly System Peak Day | CAISO | 1-in-10 | 2025 | 24 | 367.7172 | 407.5584 | 8.5281 | 76.3587 | 0
| Zone | Remainder of System | 6 | Average Weekday | CAISO | 1-in-10 | 2025 | 1 | 272.4437 | 289.7265 | 8.2974 | 66.1798 | 0
| Zone | Remainder of System | 6 | Average Weekday | CAISO | 1-in-10 | 2025 | 2 | 268.2691 | 282.3221 | 8.3071 | 65.4593 | 0
| Zone | Remainder of System | 6 | Average Weekday | CAISO | 1-in-10 | 2025 | 3 | 418.4641 | 439.41 | 8.3088 | 64.7904 | 0
| Zone | Remainder of System | 6 | Average Weekday | CAISO | 1-in-10 | 2025 | 4 | 573.5864 | 592.7319 | 8.3113 | 64.1255 | 0
| Zone | Remainder of System | 6 | Average Weekday | CAISO | 1-in-10 | 2025 | 5 | 529.6132 | 556.9181 | 8.3101 | 63.6086 | 0
| Zone | Remainder of System | 6 | Average Weekday | CAISO | 1-in-10 | 2025 | 6 | 534.7909 | 564.5551 | 8.3119 | 63.1772 | 0
| Zone | Remainder of System | 6 | Average Weekday | CAISO | 1-in-10 | 2025 | 7 | 544.2955 | 542.3038 | 8.3538 | 62.8134 | 0
| Zone | Remainder of System | 6 | Average Weekday | CAISO | 1-in-10 | 2025 | 8 | 536.5289 | 549.9685 | 8.2303 | 63.3196 | 0
| Zone | Remainder of System | 6 | Average Weekday | CAISO | 1-in-10 | 2025 | 9 | 538.2128 | 564.5104 | 8.2212 | 65.3704 | 0
| Zone | Remainder of System | 6 | Average Weekday | CAISO | 1-in-10 | 2025 | 10 | 523.5113 | 539.7991 | 8.3035 | 68.2381 | 0
| Zone | Remainder of System | 6 | Average Weekday | CAISO | 1-in-10 | 2025 | 11 | 486.4123 | 501.0976 | 8.2871 | 71.5251 | 0
| Zone | Remainder of System | 6 | Average Weekday | CAISO | 1-in-10 | 2025 | 12 | 479.5835 | 497.7043 | 8.2452 | 74.7391 | 0
| Zone | Remainder of System | 6 | Average Weekday | CAISO | 1-in-10 | 2025 | 13 | 388.7371 | 413.852 | 8.2502 | 77.286 | 0
| Zone | Remainder of System | 6 | Average Weekday | CAISO | 1-in-10 | 2025 | 14 | 361.8878 | 383.1429 | 8.2762 | 79.241 | 0
| Zone | Remainder of System | 6 | Average Weekday | CAISO | 1-in-10 | 2025 | 15 | 301.1582 | 320.8942 | 8.3875 | 80.4784 | 0
| Zone | Remainder of System | 6 | Average Weekday | CAISO | 1-in-10 | 2025 | 16 | 264.2921 | 271.2015 | 8.5167 | 81.0262 | 0
| Zone | Remainder of System | 6 | Average Weekday | CAISO | 1-in-10 | 2025 | 17 | 260.6097 | 268.2505 | 9.3675 | 80.9375 | 0
| Zone | Remainder of System | 6 | Average Weekday | CAISO | 1-in-10 | 2025 | 18 | 225.9717 | 243.9668 | 9.264 | 80.0399 | 0
| Zone | Remainder of System | 6 | Average Weekday | CAISO | 1-in-10 | 2025 | 19 | 217.9422 | 240.3208 | 10.1599 | 78.5607 | 0
| Zone | Remainder of System | 6 | Average Weekday | CAISO | 1-in-10 | 2025 | 20 | 199.7122 | 213.3465 | 8.416 | 76.4905 | 0
| Zone | Remainder of System | 6 | Average Weekday | CAISO | 1-in-10 | 2025 | 21 | 219.1391 | 239.1086 | 9.0503 | 73.5536 | 0
| Zone | Remainder of System | 6 | Average Weekday | CAISO | 1-in-10 | 2025 | 22 | 386.1437 | 413.5765 | 8.319 | 70.5065 | 0
| Zone | Remainder of System | 6 | Average Weekday | CAISO | 1-in-10 | 2025 | 23 | 408.2728 | 440.5201 | 8.3053 | 68.5894 | 0
| Zone | Remainder of System | 6 | Average Weekday | CAISO | 1-in-10 | 2025 | 24 | 376.4754 | 406.1028 | 8.2692 | 67.2621 | 0
| Zone | Remainder of System | 6 | Monthly System Peak Day | CAISO | 1-in-10 | 2025 | 1 | 272.4437 | 269.7223 | 9.9062 | 74.18 | 0
| Zone | Remainder of System | 6 | Monthly System Peak Day | CAISO | 1-in-10 | 2025 | 2 | 268.2691 | 256.251 | 9.9252 | 72.7065 | 0
| Zone | Remainder of System | 6 | Monthly System Peak Day | CAISO | 1-in-10 | 2025 | 3 | 418.4641 | 369.9317 | 9.9301 | 71.5258 | 0
| Zone | Remainder of System | 6 | Monthly System Peak Day | CAISO | 1-in-10 | 2025 | 4 | 573.5864 | 476.6098 | 9.9306 | 70.6323 | 0
| Zone | Remainder of System | 6 | Monthly System Peak Day | CAISO | 1-in-10 | 2025 | 5 | 529.6132 | 449.0086 | 9.9253 | 69.5588 | 0
| Zone | Remainder of System | 6 | Monthly System Peak Day | CAISO | 1-in-10 | 2025 | 6 | 534.7909 | 468.5085 | 9.9187 | 68.8017 | 0
| Zone | Remainder of System | 6 | Monthly System Peak Day | CAISO | 1-in-10 | 2025 | 7 | 544.2955 | 457.6156 | 9.9235 | 68.3586 | 0
| Zone | Remainder of System | 6 | Monthly System Peak Day | CAISO | 1-in-10 | 2025 | 8 | 536.5289 | 473.8755 | 9.856 | 69.0209 | 0
| Zone | Remainder of System | 6 | Monthly System Peak Day | CAISO | 1-in-10 | 2025 | 9 | 538.2128 | 519.5074 | 9.8374 | 72.6292 | 0
| Zone | Remainder of System | 6 | Monthly System Peak Day | CAISO | 1-in-10 | 2025 | 10 | 523.5113 | 493.9626 | 9.8809 | 78.5491 | 0
| Zone | Remainder of System | 6 | Monthly System Peak Day | CAISO | 1-in-10 | 2025 | 11 | 486.4123 | 456.2484 | 9.8518 | 83.72 | 0
| Zone | Remainder of System | 6 | Monthly System Peak Day | CAISO | 1-in-10 | 2025 | 12 | 479.5835 | 453.3242 | 9.8221 | 88.5556 | 0
| Zone | Remainder of System | 6 | Monthly System Peak Day | CAISO | 1-in-10 | 2025 | 13 | 388.7371 | 382.7538 | 9.8174 | 90.5747 | 0
| Zone | Remainder of System | 6 | Monthly System Peak Day | CAISO | 1-in-10 | 2025 | 14 | 361.8878 | 361.1604 | 9.8405 | 92.3006 | 0
| Zone | Remainder of System | 6 | Monthly System Peak Day | CAISO | 1-in-10 | 2025 | 15 | 301.1582 | 306.6373 | 9.9269 | 93.8397 | 0
| Zone | Remainder of System | 6 | Monthly System Peak Day | CAISO | 1-in-10 | 2025 | 16 | 264.2921 | 258.2509 | 9.9998 | 94.9491 | 0
| Zone | Remainder of System | 6 | Monthly System Peak Day | CAISO | 1-in-10 | 2025 | 17 | 260.6097 | 265.4485 | 10.9959 | 94.8055 | 0
| Zone | Remainder of System | 6 | Monthly System Peak Day | CAISO | 1-in-10 | 2025 | 18 | 225.9717 | 258.2197 | 11.0318 | 94.5518 | 0
| Zone | Remainder of System | 6 | Monthly System Peak Day | CAISO | 1-in-10 | 2025 | 19 | 217.9422 | 200.9215 | 10.5772 | 93.253 | 0
| Zone | Remainder of System | 6 | Monthly System Peak Day | CAISO | 1-in-10 | 2025 | 20 | 199.7122 | 178.0665 | 9.9337 | 89.6871 | 0
| Zone | Remainder of System | 6 | Monthly System Peak Day | CAISO | 1-in-10 | 2025 | 21 | 219.1391 | 200.8349 | 11.6921 | 84.8848 | 0
| Zone | Remainder of System | 6 | Monthly System Peak Day | CAISO | 1-in-10 | 2025 | 22 | 386.1437 | 356.1255 | 10.0644 | 80.465 | 0
| Zone | Remainder of System | 6 | Monthly System Peak Day | CAISO | 1-in-10 | 2025 | 23 | 408.2728 | 370.0649 | 9.8994 | 76.8585 | 0
| Zone | Remainder of System | 6 | Monthly System Peak Day | CAISO | 1-in-10 | 2025 | 24 | 376.4754 | 358.3182 | 9.8798 | 74.8392 | 0
| Zone | Remainder of System | 7 | Average Weekday | CAISO | 1-in-10 | 2025 | 1 | 264.7905 | 281.8763 | 8.8374 | 71.9581 | 0
| Zone | Remainder of System | 7 | Average Weekday | CAISO | 1-in-10 | 2025 | 2 | 262.1331 | 273.4412 | 8.849 | 71.2274 | 0
| Zone | Remainder of System | 7 | Average Weekday | CAISO | 1-in-10 | 2025 | 3 | 404.4757 | 424.8307 | 8.8511 | 70.5958 | 0
| Zone | Remainder of System | 7 | Average Weekday | CAISO | 1-in-10 | 2025 | 4 | 558.007 | 579.7974 | 8.8536 | 70.0707 | 0
| Zone | Remainder of System | 7 | Average Weekday | CAISO | 1-in-10 | 2025 | 5 | 514.1876 | 539.6944 | 8.8516 | 69.613 | 0
| Zone | Remainder of System | 7 | Average Weekday | CAISO | 1-in-10 | 2025 | 6 | 514.3304 | 541.7252 | 8.8502 | 69.2234 | 0
| Zone | Remainder of System | 7 | Average Weekday | CAISO | 1-in-10 | 2025 | 7 | 522.875 | 521.7666 | 8.8323 | 69.0054 | 0
| Zone | Remainder of System | 7 | Average Weekday | CAISO | 1-in-10 | 2025 | 8 | 513.9898 | 529.3193 | 8.7754 | 69.4109 | 0
| Zone | Remainder of System | 7 | Average Weekday | CAISO | 1-in-10 | 2025 | 9 | 503.1049 | 531.0966 | 8.762 | 71.6124 | 0
| Zone | Remainder of System | 7 | Average Weekday | CAISO | 1-in-10 | 2025 | 10 | 488.8502 | 505.0308 | 8.8028 | 74.5635 | 0
| Zone | Remainder of System | 7 | Average Weekday | CAISO | 1-in-10 | 2025 | 11 | 458.5447 | 473.7983 | 8.7866 | 77.9936 | 0
| Zone | Remainder of System | 7 | Average Weekday | CAISO | 1-in-10 | 2025 | 12 | 452.0278 | 472.1557 | 8.772 | 81.273 | 0
| Zone | Remainder of System | 7 | Average Weekday | CAISO | 1-in-10 | 2025 | 13 | 362.3168 | 387.0722 | 8.7653 | 83.8927 | 0
| Zone | Remainder of System | 7 | Average Weekday | CAISO | 1-in-10 | 2025 | 14 | 335.4521 | 357.0203 | 8.7896 | 85.8828 | 0
| Zone | Remainder of System | 7 | Average Weekday | CAISO | 1-in-10 | 2025 | 15 | 283.6197 | 303.5434 | 8.8446 | 87.0524 | 0
| Zone | Remainder of System | 7 | Average Weekday | CAISO | 1-in-10 | 2025 | 16 | 245.4956 | 252.1339 | 8.8848 | 87.6036 | 0
| Zone | Remainder of System | 7 | Average Weekday | CAISO | 1-in-10 | 2025 | 17 | 246.8959 | 255.5645 | 9.8225 | 87.406 | 0
| Zone | Remainder of System | 7 | Average Weekday | CAISO | 1-in-10 | 2025 | 18 | 217.5488 | 235.6971 | 9.733 | 86.5106 | 0
| Zone | Remainder of System | 7 | Average Weekday | CAISO | 1-in-10 | 2025 | 19 | 213.8391 | 236.4798 | 9.4876 | 84.947 | 0
| Zone | Remainder of System | 7 | Average Weekday | CAISO | 1-in-10 | 2025 | 20 | 202.5644 | 216.2 | 9.1273 | 82.535 | 0
| Zone | Remainder of System | 7 | Average Weekday | CAISO | 1-in-10 | 2025 | 21 | 220.4146 | 240.41 | 9.2326 | 79.3713 | 0
| Zone | Remainder of System | 7 | Average Weekday | CAISO | 1-in-10 | 2025 | 22 | 384.8504 | 411.7949 | 8.8417 | 76.2956 | 0
| Zone | Remainder of System | 7 | Average Weekday | CAISO | 1-in-10 | 2025 | 23 | 401.0722 | 432.282 | 8.8503 | 74.5072 | 0
| Zone | Remainder of System | 7 | Average Weekday | CAISO | 1-in-10 | 2025 | 24 | 360.827 | 389.1363 | 8.818 | 73.3159 | 0
| Zone | Remainder of System | 7 | Monthly System Peak Day | CAISO | 1-in-10 | 2025 | 1 | 264.7905 | 261.3655 | 8.9081 | 76.2832 | 0
| Zone | Remainder of System | 7 | Monthly System Peak Day | CAISO | 1-in-10 | 2025 | 2 | 262.1331 | 244.229 | 8.922 | 75.7961 | 0
| Zone | Remainder of System | 7 | Monthly System Peak Day | CAISO | 1-in-10 | 2025 | 3 | 404.4757 | 349.5388 | 8.9256 | 74.9085 | 0
| Zone | Remainder of System | 7 | Monthly System Peak Day | CAISO | 1-in-10 | 2025 | 4 | 558.007 | 459.9067 | 8.9245 | 73.7335 | 0
| Zone | Remainder of System | 7 | Monthly System Peak Day | CAISO | 1-in-10 | 2025 | 5 | 514.1876 | 429.6114 | 8.9228 | 72.7953 | 0
| Zone | Remainder of System | 7 | Monthly System Peak Day | CAISO | 1-in-10 | 2025 | 6 | 514.3304 | 453.2566 | 8.9212 | 72.2561 | 0
| Zone | Remainder of System | 7 | Monthly System Peak Day | CAISO | 1-in-10 | 2025 | 7 | 522.875 | 443.6556 | 8.9285 | 71.7758 | 0
| Zone | Remainder of System | 7 | Monthly System Peak Day | CAISO | 1-in-10 | 2025 | 8 | 513.9898 | 458.6784 | 8.8586 | 71.9752 | 0
| Zone | Remainder of System | 7 | Monthly System Peak Day | CAISO | 1-in-10 | 2025 | 9 | 503.1049 | 484.9239 | 8.8388 | 74.5477 | 0
| Zone | Remainder of System | 7 | Monthly System Peak Day | CAISO | 1-in-10 | 2025 | 10 | 488.8502 | 457.5616 | 8.8808 | 78.0895 | 0
| Zone | Remainder of System | 7 | Monthly System Peak Day | CAISO | 1-in-10 | 2025 | 11 | 458.5447 | 428.0921 | 8.8478 | 82.0839 | 0
| Zone | Remainder of System | 7 | Monthly System Peak Day | CAISO | 1-in-10 | 2025 | 12 | 452.0278 | 426.3616 | 8.8176 | 85.8244 | 0
| Zone | Remainder of System | 7 | Monthly System Peak Day | CAISO | 1-in-10 | 2025 | 13 | 362.3168 | 358.9209 | 8.8074 | 88.5445 | 0
| Zone | Remainder of System | 7 | Monthly System Peak Day | CAISO | 1-in-10 | 2025 | 14 | 335.4521 | 335.8236 | 8.8381 | 90.4209 | 0
| Zone | Remainder of System | 7 | Monthly System Peak Day | CAISO | 1-in-10 | 2025 | 15 | 283.6197 | 290.8199 | 8.9253 | 91.6667 | 0
| Zone | Remainder of System | 7 | Monthly System Peak Day | CAISO | 1-in-10 | 2025 | 16 | 245.4956 | 240.1233 | 8.98 | 92.1879 | 0
| Zone | Remainder of System | 7 | Monthly System Peak Day | CAISO | 1-in-10 | 2025 | 17 | 246.8959 | 252.6523 | 9.8835 | 91.3273 | 0
| Zone | Remainder of System | 7 | Monthly System Peak Day | CAISO | 1-in-10 | 2025 | 18 | 217.5488 | 249.1485 | 9.9117 | 90.6121 | 0
| Zone | Remainder of System | 7 | Monthly System Peak Day | CAISO | 1-in-10 | 2025 | 19 | 213.8391 | 199.1578 | 9.059 | 89.1894 | 0
| Zone | Remainder of System | 7 | Monthly System Peak Day | CAISO | 1-in-10 | 2025 | 20 | 202.5644 | 176.6824 | 8.897 | 86.5782 | 0
| Zone | Remainder of System | 7 | Monthly System Peak Day | CAISO | 1-in-10 | 2025 | 21 | 220.4146 | 201.8637 | 10.4567 | 83.2321 | 0
| Zone | Remainder of System | 7 | Monthly System Peak Day | CAISO | 1-in-10 | 2025 | 22 | 384.8504 | 354.7562 | 9.0427 | 79.4189 | 0
| Zone | Remainder of System | 7 | Monthly System Peak Day | CAISO | 1-in-10 | 2025 | 23 | 401.0722 | 362.9738 | 8.8871 | 77.6761 | 0
| Zone | Remainder of System | 7 | Monthly System Peak Day | CAISO | 1-in-10 | 2025 | 24 | 360.827 | 341.2459 | 8.8793 | 76.0106 | 0
| Zone | Remainder of System | 8 | Average Weekday | CAISO | 1-in-10 | 2025 | 1 | 273.805 | 295.459 | 8.4003 | 71.2547 | 0
| Zone | Remainder of System | 8 | Average Weekday | CAISO | 1-in-10 | 2025 | 2 | 273.2556 | 289.4483 | 8.4143 | 70.5191 | 0
| Zone | Remainder of System | 8 | Average Weekday | CAISO | 1-in-10 | 2025 | 3 | 412.7237 | 432.6703 | 8.4168 | 69.8526 | 0
| Zone | Remainder of System | 8 | Average Weekday | CAISO | 1-in-10 | 2025 | 4 | 569.4155 | 592.8921 | 8.4195 | 69.3228 | 0
| Zone | Remainder of System | 8 | Average Weekday | CAISO | 1-in-10 | 2025 | 5 | 521.7759 | 553.7057 | 8.4171 | 68.8402 | 0
| Zone | Remainder of System | 8 | Average Weekday | CAISO | 1-in-10 | 2025 | 6 | 526.3639 | 560.9794 | 8.4149 | 68.4211 | 0
| Zone | Remainder of System | 8 | Average Weekday | CAISO | 1-in-10 | 2025 | 7 | 536.1252 | 536.3119 | 8.3958 | 68.0453 | 0
| Zone | Remainder of System | 8 | Average Weekday | CAISO | 1-in-10 | 2025 | 8 | 527.0644 | 545.6888 | 8.3283 | 67.9927 | 0
| Zone | Remainder of System | 8 | Average Weekday | CAISO | 1-in-10 | 2025 | 9 | 510.588 | 537.4393 | 8.3104 | 69.6799 | 0
| Zone | Remainder of System | 8 | Average Weekday | CAISO | 1-in-10 | 2025 | 10 | 498.8508 | 515.4837 | 8.3602 | 72.3836 | 0
| Zone | Remainder of System | 8 | Average Weekday | CAISO | 1-in-10 | 2025 | 11 | 463.1053 | 478.7548 | 8.3381 | 75.5585 | 0
| Zone | Remainder of System | 8 | Average Weekday | CAISO | 1-in-10 | 2025 | 12 | 453.1279 | 473.7282 | 8.3167 | 78.7703 | 0
| Zone | Remainder of System | 8 | Average Weekday | CAISO | 1-in-10 | 2025 | 13 | 372.9647 | 399.0275 | 8.307 | 81.5628 | 0
| Zone | Remainder of System | 8 | Average Weekday | CAISO | 1-in-10 | 2025 | 14 | 343.0134 | 364.873 | 8.3393 | 83.8223 | 0
| Zone | Remainder of System | 8 | Average Weekday | CAISO | 1-in-10 | 2025 | 15 | 291.5775 | 311.758 | 8.4088 | 85.2519 | 0
| Zone | Remainder of System | 8 | Average Weekday | CAISO | 1-in-10 | 2025 | 16 | 251.5658 | 258.5597 | 8.4577 | 85.8062 | 0
| Zone | Remainder of System | 8 | Average Weekday | CAISO | 1-in-10 | 2025 | 17 | 255.1765 | 261.4552 | 9.5377 | 85.7176 | 0
| Zone | Remainder of System | 8 | Average Weekday | CAISO | 1-in-10 | 2025 | 18 | 223.645 | 241.2969 | 9.4399 | 84.8529 | 0
| Zone | Remainder of System | 8 | Average Weekday | CAISO | 1-in-10 | 2025 | 19 | 218.6131 | 240.6319 | 8.949 | 83.2713 | 0
| Zone | Remainder of System | 8 | Average Weekday | CAISO | 1-in-10 | 2025 | 20 | 215.4248 | 228.6622 | 8.6163 | 80.7948 | 0
| Zone | Remainder of System | 8 | Average Weekday | CAISO | 1-in-10 | 2025 | 21 | 230.1846 | 250.1866 | 8.8722 | 77.4441 | 0
| Zone | Remainder of System | 8 | Average Weekday | CAISO | 1-in-10 | 2025 | 22 | 387.7948 | 415.9674 | 8.4109 | 74.9825 | 0
| Zone | Remainder of System | 8 | Average Weekday | CAISO | 1-in-10 | 2025 | 23 | 405.0101 | 438.6946 | 8.4113 | 73.5263 | 0
| Zone | Remainder of System | 8 | Average Weekday | CAISO | 1-in-10 | 2025 | 24 | 366.0489 | 397.5459 | 8.3765 | 72.4274 | 0
| Zone | Remainder of System | 8 | Monthly System Peak Day | CAISO | 1-in-10 | 2025 | 1 | 273.805 | 269.0406 | 7.4505 | 74.6986 | 0
| Zone | Remainder of System | 8 | Monthly System Peak Day | CAISO | 1-in-10 | 2025 | 2 | 273.2556 | 257.7637 | 7.47 | 73.8468 | 0
| Zone | Remainder of System | 8 | Monthly System Peak Day | CAISO | 1-in-10 | 2025 | 3 | 412.7237 | 365.8361 | 7.4751 | 73.2382 | 0
| Zone | Remainder of System | 8 | Monthly System Peak Day | CAISO | 1-in-10 | 2025 | 4 | 569.4155 | 475.923 | 7.4742 | 72.617 | 0
| Zone | Remainder of System | 8 | Monthly System Peak Day | CAISO | 1-in-10 | 2025 | 5 | 521.7759 | 447.8586 | 7.4715 | 71.9061 | 0
| Zone | Remainder of System | 8 | Monthly System Peak Day | CAISO | 1-in-10 | 2025 | 6 | 526.3639 | 462.8101 | 7.4691 | 71.2577 | 0
| Zone | Remainder of System | 8 | Monthly System Peak Day | CAISO | 1-in-10 | 2025 | 7 | 536.1252 | 449.4423 | 7.4718 | 70.7826 | 0
| Zone | Remainder of System | 8 | Monthly System Peak Day | CAISO | 1-in-10 | 2025 | 8 | 527.0644 | 468.1847 | 7.3804 | 70.5706 | 0
| Zone | Remainder of System | 8 | Monthly System Peak Day | CAISO | 1-in-10 | 2025 | 9 | 510.588 | 492.7345 | 7.347 | 72.9211 | 0
| Zone | Remainder of System | 8 | Monthly System Peak Day | CAISO | 1-in-10 | 2025 | 10 | 498.8508 | 468.7332 | 7.4036 | 76.5774 | 0
| Zone | Remainder of System | 8 | Monthly System Peak Day | CAISO | 1-in-10 | 2025 | 11 | 463.1053 | 431.6071 | 7.3538 | 81.4047 | 0
| Zone | Remainder of System | 8 | Monthly System Peak Day | CAISO | 1-in-10 | 2025 | 12 | 453.1279 | 425.9621 | 7.3076 | 86.5138 | 0
| Zone | Remainder of System | 8 | Monthly System Peak Day | CAISO | 1-in-10 | 2025 | 13 | 372.9647 | 370.77 | 7.2882 | 90.2909 | 0
| Zone | Remainder of System | 8 | Monthly System Peak Day | CAISO | 1-in-10 | 2025 | 14 | 343.0134 | 344.0589 | 7.3409 | 92.9994 | 0
| Zone | Remainder of System | 8 | Monthly System Peak Day | CAISO | 1-in-10 | 2025 | 15 | 291.5775 | 299.191 | 7.4645 | 94.0742 | 0
| Zone | Remainder of System | 8 | Monthly System Peak Day | CAISO | 1-in-10 | 2025 | 16 | 251.5658 | 246.5806 | 7.5321 | 93.95 | 0
| Zone | Remainder of System | 8 | Monthly System Peak Day | CAISO | 1-in-10 | 2025 | 17 | 255.1765 | 258.6457 | 8.5816 | 93.5315 | 0
| Zone | Remainder of System | 8 | Monthly System Peak Day | CAISO | 1-in-10 | 2025 | 18 | 223.645 | 256.2025 | 8.6167 | 92.5376 | 0
| Zone | Remainder of System | 8 | Monthly System Peak Day | CAISO | 1-in-10 | 2025 | 19 | 218.6131 | 202.7163 | 7.1618 | 90.5697 | 0
| Zone | Remainder of System | 8 | Monthly System Peak Day | CAISO | 1-in-10 | 2025 | 20 | 215.4248 | 187.5219 | 7.0404 | 87.6982 | 0
| Zone | Remainder of System | 8 | Monthly System Peak Day | CAISO | 1-in-10 | 2025 | 21 | 230.1846 | 209.4003 | 9.2531 | 83.6248 | 0
| Zone | Remainder of System | 8 | Monthly System Peak Day | CAISO | 1-in-10 | 2025 | 22 | 387.7948 | 360.484 | 7.628 | 81.035 | 0
| Zone | Remainder of System | 8 | Monthly System Peak Day | CAISO | 1-in-10 | 2025 | 23 | 405.0101 | 372.2809 | 7.4283 | 79.7215 | 0
| Zone | Remainder of System | 8 | Monthly System Peak Day | CAISO | 1-in-10 | 2025 | 24 | 366.0489 | 350.1017 | 7.413 | 78.5289 | 0
| Zone | Remainder of System | 8 | Typical Event Day | CAISO | 1-in-10 | 2025 | 1 | 273.805 | 269.0406 | 7.4505 | 75.8434 | 0
| Zone | Remainder of System | 8 | Typical Event Day | CAISO | 1-in-10 | 2025 | 2 | 273.2556 | 257.7637 | 7.47 | 74.8463 | 0
| Zone | Remainder of System | 8 | Typical Event Day | CAISO | 1-in-10 | 2025 | 3 | 412.7237 | 365.8361 | 7.4751 | 73.928 | 0
| Zone | Remainder of System | 8 | Typical Event Day | CAISO | 1-in-10 | 2025 | 4 | 569.4155 | 475.923 | 7.4742 | 73.0337 | 0
| Zone | Remainder of System | 8 | Typical Event Day | CAISO | 1-in-10 | 2025 | 5 | 521.7759 | 447.8586 | 7.4715 | 72.2504 | 0
| Zone | Remainder of System | 8 | Typical Event Day | CAISO | 1-in-10 | 2025 | 6 | 526.3639 | 462.8101 | 7.4691 | 71.656 | 0
| Zone | Remainder of System | 8 | Typical Event Day | CAISO | 1-in-10 | 2025 | 7 | 536.1252 | 449.4423 | 7.4718 | 71.2208 | 0
| Zone | Remainder of System | 8 | Typical Event Day | CAISO | 1-in-10 | 2025 | 8 | 527.0644 | 468.1847 | 7.3804 | 71.4786 | 0
| Zone | Remainder of System | 8 | Typical Event Day | CAISO | 1-in-10 | 2025 | 9 | 510.588 | 492.7345 | 7.347 | 73.9817 | 0
| Zone | Remainder of System | 8 | Typical Event Day | CAISO | 1-in-10 | 2025 | 10 | 498.8508 | 468.7332 | 7.4036 | 78.079 | 0
| Zone | Remainder of System | 8 | Typical Event Day | CAISO | 1-in-10 | 2025 | 11 | 463.1053 | 431.6071 | 7.3538 | 82.7241 | 0
| Zone | Remainder of System | 8 | Typical Event Day | CAISO | 1-in-10 | 2025 | 12 | 453.1279 | 425.9621 | 7.3076 | 87.2549 | 0
| Zone | Remainder of System | 8 | Typical Event Day | CAISO | 1-in-10 | 2025 | 13 | 372.9647 | 370.77 | 7.2882 | 90.2166 | 0
| Zone | Remainder of System | 8 | Typical Event Day | CAISO | 1-in-10 | 2025 | 14 | 343.0134 | 344.0589 | 7.3409 | 92.2609 | 0
| Zone | Remainder of System | 8 | Typical Event Day | CAISO | 1-in-10 | 2025 | 15 | 291.5775 | 299.191 | 7.4645 | 93.5815 | 0
| Zone | Remainder of System | 8 | Typical Event Day | CAISO | 1-in-10 | 2025 | 16 | 251.5658 | 246.5806 | 7.5321 | 94.1627 | 0
| Zone | Remainder of System | 8 | Typical Event Day | CAISO | 1-in-10 | 2025 | 17 | 255.1765 | 258.6457 | 8.5816 | 93.8577 | 0
| Zone | Remainder of System | 8 | Typical Event Day | CAISO | 1-in-10 | 2025 | 18 | 223.645 | 256.2025 | 8.6167 | 93.0799 | 0
| Zone | Remainder of System | 8 | Typical Event Day | CAISO | 1-in-10 | 2025 | 19 | 218.6131 | 202.7163 | 7.1618 | 91.4746 | 0
| Zone | Remainder of System | 8 | Typical Event Day | CAISO | 1-in-10 | 2025 | 20 | 215.4248 | 187.5219 | 7.0404 | 88.5784 | 0
| Zone | Remainder of System | 8 | Typical Event Day | CAISO | 1-in-10 | 2025 | 21 | 230.1846 | 209.4003 | 9.2531 | 84.7427 | 0
| Zone | Remainder of System | 8 | Typical Event Day | CAISO | 1-in-10 | 2025 | 22 | 387.7948 | 360.484 | 7.628 | 81.5441 | 0
| Zone | Remainder of System | 8 | Typical Event Day | CAISO | 1-in-10 | 2025 | 23 | 405.0101 | 372.2809 | 7.4283 | 79.5436 | 0
| Zone | Remainder of System | 8 | Typical Event Day | CAISO | 1-in-10 | 2025 | 24 | 366.0489 | 350.1017 | 7.413 | 77.967 | 0
| Zone | Remainder of System | 9 | Average Weekday | CAISO | 1-in-10 | 2025 | 1 | 269.7559 | 279.1613 | 9.1082 | 71.0646 | 0
| Zone | Remainder of System | 9 | Average Weekday | CAISO | 1-in-10 | 2025 | 2 | 276.9438 | 278.6505 | 9.1258 | 70.1203 | 0
| Zone | Remainder of System | 9 | Average Weekday | CAISO | 1-in-10 | 2025 | 3 | 439.5685 | 434.5281 | 9.1282 | 69.2506 | 0
| Zone | Remainder of System | 9 | Average Weekday | CAISO | 1-in-10 | 2025 | 4 | 599.5805 | 596.4401 | 9.1308 | 68.4826 | 0
| Zone | Remainder of System | 9 | Average Weekday | CAISO | 1-in-10 | 2025 | 5 | 536.1517 | 535.0483 | 9.1256 | 67.8093 | 0
| Zone | Remainder of System | 9 | Average Weekday | CAISO | 1-in-10 | 2025 | 6 | 524.2332 | 532.4243 | 9.1169 | 67.2573 | 0
| Zone | Remainder of System | 9 | Average Weekday | CAISO | 1-in-10 | 2025 | 7 | 552.9182 | 540.2986 | 9.0889 | 66.785 | 0
| Zone | Remainder of System | 9 | Average Weekday | CAISO | 1-in-10 | 2025 | 8 | 527.0383 | 523.9864 | 9.0406 | 66.4866 | 0
| Zone | Remainder of System | 9 | Average Weekday | CAISO | 1-in-10 | 2025 | 9 | 483.3191 | 505.4048 | 9.0277 | 67.9182 | 0
| Zone | Remainder of System | 9 | Average Weekday | CAISO | 1-in-10 | 2025 | 10 | 477.8741 | 489.9914 | 9.08 | 71.1915 | 0
| Zone | Remainder of System | 9 | Average Weekday | CAISO | 1-in-10 | 2025 | 11 | 447.2425 | 459.493 | 9.0574 | 74.8699 | 0
| Zone | Remainder of System | 9 | Average Weekday | CAISO | 1-in-10 | 2025 | 12 | 439.9226 | 452.5375 | 9.0329 | 78.4748 | 0
| Zone | Remainder of System | 9 | Average Weekday | CAISO | 1-in-10 | 2025 | 13 | 371.2816 | 385.1306 | 9.02 | 81.3392 | 0
| Zone | Remainder of System | 9 | Average Weekday | CAISO | 1-in-10 | 2025 | 14 | 333.1264 | 347.0331 | 9.048 | 83.4193 | 0
| Zone | Remainder of System | 9 | Average Weekday | CAISO | 1-in-10 | 2025 | 15 | 283.4214 | 298.4352 | 9.1017 | 84.7282 | 0
| Zone | Remainder of System | 9 | Average Weekday | CAISO | 1-in-10 | 2025 | 16 | 252.9878 | 255.5763 | 9.1481 | 85.0989 | 0
| Zone | Remainder of System | 9 | Average Weekday | CAISO | 1-in-10 | 2025 | 17 | 258.3994 | 264.4206 | 10.1428 | 84.9067 | 0
| Zone | Remainder of System | 9 | Average Weekday | CAISO | 1-in-10 | 2025 | 18 | 228.9003 | 246.2029 | 10.0244 | 83.9833 | 0
| Zone | Remainder of System | 9 | Average Weekday | CAISO | 1-in-10 | 2025 | 19 | 229.5831 | 249.6854 | 10.0302 | 82.1152 | 0
| Zone | Remainder of System | 9 | Average Weekday | CAISO | 1-in-10 | 2025 | 20 | 226.7619 | 238.3602 | 9.1244 | 79.1843 | 0
| Zone | Remainder of System | 9 | Average Weekday | CAISO | 1-in-10 | 2025 | 21 | 236.0764 | 253.425 | 9.3573 | 76.077 | 0
| Zone | Remainder of System | 9 | Average Weekday | CAISO | 1-in-10 | 2025 | 22 | 393.5472 | 416.5708 | 9.0622 | 74.194 | 0
| Zone | Remainder of System | 9 | Average Weekday | CAISO | 1-in-10 | 2025 | 23 | 406.5416 | 429.0993 | 9.0983 | 72.8204 | 0
| Zone | Remainder of System | 9 | Average Weekday | CAISO | 1-in-10 | 2025 | 24 | 362.2229 | 381.1086 | 9.0808 | 71.6765 | 0
| Zone | Remainder of System | 9 | Monthly System Peak Day | CAISO | 1-in-10 | 2025 | 1 | 269.7559 | 258.3469 | 9.1694 | 78.2118 | 0
| Zone | Remainder of System | 9 | Monthly System Peak Day | CAISO | 1-in-10 | 2025 | 2 | 276.9438 | 251.8227 | 9.189 | 77.0359 | 0
| Zone | Remainder of System | 9 | Monthly System Peak Day | CAISO | 1-in-10 | 2025 | 3 | 439.5685 | 370.6653 | 9.1933 | 76.0394 | 0
| Zone | Remainder of System | 9 | Monthly System Peak Day | CAISO | 1-in-10 | 2025 | 4 | 599.5805 | 469.5009 | 9.192 | 75.152 | 0
| Zone | Remainder of System | 9 | Monthly System Peak Day | CAISO | 1-in-10 | 2025 | 5 | 536.1517 | 418.7826 | 9.1872 | 74.7415 | 0
| Zone | Remainder of System | 9 | Monthly System Peak Day | CAISO | 1-in-10 | 2025 | 6 | 524.2332 | 420.1506 | 9.1788 | 74.3085 | 0
| Zone | Remainder of System | 9 | Monthly System Peak Day | CAISO | 1-in-10 | 2025 | 7 | 552.9182 | 439.4764 | 9.1786 | 73.9662 | 0
| Zone | Remainder of System | 9 | Monthly System Peak Day | CAISO | 1-in-10 | 2025 | 8 | 527.0383 | 431.2521 | 9.1161 | 74.3479 | 0
| Zone | Remainder of System | 9 | Monthly System Peak Day | CAISO | 1-in-10 | 2025 | 9 | 483.3191 | 458.3528 | 9.0962 | 75.8286 | 0
| Zone | Remainder of System | 9 | Monthly System Peak Day | CAISO | 1-in-10 | 2025 | 10 | 477.8741 | 439.0213 | 9.1476 | 79.1 | 0
| Zone | Remainder of System | 9 | Monthly System Peak Day | CAISO | 1-in-10 | 2025 | 11 | 447.2425 | 408.9115 | 9.1075 | 83.6879 | 0
| Zone | Remainder of System | 9 | Monthly System Peak Day | CAISO | 1-in-10 | 2025 | 12 | 439.9226 | 405.7796 | 9.0678 | 88.1258 | 0
| Zone | Remainder of System | 9 | Monthly System Peak Day | CAISO | 1-in-10 | 2025 | 13 | 371.2816 | 349.2459 | 9.0515 | 91.4561 | 0
| Zone | Remainder of System | 9 | Monthly System Peak Day | CAISO | 1-in-10 | 2025 | 14 | 333.1264 | 320.2822 | 9.0863 | 93.3227 | 0
| Zone | Remainder of System | 9 | Monthly System Peak Day | CAISO | 1-in-10 | 2025 | 15 | 283.4214 | 281.7656 | 9.1751 | 94.7455 | 0
| Zone | Remainder of System | 9 | Monthly System Peak Day | CAISO | 1-in-10 | 2025 | 16 | 252.9878 | 240.4672 | 9.2344 | 95.5636 | 0
| Zone | Remainder of System | 9 | Monthly System Peak Day | CAISO | 1-in-10 | 2025 | 17 | 258.3994 | 261.8927 | 10.16 | 95.7667 | 0
| Zone | Remainder of System | 9 | Monthly System Peak Day | CAISO | 1-in-10 | 2025 | 18 | 228.9003 | 258.5983 | 10.1464 | 94.6182 | 0
| Zone | Remainder of System | 9 | Monthly System Peak Day | CAISO | 1-in-10 | 2025 | 19 | 229.5831 | 209.936 | 9.5858 | 92.8864 | 0
| Zone | Remainder of System | 9 | Monthly System Peak Day | CAISO | 1-in-10 | 2025 | 20 | 226.7619 | 197.6842 | 8.9115 | 90.35 | 0
| Zone | Remainder of System | 9 | Monthly System Peak Day | CAISO | 1-in-10 | 2025 | 21 | 236.0764 | 216.4944 | 10.368 | 87.2288 | 0
| Zone | Remainder of System | 9 | Monthly System Peak Day | CAISO | 1-in-10 | 2025 | 22 | 393.5472 | 354.3583 | 9.2759 | 85.2576 | 0
| Zone | Remainder of System | 9 | Monthly System Peak Day | CAISO | 1-in-10 | 2025 | 23 | 406.5416 | 353.8487 | 9.1259 | 83.9182 | 0
| Zone | Remainder of System | 9 | Monthly System Peak Day | CAISO | 1-in-10 | 2025 | 24 | 362.2229 | 329.827 | 9.1328 | 82.4894 | 0
| Zone | Remainder of System | 10 | Average Weekday | CAISO | 1-in-10 | 2025 | 1 | 286.7773 | 297.3325 | 8.5189 | 66.821 | 0
| Zone | Remainder of System | 10 | Average Weekday | CAISO | 1-in-10 | 2025 | 2 | 280.5253 | 287.1255 | 8.4077 | 65.8764 | 0
| Zone | Remainder of System | 10 | Average Weekday | CAISO | 1-in-10 | 2025 | 3 | 432.3056 | 441.7253 | 8.3925 | 65.1487 | 0
| Zone | Remainder of System | 10 | Average Weekday | CAISO | 1-in-10 | 2025 | 4 | 597.4918 | 612.2345 | 8.3548 | 64.4441 | 0
| Zone | Remainder of System | 10 | Average Weekday | CAISO | 1-in-10 | 2025 | 5 | 583.8745 | 597.9202 | 8.3513 | 63.7957 | 0
| Zone | Remainder of System | 10 | Average Weekday | CAISO | 1-in-10 | 2025 | 6 | 580.5437 | 595.638 | 8.3006 | 63.2505 | 0
| Zone | Remainder of System | 10 | Average Weekday | CAISO | 1-in-10 | 2025 | 7 | 580.5436 | 580.007 | 8.286 | 62.7507 | 0
| Zone | Remainder of System | 10 | Average Weekday | CAISO | 1-in-10 | 2025 | 8 | 569.2121 | 573.1665 | 8.591 | 62.4032 | 0
| Zone | Remainder of System | 10 | Average Weekday | CAISO | 1-in-10 | 2025 | 9 | 542.7938 | 580.7933 | 9.0201 | 62.8006 | 0
| Zone | Remainder of System | 10 | Average Weekday | CAISO | 1-in-10 | 2025 | 10 | 524.4832 | 542.0819 | 8.7381 | 65.6724 | 0
| Zone | Remainder of System | 10 | Average Weekday | CAISO | 1-in-10 | 2025 | 11 | 507.9388 | 520.9326 | 8.9598 | 69.5905 | 0
| Zone | Remainder of System | 10 | Average Weekday | CAISO | 1-in-10 | 2025 | 12 | 496.6096 | 508.675 | 9.2055 | 73.4477 | 0
| Zone | Remainder of System | 10 | Average Weekday | CAISO | 1-in-10 | 2025 | 13 | 399.4323 | 409.8141 | 9.4014 | 76.5732 | 0
| Zone | Remainder of System | 10 | Average Weekday | CAISO | 1-in-10 | 2025 | 14 | 349.8807 | 357.0907 | 9.2643 | 78.6528 | 0
| Zone | Remainder of System | 10 | Average Weekday | CAISO | 1-in-10 | 2025 | 15 | 304.0876 | 310.8442 | 8.8693 | 79.9522 | 0
| Zone | Remainder of System | 10 | Average Weekday | CAISO | 1-in-10 | 2025 | 16 | 273.4268 | 276.1232 | 8.3642 | 80.5984 | 0
| Zone | Remainder of System | 10 | Average Weekday | CAISO | 1-in-10 | 2025 | 17 | 270.4643 | 276.6173 | 8.1548 | 80.5533 | 0
| Zone | Remainder of System | 10 | Average Weekday | CAISO | 1-in-10 | 2025 | 18 | 251.8905 | 258.512 | 8.2126 | 79.6615 | 0
| Zone | Remainder of System | 10 | Average Weekday | CAISO | 1-in-10 | 2025 | 19 | 266.8172 | 273.4337 | 8.6336 | 77.699 | 0
| Zone | Remainder of System | 10 | Average Weekday | CAISO | 1-in-10 | 2025 | 20 | 258.6151 | 262.0752 | 8.3373 | 74.602 | 0
| Zone | Remainder of System | 10 | Average Weekday | CAISO | 1-in-10 | 2025 | 21 | 246.595 | 252.2439 | 8.042 | 72.2635 | 0
| Zone | Remainder of System | 10 | Average Weekday | CAISO | 1-in-10 | 2025 | 22 | 430.5778 | 448.3854 | 8.2823 | 70.5604 | 0
| Zone | Remainder of System | 10 | Average Weekday | CAISO | 1-in-10 | 2025 | 23 | 410.4743 | 431.04 | 8.4366 | 69.1121 | 0
| Zone | Remainder of System | 10 | Average Weekday | CAISO | 1-in-10 | 2025 | 24 | 340.2934 | 363.7047 | 8.6176 | 67.8831 | 0
| Zone | Remainder of System | 10 | Monthly System Peak Day | CAISO | 1-in-10 | 2025 | 1 | 286.7773 | 307.149 | 8.3467 | 76.9398 | 0
| Zone | Remainder of System | 10 | Monthly System Peak Day | CAISO | 1-in-10 | 2025 | 2 | 280.5253 | 292.2092 | 8.2911 | 75.4956 | 0
| Zone | Remainder of System | 10 | Monthly System Peak Day | CAISO | 1-in-10 | 2025 | 3 | 432.3056 | 446.471 | 8.2847 | 74.3628 | 0
| Zone | Remainder of System | 10 | Monthly System Peak Day | CAISO | 1-in-10 | 2025 | 4 | 597.4918 | 613.8828 | 8.2717 | 73.3659 | 0
| Zone | Remainder of System | 10 | Monthly System Peak Day | CAISO | 1-in-10 | 2025 | 5 | 583.8745 | 603.063 | 8.2656 | 72.7463 | 0
| Zone | Remainder of System | 10 | Monthly System Peak Day | CAISO | 1-in-10 | 2025 | 6 | 580.5437 | 594.2477 | 8.243 | 72.5802 | 0
| Zone | Remainder of System | 10 | Monthly System Peak Day | CAISO | 1-in-10 | 2025 | 7 | 580.5436 | 574.2331 | 8.2306 | 71.903 | 0
| Zone | Remainder of System | 10 | Monthly System Peak Day | CAISO | 1-in-10 | 2025 | 8 | 569.2121 | 573.5398 | 8.388 | 71.4577 | 0
| Zone | Remainder of System | 10 | Monthly System Peak Day | CAISO | 1-in-10 | 2025 | 9 | 542.7938 | 592.5287 | 8.6865 | 71.9181 | 0
| Zone | Remainder of System | 10 | Monthly System Peak Day | CAISO | 1-in-10 | 2025 | 10 | 524.4832 | 548.7956 | 8.4726 | 75.8697 | 0
| Zone | Remainder of System | 10 | Monthly System Peak Day | CAISO | 1-in-10 | 2025 | 11 | 507.9388 | 529.7872 | 8.6143 | 79.7977 | 0
| Zone | Remainder of System | 10 | Monthly System Peak Day | CAISO | 1-in-10 | 2025 | 12 | 496.6096 | 522.0645 | 8.7855 | 83.3609 | 0
| Zone | Remainder of System | 10 | Monthly System Peak Day | CAISO | 1-in-10 | 2025 | 13 | 399.4323 | 409.0946 | 8.933 | 86.4797 | 0
| Zone | Remainder of System | 10 | Monthly System Peak Day | CAISO | 1-in-10 | 2025 | 14 | 349.8807 | 355.8104 | 8.8376 | 88.2344 | 0
| Zone | Remainder of System | 10 | Monthly System Peak Day | CAISO | 1-in-10 | 2025 | 15 | 304.0876 | 311.169 | 8.5485 | 89.0484 | 0
| Zone | Remainder of System | 10 | Monthly System Peak Day | CAISO | 1-in-10 | 2025 | 16 | 273.4268 | 274.7781 | 8.234 | 89.7625 | 0
| Zone | Remainder of System | 10 | Monthly System Peak Day | CAISO | 1-in-10 | 2025 | 17 | 270.4643 | 276.5768 | 8.1005 | 89.2516 | 0
| Zone | Remainder of System | 10 | Monthly System Peak Day | CAISO | 1-in-10 | 2025 | 18 | 251.8905 | 258.2997 | 8.0967 | 88.1547 | 0
| Zone | Remainder of System | 10 | Monthly System Peak Day | CAISO | 1-in-10 | 2025 | 19 | 266.8172 | 272.5153 | 8.5924 | 85.0234 | 0
| Zone | Remainder of System | 10 | Monthly System Peak Day | CAISO | 1-in-10 | 2025 | 20 | 258.6151 | 262.6532 | 8.3368 | 81.3875 | 0
| Zone | Remainder of System | 10 | Monthly System Peak Day | CAISO | 1-in-10 | 2025 | 21 | 246.595 | 254.8311 | 8.285 | 78.1727 | 0
| Zone | Remainder of System | 10 | Monthly System Peak Day | CAISO | 1-in-10 | 2025 | 22 | 430.5778 | 448.3367 | 8.2102 | 76.3627 | 0
| Zone | Remainder of System | 10 | Monthly System Peak Day | CAISO | 1-in-10 | 2025 | 23 | 410.4743 | 434.3932 | 8.299 | 75.0878 | 0
| Zone | Remainder of System | 10 | Monthly System Peak Day | CAISO | 1-in-10 | 2025 | 24 | 340.2934 | 377.9547 | 8.409 | 73.8925 | 0
| Zone | Remainder of System | 11 | Average Weekday | CAISO | 1-in-10 | 2025 | 1 | 269.7684 | 276.4035 | 8.4003 | 56.059 | 0
| Zone | Remainder of System | 11 | Average Weekday | CAISO | 1-in-10 | 2025 | 2 | 268.6381 | 274.9359 | 8.4193 | 55.0971 | 0
| Zone | Remainder of System | 11 | Average Weekday | CAISO | 1-in-10 | 2025 | 3 | 415.0257 | 425.5841 | 8.3941 | 54.1595 | 0
| Zone | Remainder of System | 11 | Average Weekday | CAISO | 1-in-10 | 2025 | 4 | 591.0072 | 608.4113 | 8.4058 | 53.2044 | 0
| Zone | Remainder of System | 11 | Average Weekday | CAISO | 1-in-10 | 2025 | 5 | 557.2383 | 582.7234 | 8.3791 | 52.3654 | 0
| Zone | Remainder of System | 11 | Average Weekday | CAISO | 1-in-10 | 2025 | 6 | 544.7867 | 572.1387 | 8.3852 | 51.8116 | 0
| Zone | Remainder of System | 11 | Average Weekday | CAISO | 1-in-10 | 2025 | 7 | 553.0544 | 550.241 | 8.5748 | 51.3221 | 0
| Zone | Remainder of System | 11 | Average Weekday | CAISO | 1-in-10 | 2025 | 8 | 531.6942 | 535.8047 | 8.8799 | 51.0234 | 0
| Zone | Remainder of System | 11 | Average Weekday | CAISO | 1-in-10 | 2025 | 9 | 516.8017 | 543.9632 | 8.5628 | 52.5111 | 0
| Zone | Remainder of System | 11 | Average Weekday | CAISO | 1-in-10 | 2025 | 10 | 494.4705 | 506.8403 | 8.8608 | 56.466 | 0
| Zone | Remainder of System | 11 | Average Weekday | CAISO | 1-in-10 | 2025 | 11 | 468.0217 | 476.1379 | 9.0518 | 61.1659 | 0
| Zone | Remainder of System | 11 | Average Weekday | CAISO | 1-in-10 | 2025 | 12 | 461.501 | 468.9092 | 9.1483 | 65.0488 | 0
| Zone | Remainder of System | 11 | Average Weekday | CAISO | 1-in-10 | 2025 | 13 | 373.2089 | 384.3932 | 8.9269 | 67.8408 | 0
| Zone | Remainder of System | 11 | Average Weekday | CAISO | 1-in-10 | 2025 | 14 | 340.5063 | 348.1982 | 8.6625 | 69.5124 | 0
| Zone | Remainder of System | 11 | Average Weekday | CAISO | 1-in-10 | 2025 | 15 | 287.744 | 297.2132 | 8.3433 | 70.4672 | 0
| Zone | Remainder of System | 11 | Average Weekday | CAISO | 1-in-10 | 2025 | 16 | 260.0522 | 262.6145 | 8.4271 | 70.7027 | 0
| Zone | Remainder of System | 11 | Average Weekday | CAISO | 1-in-10 | 2025 | 17 | 264.6908 | 270.218 | 8.2371 | 69.9819 | 0
| Zone | Remainder of System | 11 | Average Weekday | CAISO | 1-in-10 | 2025 | 18 | 246.8478 | 252.9811 | 8.4075 | 67.953 | 0
| Zone | Remainder of System | 11 | Average Weekday | CAISO | 1-in-10 | 2025 | 19 | 263.7207 | 268.0477 | 8.3533 | 65.3114 | 0
| Zone | Remainder of System | 11 | Average Weekday | CAISO | 1-in-10 | 2025 | 20 | 248.7105 | 309.6766 | 10.4354 | 63.0346 | 0
| Zone | Remainder of System | 11 | Average Weekday | CAISO | 1-in-10 | 2025 | 21 | 235.6572 | 241.9261 | 8.01 | 61.213 | 0
| Zone | Remainder of System | 11 | Average Weekday | CAISO | 1-in-10 | 2025 | 22 | 412.4052 | 428.3304 | 8.3669 | 59.5838 | 0
| Zone | Remainder of System | 11 | Average Weekday | CAISO | 1-in-10 | 2025 | 23 | 392.6822 | 407.7764 | 8.5333 | 58.2328 | 0
| Zone | Remainder of System | 11 | Average Weekday | CAISO | 1-in-10 | 2025 | 24 | 321.0461 | 333.7811 | 8.4569 | 57.0822 | 0
| Zone | Remainder of System | 11 | Monthly System Peak Day | CAISO | 1-in-10 | 2025 | 1 | 269.7684 | 281.4689 | 8.3177 | 69.4034 | 0
| Zone | Remainder of System | 11 | Monthly System Peak Day | CAISO | 1-in-10 | 2025 | 2 | 268.6381 | 278.8317 | 8.34 | 68.1516 | 0
| Zone | Remainder of System | 11 | Monthly System Peak Day | CAISO | 1-in-10 | 2025 | 3 | 415.0257 | 429.0647 | 8.3276 | 67.393 | 0
| Zone | Remainder of System | 11 | Monthly System Peak Day | CAISO | 1-in-10 | 2025 | 4 | 591.0072 | 612.0568 | 8.3375 | 66.0125 | 0
| Zone | Remainder of System | 11 | Monthly System Peak Day | CAISO | 1-in-10 | 2025 | 5 | 557.2383 | 586.437 | 8.3283 | 65.1814 | 0
| Zone | Remainder of System | 11 | Monthly System Peak Day | CAISO | 1-in-10 | 2025 | 6 | 544.7867 | 573.2274 | 8.3349 | 64.2144 | 0
| Zone | Remainder of System | 11 | Monthly System Peak Day | CAISO | 1-in-10 | 2025 | 7 | 553.0544 | 538.7195 | 8.4882 | 63.6647 | 0
| Zone | Remainder of System | 11 | Monthly System Peak Day | CAISO | 1-in-10 | 2025 | 8 | 531.6942 | 541.1987 | 8.8774 | 63.8962 | 0
| Zone | Remainder of System | 11 | Monthly System Peak Day | CAISO | 1-in-10 | 2025 | 9 | 516.8017 | 552.3315 | 8.4783 | 65.4002 | 0
| Zone | Remainder of System | 11 | Monthly System Peak Day | CAISO | 1-in-10 | 2025 | 10 | 494.4705 | 516.8379 | 8.8489 | 69.6937 | 0
| Zone | Remainder of System | 11 | Monthly System Peak Day | CAISO | 1-in-10 | 2025 | 11 | 468.0217 | 489.4016 | 9.1325 | 76.562 | 0
| Zone | Remainder of System | 11 | Monthly System Peak Day | CAISO | 1-in-10 | 2025 | 12 | 461.501 | 484.5734 | 9.2937 | 82.3128 | 0
| Zone | Remainder of System | 11 | Monthly System Peak Day | CAISO | 1-in-10 | 2025 | 13 | 373.2089 | 384.6035 | 8.9703 | 85.9891 | 0
| Zone | Remainder of System | 11 | Monthly System Peak Day | CAISO | 1-in-10 | 2025 | 14 | 340.5063 | 346.7171 | 8.5994 | 87.9797 | 0
| Zone | Remainder of System | 11 | Monthly System Peak Day | CAISO | 1-in-10 | 2025 | 15 | 287.744 | 297.2692 | 8.2525 | 88.7703 | 0
| Zone | Remainder of System | 11 | Monthly System Peak Day | CAISO | 1-in-10 | 2025 | 16 | 260.0522 | 261.4639 | 8.3375 | 89.0578 | 0
| Zone | Remainder of System | 11 | Monthly System Peak Day | CAISO | 1-in-10 | 2025 | 17 | 264.6908 | 272.2049 | 8.1494 | 88.5875 | 0
| Zone | Remainder of System | 11 | Monthly System Peak Day | CAISO | 1-in-10 | 2025 | 18 | 246.8478 | 255.5547 | 8.3137 | 86.8453 | 0
| Zone | Remainder of System | 11 | Monthly System Peak Day | CAISO | 1-in-10 | 2025 | 19 | 263.7207 | 269.192 | 8.3523 | 83.7578 | 0
| Zone | Remainder of System | 11 | Monthly System Peak Day | CAISO | 1-in-10 | 2025 | 20 | 248.7105 | 356.948 | 17.1303 | 79.8594 | 0
| Zone | Remainder of System | 11 | Monthly System Peak Day | CAISO | 1-in-10 | 2025 | 21 | 235.6572 | 244.2157 | 8.3186 | 76.3664 | 0
| Zone | Remainder of System | 11 | Monthly System Peak Day | CAISO | 1-in-10 | 2025 | 22 | 412.4052 | 429.7014 | 8.2887 | 73.8492 | 0
| Zone | Remainder of System | 11 | Monthly System Peak Day | CAISO | 1-in-10 | 2025 | 23 | 392.6822 | 413.5808 | 8.4447 | 71.6486 | 0
| Zone | Remainder of System | 11 | Monthly System Peak Day | CAISO | 1-in-10 | 2025 | 24 | 321.0461 | 343.5065 | 8.3623 | 70.3994 | 0
| Zone | Remainder of System | 12 | Average Weekday | CAISO | 1-in-10 | 2025 | 1 | 254.6491 | 261.6807 | 8.2609 | 50.4524 | 0
| Zone | Remainder of System | 12 | Average Weekday | CAISO | 1-in-10 | 2025 | 2 | 250.6206 | 257.197 | 8.2873 | 49.6307 | 0
| Zone | Remainder of System | 12 | Average Weekday | CAISO | 1-in-10 | 2025 | 3 | 391.1652 | 403.3641 | 8.293 | 48.8824 | 0
| Zone | Remainder of System | 12 | Average Weekday | CAISO | 1-in-10 | 2025 | 4 | 566.4724 | 585.723 | 8.2998 | 48.0839 | 0
| Zone | Remainder of System | 12 | Average Weekday | CAISO | 1-in-10 | 2025 | 5 | 536.7929 | 565.6462 | 8.3033 | 47.4648 | 0
| Zone | Remainder of System | 12 | Average Weekday | CAISO | 1-in-10 | 2025 | 6 | 513.3318 | 545.3565 | 8.3087 | 46.8946 | 0
| Zone | Remainder of System | 12 | Average Weekday | CAISO | 1-in-10 | 2025 | 7 | 507.4635 | 506.2422 | 8.2692 | 46.4436 | 0
| Zone | Remainder of System | 12 | Average Weekday | CAISO | 1-in-10 | 2025 | 8 | 498.7808 | 505.6362 | 8.2198 | 46.3279 | 0
| Zone | Remainder of System | 12 | Average Weekday | CAISO | 1-in-10 | 2025 | 9 | 479.7692 | 507.9368 | 8.1704 | 46.9814 | 0
| Zone | Remainder of System | 12 | Average Weekday | CAISO | 1-in-10 | 2025 | 10 | 450.535 | 466.8648 | 8.198 | 49.9135 | 0
| Zone | Remainder of System | 12 | Average Weekday | CAISO | 1-in-10 | 2025 | 11 | 425.9467 | 435.965 | 8.1543 | 53.6874 | 0
| Zone | Remainder of System | 12 | Average Weekday | CAISO | 1-in-10 | 2025 | 12 | 418.3443 | 425.3636 | 8.1138 | 57.1456 | 0
| Zone | Remainder of System | 12 | Average Weekday | CAISO | 1-in-10 | 2025 | 13 | 339.3207 | 350.0953 | 8.1036 | 59.6607 | 0
| Zone | Remainder of System | 12 | Average Weekday | CAISO | 1-in-10 | 2025 | 14 | 308.953 | 317.4792 | 8.138 | 61.3133 | 0
| Zone | Remainder of System | 12 | Average Weekday | CAISO | 1-in-10 | 2025 | 15 | 270.6852 | 279.3104 | 8.1951 | 62.1542 | 0
| Zone | Remainder of System | 12 | Average Weekday | CAISO | 1-in-10 | 2025 | 16 | 237.8304 | 240.2436 | 8.2551 | 62.3151 | 0
| Zone | Remainder of System | 12 | Average Weekday | CAISO | 1-in-10 | 2025 | 17 | 243.4615 | 249.9664 | 8.1155 | 61.6977 | 0
| Zone | Remainder of System | 12 | Average Weekday | CAISO | 1-in-10 | 2025 | 18 | 227.8522 | 233.7466 | 8.094 | 59.7727 | 0
| Zone | Remainder of System | 12 | Average Weekday | CAISO | 1-in-10 | 2025 | 19 | 245.9623 | 250.2809 | 8.3528 | 57.5166 | 0
| Zone | Remainder of System | 12 | Average Weekday | CAISO | 1-in-10 | 2025 | 20 | 238.406 | 300.1704 | 8.3699 | 55.8063 | 0
| Zone | Remainder of System | 12 | Average Weekday | CAISO | 1-in-10 | 2025 | 21 | 225.536 | 232.2083 | 8.0098 | 54.4022 | 0
| Zone | Remainder of System | 12 | Average Weekday | CAISO | 1-in-10 | 2025 | 22 | 399.8213 | 415.4185 | 8.2039 | 53.1733 | 0
| Zone | Remainder of System | 12 | Average Weekday | CAISO | 1-in-10 | 2025 | 23 | 381.6129 | 396.3087 | 8.2292 | 52.0782 | 0
| Zone | Remainder of System | 12 | Average Weekday | CAISO | 1-in-10 | 2025 | 24 | 310.8769 | 324.4335 | 8.2322 | 51.1639 | 0
| Zone | Remainder of System | 12 | Monthly System Peak Day | CAISO | 1-in-10 | 2025 | 1 | 254.6491 | 261.6807 | 8.2609 | 42.5695 | 0
| Zone | Remainder of System | 12 | Monthly System Peak Day | CAISO | 1-in-10 | 2025 | 2 | 250.6206 | 257.197 | 8.2873 | 41.708 | 0
| Zone | Remainder of System | 12 | Monthly System Peak Day | CAISO | 1-in-10 | 2025 | 3 | 391.1652 | 403.3641 | 8.293 | 40.6634 | 0
| Zone | Remainder of System | 12 | Monthly System Peak Day | CAISO | 1-in-10 | 2025 | 4 | 566.4724 | 585.723 | 8.2998 | 39.7536 | 0
| Zone | Remainder of System | 12 | Monthly System Peak Day | CAISO | 1-in-10 | 2025 | 5 | 536.7929 | 565.6462 | 8.3033 | 38.8297 | 0
| Zone | Remainder of System | 12 | Monthly System Peak Day | CAISO | 1-in-10 | 2025 | 6 | 513.3318 | 545.3565 | 8.3087 | 37.7472 | 0
| Zone | Remainder of System | 12 | Monthly System Peak Day | CAISO | 1-in-10 | 2025 | 7 | 507.4635 | 506.2422 | 8.2692 | 36.5995 | 0
| Zone | Remainder of System | 12 | Monthly System Peak Day | CAISO | 1-in-10 | 2025 | 8 | 498.7808 | 505.6362 | 8.2198 | 36.6103 | 0
| Zone | Remainder of System | 12 | Monthly System Peak Day | CAISO | 1-in-10 | 2025 | 9 | 479.7692 | 507.9368 | 8.1704 | 37.7047 | 0
| Zone | Remainder of System | 12 | Monthly System Peak Day | CAISO | 1-in-10 | 2025 | 10 | 450.535 | 466.8648 | 8.198 | 41.4383 | 0
| Zone | Remainder of System | 12 | Monthly System Peak Day | CAISO | 1-in-10 | 2025 | 11 | 425.9467 | 435.965 | 8.1543 | 45.7698 | 0
| Zone | Remainder of System | 12 | Monthly System Peak Day | CAISO | 1-in-10 | 2025 | 12 | 418.3443 | 425.3636 | 8.1138 | 48.8809 | 0
| Zone | Remainder of System | 12 | Monthly System Peak Day | CAISO | 1-in-10 | 2025 | 13 | 339.3207 | 350.0953 | 8.1036 | 50.4759 | 0
| Zone | Remainder of System | 12 | Monthly System Peak Day | CAISO | 1-in-10 | 2025 | 14 | 308.953 | 317.4792 | 8.138 | 51.6747 | 0
| Zone | Remainder of System | 12 | Monthly System Peak Day | CAISO | 1-in-10 | 2025 | 15 | 270.6852 | 279.3104 | 8.1951 | 52.7272 | 0
| Zone | Remainder of System | 12 | Monthly System Peak Day | CAISO | 1-in-10 | 2025 | 16 | 237.8304 | 240.2436 | 8.2551 | 53.1839 | 0
| Zone | Remainder of System | 12 | Monthly System Peak Day | CAISO | 1-in-10 | 2025 | 17 | 243.4615 | 249.9664 | 8.1155 | 52.9211 | 0
| Zone | Remainder of System | 12 | Monthly System Peak Day | CAISO | 1-in-10 | 2025 | 18 | 227.8522 | 233.7466 | 8.094 | 51.1658 | 0
| Zone | Remainder of System | 12 | Monthly System Peak Day | CAISO | 1-in-10 | 2025 | 19 | 245.9623 | 250.2809 | 8.3528 | 49.0081 | 0
| Zone | Remainder of System | 12 | Monthly System Peak Day | CAISO | 1-in-10 | 2025 | 20 | 238.406 | 300.1704 | 8.3699 | 47.4864 | 0
| Zone | Remainder of System | 12 | Monthly System Peak Day | CAISO | 1-in-10 | 2025 | 21 | 225.536 | 232.2083 | 8.0098 | 46.0752 | 0
| Zone | Remainder of System | 12 | Monthly System Peak Day | CAISO | 1-in-10 | 2025 | 22 | 399.8213 | 415.4185 | 8.2039 | 44.3067 | 0
| Zone | Remainder of System | 12 | Monthly System Peak Day | CAISO | 1-in-10 | 2025 | 23 | 381.6129 | 396.3087 | 8.2292 | 43.3595 | 0
| Zone | Remainder of System | 12 | Monthly System Peak Day | CAISO | 1-in-10 | 2025 | 24 | 310.8769 | 324.4335 | 8.2322 | 42.7814 | 0
| Zone | Remainder of System | 1 | Average Weekday | CAISO | 1-in-10 | 2026 | 1 | 263.8823 | 270.2151 | 8.2825 | 48.5418 | 0
| Zone | Remainder of System | 1 | Average Weekday | CAISO | 1-in-10 | 2026 | 2 | 261.5231 | 268.7665 | 8.3085 | 47.7538 | 0
| Zone | Remainder of System | 1 | Average Weekday | CAISO | 1-in-10 | 2026 | 3 | 405.0926 | 416.8559 | 8.3142 | 47.1481 | 0
| Zone | Remainder of System | 1 | Average Weekday | CAISO | 1-in-10 | 2026 | 4 | 576.3963 | 594.742 | 8.3209 | 46.4563 | 0
| Zone | Remainder of System | 1 | Average Weekday | CAISO | 1-in-10 | 2026 | 5 | 548.731 | 576.7012 | 8.3245 | 45.7587 | 0
| Zone | Remainder of System | 1 | Average Weekday | CAISO | 1-in-10 | 2026 | 6 | 534.8993 | 565.9536 | 8.3298 | 45.1036 | 0
| Zone | Remainder of System | 1 | Average Weekday | CAISO | 1-in-10 | 2026 | 7 | 541.6893 | 539.5599 | 8.2908 | 44.5655 | 0
| Zone | Remainder of System | 1 | Average Weekday | CAISO | 1-in-10 | 2026 | 8 | 533.1698 | 538.9515 | 8.2421 | 44.3307 | 0
| Zone | Remainder of System | 1 | Average Weekday | CAISO | 1-in-10 | 2026 | 9 | 501.3633 | 526.973 | 8.1934 | 44.8068 | 0
| Zone | Remainder of System | 1 | Average Weekday | CAISO | 1-in-10 | 2026 | 10 | 483.3754 | 496.5336 | 8.2205 | 47.5928 | 0
| Zone | Remainder of System | 1 | Average Weekday | CAISO | 1-in-10 | 2026 | 11 | 454.8132 | 463.1861 | 8.1777 | 51.3252 | 0
| Zone | Remainder of System | 1 | Average Weekday | CAISO | 1-in-10 | 2026 | 12 | 449.8174 | 456.9023 | 8.1381 | 54.7156 | 0
| Zone | Remainder of System | 1 | Average Weekday | CAISO | 1-in-10 | 2026 | 13 | 377.9976 | 388.7893 | 8.1284 | 57.1933 | 0
| Zone | Remainder of System | 1 | Average Weekday | CAISO | 1-in-10 | 2026 | 14 | 342.6511 | 350.3406 | 8.162 | 58.7299 | 0
| Zone | Remainder of System | 1 | Average Weekday | CAISO | 1-in-10 | 2026 | 15 | 297.2668 | 305.0447 | 8.2177 | 59.7358 | 0
| Zone | Remainder of System | 1 | Average Weekday | CAISO | 1-in-10 | 2026 | 16 | 264.3327 | 266.5801 | 8.2767 | 60.1875 | 0
| Zone | Remainder of System | 1 | Average Weekday | CAISO | 1-in-10 | 2026 | 17 | 267.5662 | 273.9467 | 8.1465 | 59.7999 | 0
| Zone | Remainder of System | 1 | Average Weekday | CAISO | 1-in-10 | 2026 | 18 | 248.7153 | 254.7642 | 8.1251 | 58.3041 | 0
| Zone | Remainder of System | 1 | Average Weekday | CAISO | 1-in-10 | 2026 | 19 | 262.447 | 266.8295 | 8.3839 | 55.9215 | 0
| Zone | Remainder of System | 1 | Average Weekday | CAISO | 1-in-10 | 2026 | 20 | 252.9735 | 314.7777 | 8.3997 | 54.1041 | 0
| Zone | Remainder of System | 1 | Average Weekday | CAISO | 1-in-10 | 2026 | 21 | 235.9596 | 242.4039 | 8.0401 | 52.7602 | 0
| Zone | Remainder of System | 1 | Average Weekday | CAISO | 1-in-10 | 2026 | 22 | 410.0739 | 425.9401 | 8.2254 | 51.5587 | 0
| Zone | Remainder of System | 1 | Average Weekday | CAISO | 1-in-10 | 2026 | 23 | 397.0313 | 411.8017 | 8.2512 | 50.4809 | 0
| Zone | Remainder of System | 1 | Average Weekday | CAISO | 1-in-10 | 2026 | 24 | 327.5215 | 339.9178 | 8.2542 | 49.576 | 0
| Zone | Remainder of System | 1 | Monthly System Peak Day | CAISO | 1-in-10 | 2026 | 1 | 263.8823 | 270.2151 | 8.2825 | 42.8934 | 0
| Zone | Remainder of System | 1 | Monthly System Peak Day | CAISO | 1-in-10 | 2026 | 2 | 261.5231 | 268.7665 | 8.3085 | 42.5892 | 0
| Zone | Remainder of System | 1 | Monthly System Peak Day | CAISO | 1-in-10 | 2026 | 3 | 405.0926 | 416.8559 | 8.3142 | 42.6298 | 0
| Zone | Remainder of System | 1 | Monthly System Peak Day | CAISO | 1-in-10 | 2026 | 4 | 576.3963 | 594.742 | 8.3209 | 42.2222 | 0
| Zone | Remainder of System | 1 | Monthly System Peak Day | CAISO | 1-in-10 | 2026 | 5 | 548.731 | 576.7012 | 8.3245 | 42.1184 | 0
| Zone | Remainder of System | 1 | Monthly System Peak Day | CAISO | 1-in-10 | 2026 | 6 | 534.8993 | 565.9536 | 8.3298 | 41.1072 | 0
| Zone | Remainder of System | 1 | Monthly System Peak Day | CAISO | 1-in-10 | 2026 | 7 | 541.6893 | 539.5599 | 8.2908 | 40.9603 | 0
| Zone | Remainder of System | 1 | Monthly System Peak Day | CAISO | 1-in-10 | 2026 | 8 | 533.1698 | 538.9515 | 8.2421 | 40.0328 | 0
| Zone | Remainder of System | 1 | Monthly System Peak Day | CAISO | 1-in-10 | 2026 | 9 | 501.3633 | 526.973 | 8.1934 | 39.5062 | 0
| Zone | Remainder of System | 1 | Monthly System Peak Day | CAISO | 1-in-10 | 2026 | 10 | 483.3754 | 496.5336 | 8.2205 | 41.8467 | 0
| Zone | Remainder of System | 1 | Monthly System Peak Day | CAISO | 1-in-10 | 2026 | 11 | 454.8132 | 463.1861 | 8.1777 | 44.5803 | 0
| Zone | Remainder of System | 1 | Monthly System Peak Day | CAISO | 1-in-10 | 2026 | 12 | 449.8174 | 456.9023 | 8.1381 | 46.5347 | 0
| Zone | Remainder of System | 1 | Monthly System Peak Day | CAISO | 1-in-10 | 2026 | 13 | 377.9976 | 388.7893 | 8.1284 | 47.7191 | 0
| Zone | Remainder of System | 1 | Monthly System Peak Day | CAISO | 1-in-10 | 2026 | 14 | 342.6511 | 350.3406 | 8.162 | 47.7652 | 0
| Zone | Remainder of System | 1 | Monthly System Peak Day | CAISO | 1-in-10 | 2026 | 15 | 297.2668 | 305.0447 | 8.2177 | 48.745 | 0
| Zone | Remainder of System | 1 | Monthly System Peak Day | CAISO | 1-in-10 | 2026 | 16 | 264.3327 | 266.5801 | 8.2767 | 49.632 | 0
| Zone | Remainder of System | 1 | Monthly System Peak Day | CAISO | 1-in-10 | 2026 | 17 | 267.5662 | 273.9467 | 8.1465 | 49.8894 | 0
| Zone | Remainder of System | 1 | Monthly System Peak Day | CAISO | 1-in-10 | 2026 | 18 | 248.7153 | 254.7642 | 8.1251 | 48.9595 | 0
| Zone | Remainder of System | 1 | Monthly System Peak Day | CAISO | 1-in-10 | 2026 | 19 | 262.447 | 266.8295 | 8.3839 | 47.0345 | 0
| Zone | Remainder of System | 1 | Monthly System Peak Day | CAISO | 1-in-10 | 2026 | 20 | 252.9735 | 314.7777 | 8.3997 | 45.7869 | 0
| Zone | Remainder of System | 1 | Monthly System Peak Day | CAISO | 1-in-10 | 2026 | 21 | 235.9596 | 242.4039 | 8.0401 | 44.3828 | 0
| Zone | Remainder of System | 1 | Monthly System Peak Day | CAISO | 1-in-10 | 2026 | 22 | 410.0739 | 425.9401 | 8.2254 | 43.4539 | 0
| Zone | Remainder of System | 1 | Monthly System Peak Day | CAISO | 1-in-10 | 2026 | 23 | 397.0313 | 411.8017 | 8.2512 | 42.4061 | 0
| Zone | Remainder of System | 1 | Monthly System Peak Day | CAISO | 1-in-10 | 2026 | 24 | 327.5215 | 339.9178 | 8.2542 | 41.5072 | 0
| Zone | Remainder of System | 2 | Average Weekday | CAISO | 1-in-10 | 2026 | 1 | 263.8885 | 271.0383 | 8.3394 | 48.459 | 0
| Zone | Remainder of System | 2 | Average Weekday | CAISO | 1-in-10 | 2026 | 2 | 258.1234 | 266.268 | 8.3711 | 47.5419 | 0
| Zone | Remainder of System | 2 | Average Weekday | CAISO | 1-in-10 | 2026 | 3 | 398.1134 | 411.2846 | 8.3778 | 46.6419 | 0
| Zone | Remainder of System | 2 | Average Weekday | CAISO | 1-in-10 | 2026 | 4 | 565.7324 | 586.8325 | 8.3857 | 45.8387 | 0
| Zone | Remainder of System | 2 | Average Weekday | CAISO | 1-in-10 | 2026 | 5 | 546.288 | 577.2593 | 8.3891 | 45.2517 | 0
| Zone | Remainder of System | 2 | Average Weekday | CAISO | 1-in-10 | 2026 | 6 | 536.616 | 569.6432 | 8.3939 | 44.686 | 0
| Zone | Remainder of System | 2 | Average Weekday | CAISO | 1-in-10 | 2026 | 7 | 529.3904 | 528.6728 | 8.3462 | 44.3074 | 0
| Zone | Remainder of System | 2 | Average Weekday | CAISO | 1-in-10 | 2026 | 8 | 519.7402 | 525.9621 | 8.2884 | 44.0731 | 0
| Zone | Remainder of System | 2 | Average Weekday | CAISO | 1-in-10 | 2026 | 9 | 500.2583 | 526.2588 | 8.2295 | 45.55 | 0
| Zone | Remainder of System | 2 | Average Weekday | CAISO | 1-in-10 | 2026 | 10 | 478.0702 | 490.5977 | 8.2648 | 49.0257 | 0
| Zone | Remainder of System | 2 | Average Weekday | CAISO | 1-in-10 | 2026 | 11 | 453.9951 | 462.6016 | 8.2107 | 52.9099 | 0
| Zone | Remainder of System | 2 | Average Weekday | CAISO | 1-in-10 | 2026 | 12 | 448.8074 | 456.5731 | 8.1593 | 56.1067 | 0
| Zone | Remainder of System | 2 | Average Weekday | CAISO | 1-in-10 | 2026 | 13 | 372.6628 | 384.5008 | 8.1456 | 58.3854 | 0
| Zone | Remainder of System | 2 | Average Weekday | CAISO | 1-in-10 | 2026 | 14 | 334.3005 | 342.6149 | 8.1895 | 59.7708 | 0
| Zone | Remainder of System | 2 | Average Weekday | CAISO | 1-in-10 | 2026 | 15 | 283.759 | 293.7277 | 8.2602 | 60.7058 | 0
| Zone | Remainder of System | 2 | Average Weekday | CAISO | 1-in-10 | 2026 | 16 | 253.9378 | 257.7239 | 8.3328 | 61.1002 | 0
| Zone | Remainder of System | 2 | Average Weekday | CAISO | 1-in-10 | 2026 | 17 | 246.3566 | 251.485 | 8.179 | 60.7203 | 0
| Zone | Remainder of System | 2 | Average Weekday | CAISO | 1-in-10 | 2026 | 18 | 233.0023 | 238.1501 | 8.1512 | 59.46 | 0
| Zone | Remainder of System | 2 | Average Weekday | CAISO | 1-in-10 | 2026 | 19 | 254.8916 | 259.3554 | 8.3839 | 57.2102 | 0
| Zone | Remainder of System | 2 | Average Weekday | CAISO | 1-in-10 | 2026 | 20 | 246.1602 | 306.0764 | 8.4031 | 55.0534 | 0
| Zone | Remainder of System | 2 | Average Weekday | CAISO | 1-in-10 | 2026 | 21 | 224.4272 | 230.6174 | 8.0144 | 53.325 | 0
| Zone | Remainder of System | 2 | Average Weekday | CAISO | 1-in-10 | 2026 | 22 | 395.0309 | 410.7426 | 8.2663 | 52.0124 | 0
| Zone | Remainder of System | 2 | Average Weekday | CAISO | 1-in-10 | 2026 | 23 | 380.3213 | 395.4909 | 8.3003 | 50.8797 | 0
| Zone | Remainder of System | 2 | Average Weekday | CAISO | 1-in-10 | 2026 | 24 | 320.4567 | 334.1109 | 8.3044 | 49.8149 | 0
| Zone | Remainder of System | 2 | Monthly System Peak Day | CAISO | 1-in-10 | 2026 | 1 | 263.8885 | 271.0383 | 8.3394 | 49.3947 | 0
| Zone | Remainder of System | 2 | Monthly System Peak Day | CAISO | 1-in-10 | 2026 | 2 | 258.1234 | 266.268 | 8.3711 | 49.177 | 0
| Zone | Remainder of System | 2 | Monthly System Peak Day | CAISO | 1-in-10 | 2026 | 3 | 398.1134 | 411.2846 | 8.3778 | 48.9855 | 0
| Zone | Remainder of System | 2 | Monthly System Peak Day | CAISO | 1-in-10 | 2026 | 4 | 565.7324 | 586.8325 | 8.3857 | 49.4251 | 0
| Zone | Remainder of System | 2 | Monthly System Peak Day | CAISO | 1-in-10 | 2026 | 5 | 546.288 | 577.2593 | 8.3891 | 49.1723 | 0
| Zone | Remainder of System | 2 | Monthly System Peak Day | CAISO | 1-in-10 | 2026 | 6 | 536.616 | 569.6432 | 8.3939 | 48.6181 | 0
| Zone | Remainder of System | 2 | Monthly System Peak Day | CAISO | 1-in-10 | 2026 | 7 | 529.3904 | 528.6728 | 8.3462 | 48.1661 | 0
| Zone | Remainder of System | 2 | Monthly System Peak Day | CAISO | 1-in-10 | 2026 | 8 | 519.7402 | 525.9621 | 8.2884 | 48.0934 | 0
| Zone | Remainder of System | 2 | Monthly System Peak Day | CAISO | 1-in-10 | 2026 | 9 | 500.2583 | 526.2588 | 8.2295 | 48.2762 | 0
| Zone | Remainder of System | 2 | Monthly System Peak Day | CAISO | 1-in-10 | 2026 | 10 | 478.0702 | 490.5977 | 8.2648 | 49.295 | 0
| Zone | Remainder of System | 2 | Monthly System Peak Day | CAISO | 1-in-10 | 2026 | 11 | 453.9951 | 462.6016 | 8.2107 | 50.3528 | 0
| Zone | Remainder of System | 2 | Monthly System Peak Day | CAISO | 1-in-10 | 2026 | 12 | 448.8074 | 456.5731 | 8.1593 | 51.499 | 0
| Zone | Remainder of System | 2 | Monthly System Peak Day | CAISO | 1-in-10 | 2026 | 13 | 372.6628 | 384.5008 | 8.1456 | 52.9288 | 0
| Zone | Remainder of System | 2 | Monthly System Peak Day | CAISO | 1-in-10 | 2026 | 14 | 334.3005 | 342.6149 | 8.1895 | 54.0821 | 0
| Zone | Remainder of System | 2 | Monthly System Peak Day | CAISO | 1-in-10 | 2026 | 15 | 283.759 | 293.7277 | 8.2602 | 54.6582 | 0
| Zone | Remainder of System | 2 | Monthly System Peak Day | CAISO | 1-in-10 | 2026 | 16 | 253.9378 | 257.7239 | 8.3328 | 54.7659 | 0
| Zone | Remainder of System | 2 | Monthly System Peak Day | CAISO | 1-in-10 | 2026 | 17 | 246.3566 | 251.485 | 8.179 | 56.1957 | 0
| Zone | Remainder of System | 2 | Monthly System Peak Day | CAISO | 1-in-10 | 2026 | 18 | 233.0023 | 238.1501 | 8.1512 | 54.984 | 0
| Zone | Remainder of System | 2 | Monthly System Peak Day | CAISO | 1-in-10 | 2026 | 19 | 254.8916 | 259.3554 | 8.3839 | 53.8312 | 0
| Zone | Remainder of System | 2 | Monthly System Peak Day | CAISO | 1-in-10 | 2026 | 20 | 246.1602 | 306.0764 | 8.4031 | 52.8373 | 0
| Zone | Remainder of System | 2 | Monthly System Peak Day | CAISO | 1-in-10 | 2026 | 21 | 224.4272 | 230.6174 | 8.0144 | 52.3428 | 0
| Zone | Remainder of System | 2 | Monthly System Peak Day | CAISO | 1-in-10 | 2026 | 22 | 395.0309 | 410.7426 | 8.2663 | 51.7723 | 0
| Zone | Remainder of System | 2 | Monthly System Peak Day | CAISO | 1-in-10 | 2026 | 23 | 380.3213 | 395.4909 | 8.3003 | 51.2011 | 0
| Zone | Remainder of System | 2 | Monthly System Peak Day | CAISO | 1-in-10 | 2026 | 24 | 320.4567 | 334.1109 | 8.3044 | 50.5653 | 0
| Zone | Remainder of System | 3 | Average Weekday | CAISO | 1-in-10 | 2026 | 1 | 271.316 | 283.1601 | 8.4265 | 57.5537 | 0
| Zone | Remainder of System | 3 | Average Weekday | CAISO | 1-in-10 | 2026 | 2 | 265.9527 | 273.6376 | 8.3778 | 56.4206 | 0
| Zone | Remainder of System | 3 | Average Weekday | CAISO | 1-in-10 | 2026 | 3 | 425.061 | 436.2129 | 8.3706 | 55.3452 | 0
| Zone | Remainder of System | 3 | Average Weekday | CAISO | 1-in-10 | 2026 | 4 | 598.3795 | 615.2198 | 8.3533 | 54.4215 | 0
| Zone | Remainder of System | 3 | Average Weekday | CAISO | 1-in-10 | 2026 | 5 | 564.9597 | 584.3385 | 8.3471 | 53.6273 | 0
| Zone | Remainder of System | 3 | Average Weekday | CAISO | 1-in-10 | 2026 | 6 | 555.639 | 574.9893 | 8.3156 | 52.9063 | 0
| Zone | Remainder of System | 3 | Average Weekday | CAISO | 1-in-10 | 2026 | 7 | 559.7991 | 560.4911 | 8.3005 | 52.44 | 0
| Zone | Remainder of System | 3 | Average Weekday | CAISO | 1-in-10 | 2026 | 8 | 537.8873 | 548.2358 | 8.4547 | 52.295 | 0
| Zone | Remainder of System | 3 | Average Weekday | CAISO | 1-in-10 | 2026 | 9 | 522.6959 | 562.5356 | 8.6454 | 53.6088 | 0
| Zone | Remainder of System | 3 | Average Weekday | CAISO | 1-in-10 | 2026 | 10 | 503.5425 | 526.1902 | 8.5125 | 57.1162 | 0
| Zone | Remainder of System | 3 | Average Weekday | CAISO | 1-in-10 | 2026 | 11 | 471.4122 | 487.9147 | 8.5913 | 61.4632 | 0
| Zone | Remainder of System | 3 | Average Weekday | CAISO | 1-in-10 | 2026 | 12 | 471.1408 | 483.239 | 8.6806 | 65.4775 | 0
| Zone | Remainder of System | 3 | Average Weekday | CAISO | 1-in-10 | 2026 | 13 | 377.8392 | 388.6881 | 8.7555 | 68.7024 | 0
| Zone | Remainder of System | 3 | Average Weekday | CAISO | 1-in-10 | 2026 | 14 | 353.1331 | 360.7599 | 8.7056 | 70.914 | 0
| Zone | Remainder of System | 3 | Average Weekday | CAISO | 1-in-10 | 2026 | 15 | 306.3029 | 313.3091 | 8.5391 | 72.242 | 0
| Zone | Remainder of System | 3 | Average Weekday | CAISO | 1-in-10 | 2026 | 16 | 272.8311 | 275.7156 | 8.3221 | 72.9142 | 0
| Zone | Remainder of System | 3 | Average Weekday | CAISO | 1-in-10 | 2026 | 17 | 274.2976 | 280.036 | 8.175 | 72.9266 | 0
| Zone | Remainder of System | 3 | Average Weekday | CAISO | 1-in-10 | 2026 | 18 | 247.5343 | 253.9195 | 8.1895 | 71.945 | 0
| Zone | Remainder of System | 3 | Average Weekday | CAISO | 1-in-10 | 2026 | 19 | 262.2334 | 268.8827 | 8.4711 | 70.1003 | 0
| Zone | Remainder of System | 3 | Average Weekday | CAISO | 1-in-10 | 2026 | 20 | 248.6512 | 251.8589 | 8.3674 | 67.4013 | 0
| Zone | Remainder of System | 3 | Average Weekday | CAISO | 1-in-10 | 2026 | 21 | 220.9293 | 225.9288 | 8.0436 | 64.6072 | 0
| Zone | Remainder of System | 3 | Average Weekday | CAISO | 1-in-10 | 2026 | 22 | 419.2287 | 437.5684 | 8.28 | 62.6982 | 0
| Zone | Remainder of System | 3 | Average Weekday | CAISO | 1-in-10 | 2026 | 23 | 409.3244 | 430.7693 | 8.3816 | 61.2385 | 0
| Zone | Remainder of System | 3 | Average Weekday | CAISO | 1-in-10 | 2026 | 24 | 352.0407 | 377.0649 | 8.4718 | 59.8218 | 0
| Zone | Remainder of System | 3 | Monthly System Peak Day | CAISO | 1-in-10 | 2026 | 1 | 271.316 | 293.9746 | 8.4159 | 63.8584 | 0
| Zone | Remainder of System | 3 | Monthly System Peak Day | CAISO | 1-in-10 | 2026 | 2 | 265.9527 | 281.0428 | 8.3328 | 62.1419 | 0
| Zone | Remainder of System | 3 | Monthly System Peak Day | CAISO | 1-in-10 | 2026 | 3 | 425.061 | 443.6268 | 8.3239 | 61.0177 | 0
| Zone | Remainder of System | 3 | Monthly System Peak Day | CAISO | 1-in-10 | 2026 | 4 | 598.3795 | 619.6581 | 8.306 | 59.9552 | 0
| Zone | Remainder of System | 3 | Monthly System Peak Day | CAISO | 1-in-10 | 2026 | 5 | 564.9597 | 591.8409 | 8.3 | 58.873 | 0
| Zone | Remainder of System | 3 | Monthly System Peak Day | CAISO | 1-in-10 | 2026 | 6 | 555.639 | 574.5804 | 8.2751 | 57.7036 | 0
| Zone | Remainder of System | 3 | Monthly System Peak Day | CAISO | 1-in-10 | 2026 | 7 | 559.7991 | 554.766 | 8.262 | 56.8933 | 0
| Zone | Remainder of System | 3 | Monthly System Peak Day | CAISO | 1-in-10 | 2026 | 8 | 537.8873 | 560.7071 | 8.4817 | 56.4569 | 0
| Zone | Remainder of System | 3 | Monthly System Peak Day | CAISO | 1-in-10 | 2026 | 9 | 522.6959 | 574.1634 | 8.9581 | 57.9028 | 0
| Zone | Remainder of System | 3 | Monthly System Peak Day | CAISO | 1-in-10 | 2026 | 10 | 503.5425 | 534.7788 | 8.6283 | 62.68 | 0
| Zone | Remainder of System | 3 | Monthly System Peak Day | CAISO | 1-in-10 | 2026 | 11 | 471.4122 | 501.3733 | 8.884 | 68.5633 | 0
| Zone | Remainder of System | 3 | Monthly System Peak Day | CAISO | 1-in-10 | 2026 | 12 | 471.1408 | 496.3858 | 9.1972 | 74.63 | 0
| Zone | Remainder of System | 3 | Monthly System Peak Day | CAISO | 1-in-10 | 2026 | 13 | 377.8392 | 389.8993 | 9.4622 | 79.9691 | 0
| Zone | Remainder of System | 3 | Monthly System Peak Day | CAISO | 1-in-10 | 2026 | 14 | 353.1331 | 361.4099 | 9.2785 | 82.6747 | 0
| Zone | Remainder of System | 3 | Monthly System Peak Day | CAISO | 1-in-10 | 2026 | 15 | 306.3029 | 314.6131 | 8.7834 | 83.9275 | 0
| Zone | Remainder of System | 3 | Monthly System Peak Day | CAISO | 1-in-10 | 2026 | 16 | 272.8311 | 274.3895 | 8.2791 | 84.8709 | 0
| Zone | Remainder of System | 3 | Monthly System Peak Day | CAISO | 1-in-10 | 2026 | 17 | 274.2976 | 280.2669 | 8.136 | 85.4575 | 0
| Zone | Remainder of System | 3 | Monthly System Peak Day | CAISO | 1-in-10 | 2026 | 18 | 247.5343 | 253.853 | 8.1431 | 85.1969 | 0
| Zone | Remainder of System | 3 | Monthly System Peak Day | CAISO | 1-in-10 | 2026 | 19 | 262.2334 | 268.1447 | 8.88 | 83.6747 | 0
| Zone | Remainder of System | 3 | Monthly System Peak Day | CAISO | 1-in-10 | 2026 | 20 | 248.6512 | 252.6341 | 8.367 | 81.2166 | 0
| Zone | Remainder of System | 3 | Monthly System Peak Day | CAISO | 1-in-10 | 2026 | 21 | 220.9293 | 228.3383 | 8.4557 | 77.2319 | 0
| Zone | Remainder of System | 3 | Monthly System Peak Day | CAISO | 1-in-10 | 2026 | 22 | 419.2287 | 437.651 | 8.2417 | 74.0355 | 0
| Zone | Remainder of System | 3 | Monthly System Peak Day | CAISO | 1-in-10 | 2026 | 23 | 409.3244 | 434.3248 | 8.3485 | 71.1653 | 0
| Zone | Remainder of System | 3 | Monthly System Peak Day | CAISO | 1-in-10 | 2026 | 24 | 352.0407 | 391.9813 | 8.5084 | 68.9205 | 0
| Zone | Remainder of System | 4 | Average Weekday | CAISO | 1-in-10 | 2026 | 1 | 269.4776 | 280.69 | 8.4431 | 58.8942 | 0
| Zone | Remainder of System | 4 | Average Weekday | CAISO | 1-in-10 | 2026 | 2 | 267.7608 | 276.3505 | 8.395 | 57.8643 | 0
| Zone | Remainder of System | 4 | Average Weekday | CAISO | 1-in-10 | 2026 | 3 | 426.8769 | 438.6907 | 8.3878 | 56.8375 | 0
| Zone | Remainder of System | 4 | Average Weekday | CAISO | 1-in-10 | 2026 | 4 | 595.0709 | 611.8923 | 8.3708 | 55.8951 | 0
| Zone | Remainder of System | 4 | Average Weekday | CAISO | 1-in-10 | 2026 | 5 | 550.0652 | 568.241 | 8.3644 | 55.1051 | 0
| Zone | Remainder of System | 4 | Average Weekday | CAISO | 1-in-10 | 2026 | 6 | 545.7622 | 564.2096 | 8.3326 | 54.4914 | 0
| Zone | Remainder of System | 4 | Average Weekday | CAISO | 1-in-10 | 2026 | 7 | 549.2583 | 550.4193 | 8.3164 | 54.0511 | 0
| Zone | Remainder of System | 4 | Average Weekday | CAISO | 1-in-10 | 2026 | 8 | 533.7425 | 541.1823 | 8.4699 | 53.933 | 0
| Zone | Remainder of System | 4 | Average Weekday | CAISO | 1-in-10 | 2026 | 9 | 504.8108 | 543.2308 | 8.6591 | 55.9565 | 0
| Zone | Remainder of System | 4 | Average Weekday | CAISO | 1-in-10 | 2026 | 10 | 486.5134 | 509.6232 | 8.5275 | 59.3948 | 0
| Zone | Remainder of System | 4 | Average Weekday | CAISO | 1-in-10 | 2026 | 11 | 460.2195 | 474.4148 | 8.6047 | 63.1669 | 0
| Zone | Remainder of System | 4 | Average Weekday | CAISO | 1-in-10 | 2026 | 12 | 459.6942 | 471.7938 | 8.6921 | 66.6331 | 0
| Zone | Remainder of System | 4 | Average Weekday | CAISO | 1-in-10 | 2026 | 13 | 375.8416 | 386.6225 | 8.7659 | 69.1363 | 0
| Zone | Remainder of System | 4 | Average Weekday | CAISO | 1-in-10 | 2026 | 14 | 346.6649 | 354.2809 | 8.7172 | 70.9166 | 0
| Zone | Remainder of System | 4 | Average Weekday | CAISO | 1-in-10 | 2026 | 15 | 293.916 | 301.2095 | 8.5524 | 72.1063 | 0
| Zone | Remainder of System | 4 | Average Weekday | CAISO | 1-in-10 | 2026 | 16 | 261.795 | 264.7889 | 8.3379 | 72.7231 | 0
| Zone | Remainder of System | 4 | Average Weekday | CAISO | 1-in-10 | 2026 | 17 | 260.6229 | 264.9951 | 8.2081 | 72.7927 | 0
| Zone | Remainder of System | 4 | Average Weekday | CAISO | 1-in-10 | 2026 | 18 | 224.7622 | 230.3761 | 8.2202 | 71.9472 | 0
| Zone | Remainder of System | 4 | Average Weekday | CAISO | 1-in-10 | 2026 | 19 | 230.4176 | 237.0997 | 8.4713 | 70.4946 | 0
| Zone | Remainder of System | 4 | Average Weekday | CAISO | 1-in-10 | 2026 | 20 | 222.7077 | 226.0612 | 8.3675 | 68.2726 | 0
| Zone | Remainder of System | 4 | Average Weekday | CAISO | 1-in-10 | 2026 | 21 | 223.9314 | 229.1754 | 8.0589 | 65.3051 | 0
| Zone | Remainder of System | 4 | Average Weekday | CAISO | 1-in-10 | 2026 | 22 | 409.4457 | 427.4267 | 8.2922 | 63.0304 | 0
| Zone | Remainder of System | 4 | Average Weekday | CAISO | 1-in-10 | 2026 | 23 | 403.7981 | 424.787 | 8.3981 | 61.4331 | 0
| Zone | Remainder of System | 4 | Average Weekday | CAISO | 1-in-10 | 2026 | 24 | 346.416 | 370.5596 | 8.4878 | 60.1413 | 0
| Zone | Remainder of System | 4 | Monthly System Peak Day | CAISO | 1-in-10 | 2026 | 1 | 269.4776 | 290.7932 | 8.4337 | 70.3336 | 0
| Zone | Remainder of System | 4 | Monthly System Peak Day | CAISO | 1-in-10 | 2026 | 2 | 267.7608 | 283.3381 | 8.3509 | 67.9333 | 0
| Zone | Remainder of System | 4 | Monthly System Peak Day | CAISO | 1-in-10 | 2026 | 3 | 426.8769 | 446.2226 | 8.342 | 65.8852 | 0
| Zone | Remainder of System | 4 | Monthly System Peak Day | CAISO | 1-in-10 | 2026 | 4 | 595.0709 | 615.5444 | 8.3242 | 64.6811 | 0
| Zone | Remainder of System | 4 | Monthly System Peak Day | CAISO | 1-in-10 | 2026 | 5 | 550.0652 | 575.2496 | 8.318 | 64.9291 | 0
| Zone | Remainder of System | 4 | Monthly System Peak Day | CAISO | 1-in-10 | 2026 | 6 | 545.7622 | 563.5218 | 8.2926 | 64.885 | 0
| Zone | Remainder of System | 4 | Monthly System Peak Day | CAISO | 1-in-10 | 2026 | 7 | 549.2583 | 544.5507 | 8.2784 | 65.1559 | 0
| Zone | Remainder of System | 4 | Monthly System Peak Day | CAISO | 1-in-10 | 2026 | 8 | 533.7425 | 556.4323 | 8.4983 | 65.2855 | 0
| Zone | Remainder of System | 4 | Monthly System Peak Day | CAISO | 1-in-10 | 2026 | 9 | 504.8108 | 554.7015 | 8.9738 | 68.4942 | 0
| Zone | Remainder of System | 4 | Monthly System Peak Day | CAISO | 1-in-10 | 2026 | 10 | 486.5134 | 517.5677 | 8.6451 | 73.08 | 0
| Zone | Remainder of System | 4 | Monthly System Peak Day | CAISO | 1-in-10 | 2026 | 11 | 460.2195 | 487.006 | 8.8996 | 77.5594 | 0
| Zone | Remainder of System | 4 | Monthly System Peak Day | CAISO | 1-in-10 | 2026 | 12 | 459.6942 | 484.7662 | 9.2114 | 81.6147 | 0
| Zone | Remainder of System | 4 | Monthly System Peak Day | CAISO | 1-in-10 | 2026 | 13 | 375.8416 | 388.0305 | 9.4755 | 84.5697 | 0
| Zone | Remainder of System | 4 | Monthly System Peak Day | CAISO | 1-in-10 | 2026 | 14 | 346.6649 | 354.9228 | 9.2927 | 86.4428 | 0
| Zone | Remainder of System | 4 | Monthly System Peak Day | CAISO | 1-in-10 | 2026 | 15 | 293.916 | 302.8541 | 8.7988 | 87.84 | 0
| Zone | Remainder of System | 4 | Monthly System Peak Day | CAISO | 1-in-10 | 2026 | 16 | 261.795 | 263.4184 | 8.2959 | 88.8178 | 0
| Zone | Remainder of System | 4 | Monthly System Peak Day | CAISO | 1-in-10 | 2026 | 17 | 260.6229 | 265.2537 | 8.1692 | 89.5453 | 0
| Zone | Remainder of System | 4 | Monthly System Peak Day | CAISO | 1-in-10 | 2026 | 18 | 224.7622 | 230.6727 | 8.174 | 89.6969 | 0
| Zone | Remainder of System | 4 | Monthly System Peak Day | CAISO | 1-in-10 | 2026 | 19 | 230.4176 | 236.3958 | 8.8823 | 88.7875 | 0
| Zone | Remainder of System | 4 | Monthly System Peak Day | CAISO | 1-in-10 | 2026 | 20 | 222.7077 | 226.8207 | 8.3671 | 86.7188 | 0
| Zone | Remainder of System | 4 | Monthly System Peak Day | CAISO | 1-in-10 | 2026 | 21 | 223.9314 | 231.5929 | 8.4721 | 83.2297 | 0
| Zone | Remainder of System | 4 | Monthly System Peak Day | CAISO | 1-in-10 | 2026 | 22 | 409.4457 | 427.3843 | 8.2547 | 79.8656 | 0
| Zone | Remainder of System | 4 | Monthly System Peak Day | CAISO | 1-in-10 | 2026 | 23 | 403.7981 | 428.2104 | 8.3659 | 77.1739 | 0
| Zone | Remainder of System | 4 | Monthly System Peak Day | CAISO | 1-in-10 | 2026 | 24 | 346.416 | 385.0764 | 8.5258 | 74.4806 | 0
| Zone | Remainder of System | 5 | Average Weekday | CAISO | 1-in-10 | 2026 | 1 | 282.5864 | 293.9275 | 8.4749 | 62.1727 | 0
| Zone | Remainder of System | 5 | Average Weekday | CAISO | 1-in-10 | 2026 | 2 | 283.1674 | 290.8769 | 8.4279 | 61.1648 | 0
| Zone | Remainder of System | 5 | Average Weekday | CAISO | 1-in-10 | 2026 | 3 | 442.9596 | 455.9753 | 8.4208 | 60.2356 | 0
| Zone | Remainder of System | 5 | Average Weekday | CAISO | 1-in-10 | 2026 | 4 | 606.1346 | 624.1281 | 8.4039 | 59.3569 | 0
| Zone | Remainder of System | 5 | Average Weekday | CAISO | 1-in-10 | 2026 | 5 | 567.0814 | 586.1107 | 8.397 | 58.7412 | 0
| Zone | Remainder of System | 5 | Average Weekday | CAISO | 1-in-10 | 2026 | 6 | 553.0821 | 573.4581 | 8.3642 | 58.1661 | 0
| Zone | Remainder of System | 5 | Average Weekday | CAISO | 1-in-10 | 2026 | 7 | 547.0376 | 548.2599 | 8.3462 | 57.8997 | 0
| Zone | Remainder of System | 5 | Average Weekday | CAISO | 1-in-10 | 2026 | 8 | 544.3823 | 555.5518 | 8.4992 | 58.7071 | 0
| Zone | Remainder of System | 5 | Average Weekday | CAISO | 1-in-10 | 2026 | 9 | 511.7854 | 547.7637 | 8.6864 | 61.456 | 0
| Zone | Remainder of System | 5 | Average Weekday | CAISO | 1-in-10 | 2026 | 10 | 501.89 | 525.1219 | 8.5571 | 64.9894 | 0
| Zone | Remainder of System | 5 | Average Weekday | CAISO | 1-in-10 | 2026 | 11 | 481.6102 | 496.3973 | 8.631 | 68.1837 | 0
| Zone | Remainder of System | 5 | Average Weekday | CAISO | 1-in-10 | 2026 | 12 | 474.8105 | 486.5063 | 8.7148 | 70.9372 | 0
| Zone | Remainder of System | 5 | Average Weekday | CAISO | 1-in-10 | 2026 | 13 | 384.3631 | 395.5673 | 8.7865 | 73.3433 | 0
| Zone | Remainder of System | 5 | Average Weekday | CAISO | 1-in-10 | 2026 | 14 | 361.5076 | 369.2257 | 8.7399 | 75.1538 | 0
| Zone | Remainder of System | 5 | Average Weekday | CAISO | 1-in-10 | 2026 | 15 | 318.3169 | 325.4191 | 8.5787 | 76.3764 | 0
| Zone | Remainder of System | 5 | Average Weekday | CAISO | 1-in-10 | 2026 | 16 | 277.0403 | 279.8839 | 8.368 | 76.8846 | 0
| Zone | Remainder of System | 5 | Average Weekday | CAISO | 1-in-10 | 2026 | 17 | 265.2599 | 270.7428 | 8.238 | 76.8837 | 0
| Zone | Remainder of System | 5 | Average Weekday | CAISO | 1-in-10 | 2026 | 18 | 238.9681 | 244.9252 | 8.2469 | 76.1315 | 0
| Zone | Remainder of System | 5 | Average Weekday | CAISO | 1-in-10 | 2026 | 19 | 248.1746 | 255.0505 | 8.4694 | 74.7201 | 0
| Zone | Remainder of System | 5 | Average Weekday | CAISO | 1-in-10 | 2026 | 20 | 235.7605 | 239.1145 | 8.3671 | 72.5958 | 0
| Zone | Remainder of System | 5 | Average Weekday | CAISO | 1-in-10 | 2026 | 21 | 240.8458 | 246.2158 | 8.0608 | 69.615 | 0
| Zone | Remainder of System | 5 | Average Weekday | CAISO | 1-in-10 | 2026 | 22 | 429.8065 | 448.0728 | 8.3188 | 66.8354 | 0
| Zone | Remainder of System | 5 | Average Weekday | CAISO | 1-in-10 | 2026 | 23 | 429.9751 | 451.6591 | 8.4282 | 64.9385 | 0
| Zone | Remainder of System | 5 | Average Weekday | CAISO | 1-in-10 | 2026 | 24 | 368.4798 | 393.4385 | 8.5183 | 63.4049 | 0
| Zone | Remainder of System | 5 | Monthly System Peak Day | CAISO | 1-in-10 | 2026 | 1 | 282.5864 | 304.625 | 8.4621 | 73.6895 | 0
| Zone | Remainder of System | 5 | Monthly System Peak Day | CAISO | 1-in-10 | 2026 | 2 | 283.1674 | 298.2377 | 8.3815 | 72.0766 | 0
| Zone | Remainder of System | 5 | Monthly System Peak Day | CAISO | 1-in-10 | 2026 | 3 | 442.9596 | 464.0152 | 8.3729 | 70.6422 | 0
| Zone | Remainder of System | 5 | Monthly System Peak Day | CAISO | 1-in-10 | 2026 | 4 | 606.1346 | 628.4338 | 8.3557 | 69.0833 | 0
| Zone | Remainder of System | 5 | Monthly System Peak Day | CAISO | 1-in-10 | 2026 | 5 | 567.0814 | 593.7385 | 8.3489 | 68.0722 | 0
| Zone | Remainder of System | 5 | Monthly System Peak Day | CAISO | 1-in-10 | 2026 | 6 | 553.0821 | 573.8039 | 8.3231 | 67.0072 | 0
| Zone | Remainder of System | 5 | Monthly System Peak Day | CAISO | 1-in-10 | 2026 | 7 | 547.0376 | 542.3584 | 8.3073 | 66.5788 | 0
| Zone | Remainder of System | 5 | Monthly System Peak Day | CAISO | 1-in-10 | 2026 | 8 | 544.3823 | 565.2599 | 8.5238 | 66.8927 | 0
| Zone | Remainder of System | 5 | Monthly System Peak Day | CAISO | 1-in-10 | 2026 | 9 | 511.7854 | 559.6461 | 8.9947 | 71.0933 | 0
| Zone | Remainder of System | 5 | Monthly System Peak Day | CAISO | 1-in-10 | 2026 | 10 | 501.89 | 532.797 | 8.6694 | 77.5111 | 0
| Zone | Remainder of System | 5 | Monthly System Peak Day | CAISO | 1-in-10 | 2026 | 11 | 481.6102 | 508.5891 | 8.9193 | 83.59 | 0
| Zone | Remainder of System | 5 | Monthly System Peak Day | CAISO | 1-in-10 | 2026 | 12 | 474.8105 | 498.5261 | 9.2265 | 87.7347 | 0
| Zone | Remainder of System | 5 | Monthly System Peak Day | CAISO | 1-in-10 | 2026 | 13 | 384.3631 | 396.1227 | 9.4879 | 90.7541 | 0
| Zone | Remainder of System | 5 | Monthly System Peak Day | CAISO | 1-in-10 | 2026 | 14 | 361.5076 | 367.6711 | 9.3076 | 92.7356 | 0
| Zone | Remainder of System | 5 | Monthly System Peak Day | CAISO | 1-in-10 | 2026 | 15 | 318.3169 | 327.0685 | 8.8188 | 93.8294 | 0
| Zone | Remainder of System | 5 | Monthly System Peak Day | CAISO | 1-in-10 | 2026 | 16 | 277.0403 | 278.6476 | 8.3236 | 93.7816 | 0
| Zone | Remainder of System | 5 | Monthly System Peak Day | CAISO | 1-in-10 | 2026 | 17 | 265.2599 | 271.004 | 8.1981 | 93.1462 | 0
| Zone | Remainder of System | 5 | Monthly System Peak Day | CAISO | 1-in-10 | 2026 | 18 | 238.9681 | 244.8828 | 8.1985 | 92.5491 | 0
| Zone | Remainder of System | 5 | Monthly System Peak Day | CAISO | 1-in-10 | 2026 | 19 | 248.1746 | 254.1975 | 8.8664 | 91.3375 | 0
| Zone | Remainder of System | 5 | Monthly System Peak Day | CAISO | 1-in-10 | 2026 | 20 | 235.7605 | 239.8824 | 8.3666 | 88.9545 | 0
| Zone | Remainder of System | 5 | Monthly System Peak Day | CAISO | 1-in-10 | 2026 | 21 | 240.8458 | 248.6526 | 8.4725 | 85.287 | 0
| Zone | Remainder of System | 5 | Monthly System Peak Day | CAISO | 1-in-10 | 2026 | 22 | 429.8065 | 448.0635 | 8.2801 | 81.6912 | 0
| Zone | Remainder of System | 5 | Monthly System Peak Day | CAISO | 1-in-10 | 2026 | 23 | 429.9751 | 455.2278 | 8.3935 | 79.1098 | 0
| Zone | Remainder of System | 5 | Monthly System Peak Day | CAISO | 1-in-10 | 2026 | 24 | 368.4798 | 408.3103 | 8.5522 | 76.3587 | 0
| Zone | Remainder of System | 6 | Average Weekday | CAISO | 1-in-10 | 2026 | 1 | 272.7457 | 290.0422 | 8.322 | 66.1798 | 0
| Zone | Remainder of System | 6 | Average Weekday | CAISO | 1-in-10 | 2026 | 2 | 268.9929 | 283.1831 | 8.3316 | 65.4593 | 0
| Zone | Remainder of System | 6 | Average Weekday | CAISO | 1-in-10 | 2026 | 3 | 419.1529 | 440.196 | 8.3333 | 64.7904 | 0
| Zone | Remainder of System | 6 | Average Weekday | CAISO | 1-in-10 | 2026 | 4 | 574.4727 | 593.5096 | 8.3358 | 64.1255 | 0
| Zone | Remainder of System | 6 | Average Weekday | CAISO | 1-in-10 | 2026 | 5 | 530.1709 | 557.6025 | 8.3346 | 63.6086 | 0
| Zone | Remainder of System | 6 | Average Weekday | CAISO | 1-in-10 | 2026 | 6 | 535.5639 | 565.4111 | 8.3363 | 63.1772 | 0
| Zone | Remainder of System | 6 | Average Weekday | CAISO | 1-in-10 | 2026 | 7 | 545.0438 | 543.0873 | 8.3782 | 62.8134 | 0
| Zone | Remainder of System | 6 | Average Weekday | CAISO | 1-in-10 | 2026 | 8 | 536.9575 | 550.571 | 8.2553 | 63.3196 | 0
| Zone | Remainder of System | 6 | Average Weekday | CAISO | 1-in-10 | 2026 | 9 | 538.7562 | 565.0538 | 8.2467 | 65.3704 | 0
| Zone | Remainder of System | 6 | Average Weekday | CAISO | 1-in-10 | 2026 | 10 | 523.9635 | 540.2513 | 8.3286 | 68.2381 | 0
| Zone | Remainder of System | 6 | Average Weekday | CAISO | 1-in-10 | 2026 | 11 | 486.6989 | 501.3858 | 8.3126 | 71.5251 | 0
| Zone | Remainder of System | 6 | Average Weekday | CAISO | 1-in-10 | 2026 | 12 | 479.7966 | 497.9174 | 8.2713 | 74.7391 | 0
| Zone | Remainder of System | 6 | Average Weekday | CAISO | 1-in-10 | 2026 | 13 | 388.892 | 414.0069 | 8.2765 | 77.286 | 0
| Zone | Remainder of System | 6 | Average Weekday | CAISO | 1-in-10 | 2026 | 14 | 362.1248 | 383.3799 | 8.3021 | 79.241 | 0
| Zone | Remainder of System | 6 | Average Weekday | CAISO | 1-in-10 | 2026 | 15 | 301.2282 | 320.9642 | 8.4124 | 80.4784 | 0
| Zone | Remainder of System | 6 | Average Weekday | CAISO | 1-in-10 | 2026 | 16 | 264.3535 | 271.307 | 8.5407 | 81.0262 | 0
| Zone | Remainder of System | 6 | Average Weekday | CAISO | 1-in-10 | 2026 | 17 | 260.8016 | 268.4317 | 9.3911 | 80.9375 | 0
| Zone | Remainder of System | 6 | Average Weekday | CAISO | 1-in-10 | 2026 | 18 | 226.1721 | 244.1528 | 9.2878 | 80.0399 | 0
| Zone | Remainder of System | 6 | Average Weekday | CAISO | 1-in-10 | 2026 | 19 | 218.0441 | 240.4226 | 10.1854 | 78.5607 | 0
| Zone | Remainder of System | 6 | Average Weekday | CAISO | 1-in-10 | 2026 | 20 | 199.6687 | 213.303 | 8.4463 | 76.4905 | 0
| Zone | Remainder of System | 6 | Average Weekday | CAISO | 1-in-10 | 2026 | 21 | 219.0609 | 239.0109 | 9.0753 | 73.5536 | 0
| Zone | Remainder of System | 6 | Average Weekday | CAISO | 1-in-10 | 2026 | 22 | 386.4331 | 413.8659 | 8.3434 | 70.5065 | 0
| Zone | Remainder of System | 6 | Average Weekday | CAISO | 1-in-10 | 2026 | 23 | 408.8917 | 441.139 | 8.3298 | 68.5894 | 0
| Zone | Remainder of System | 6 | Average Weekday | CAISO | 1-in-10 | 2026 | 24 | 377.2127 | 406.8423 | 8.294 | 67.2621 | 0
| Zone | Remainder of System | 6 | Monthly System Peak Day | CAISO | 1-in-10 | 2026 | 1 | 272.7457 | 270.0255 | 9.9268 | 74.18 | 0
| Zone | Remainder of System | 6 | Monthly System Peak Day | CAISO | 1-in-10 | 2026 | 2 | 268.9929 | 256.9405 | 9.9457 | 72.7065 | 0
| Zone | Remainder of System | 6 | Monthly System Peak Day | CAISO | 1-in-10 | 2026 | 3 | 419.1529 | 370.762 | 9.9506 | 71.5258 | 0
| Zone | Remainder of System | 6 | Monthly System Peak Day | CAISO | 1-in-10 | 2026 | 4 | 574.4727 | 477.4766 | 9.951 | 70.6323 | 0
| Zone | Remainder of System | 6 | Monthly System Peak Day | CAISO | 1-in-10 | 2026 | 5 | 530.1709 | 449.701 | 9.9458 | 69.5588 | 0
| Zone | Remainder of System | 6 | Monthly System Peak Day | CAISO | 1-in-10 | 2026 | 6 | 535.5639 | 469.1245 | 9.9391 | 68.8017 | 0
| Zone | Remainder of System | 6 | Monthly System Peak Day | CAISO | 1-in-10 | 2026 | 7 | 545.0438 | 458.101 | 9.944 | 68.3586 | 0
| Zone | Remainder of System | 6 | Monthly System Peak Day | CAISO | 1-in-10 | 2026 | 8 | 536.9575 | 474.2744 | 9.877 | 69.0209 | 0
| Zone | Remainder of System | 6 | Monthly System Peak Day | CAISO | 1-in-10 | 2026 | 9 | 538.7562 | 520.0469 | 9.8588 | 72.6292 | 0
| Zone | Remainder of System | 6 | Monthly System Peak Day | CAISO | 1-in-10 | 2026 | 10 | 523.9635 | 494.4088 | 9.902 | 78.5491 | 0
| Zone | Remainder of System | 6 | Monthly System Peak Day | CAISO | 1-in-10 | 2026 | 11 | 486.6989 | 456.535 | 9.8733 | 83.72 | 0
| Zone | Remainder of System | 6 | Monthly System Peak Day | CAISO | 1-in-10 | 2026 | 12 | 479.7966 | 453.4019 | 9.844 | 88.5556 | 0
| Zone | Remainder of System | 6 | Monthly System Peak Day | CAISO | 1-in-10 | 2026 | 13 | 388.892 | 382.7826 | 9.8395 | 90.5747 | 0
| Zone | Remainder of System | 6 | Monthly System Peak Day | CAISO | 1-in-10 | 2026 | 14 | 362.1248 | 361.4115 | 9.8622 | 92.3006 | 0
| Zone | Remainder of System | 6 | Monthly System Peak Day | CAISO | 1-in-10 | 2026 | 15 | 301.2282 | 306.7242 | 9.9479 | 93.8397 | 0
| Zone | Remainder of System | 6 | Monthly System Peak Day | CAISO | 1-in-10 | 2026 | 16 | 264.3535 | 258.3199 | 10.0203 | 94.9491 | 0
| Zone | Remainder of System | 6 | Monthly System Peak Day | CAISO | 1-in-10 | 2026 | 17 | 260.8016 | 265.63 | 11.0159 | 94.8055 | 0
| Zone | Remainder of System | 6 | Monthly System Peak Day | CAISO | 1-in-10 | 2026 | 18 | 226.1721 | 258.4118 | 11.0518 | 94.5518 | 0
| Zone | Remainder of System | 6 | Monthly System Peak Day | CAISO | 1-in-10 | 2026 | 19 | 218.0441 | 201.0668 | 10.6017 | 93.253 | 0
| Zone | Remainder of System | 6 | Monthly System Peak Day | CAISO | 1-in-10 | 2026 | 20 | 199.6687 | 178.1176 | 9.9593 | 89.6871 | 0
| Zone | Remainder of System | 6 | Monthly System Peak Day | CAISO | 1-in-10 | 2026 | 21 | 219.0609 | 200.8159 | 11.7115 | 84.8848 | 0
| Zone | Remainder of System | 6 | Monthly System Peak Day | CAISO | 1-in-10 | 2026 | 22 | 386.4331 | 356.3877 | 10.0846 | 80.465 | 0
| Zone | Remainder of System | 6 | Monthly System Peak Day | CAISO | 1-in-10 | 2026 | 23 | 408.8917 | 370.6364 | 9.9201 | 76.8585 | 0
| Zone | Remainder of System | 6 | Monthly System Peak Day | CAISO | 1-in-10 | 2026 | 24 | 377.2127 | 359.0473 | 9.9005 | 74.8392 | 0
| Zone | Remainder of System | 7 | Average Weekday | CAISO | 1-in-10 | 2026 | 1 | 265.0926 | 282.192 | 8.8606 | 71.9581 | 0
| Zone | Remainder of System | 7 | Average Weekday | CAISO | 1-in-10 | 2026 | 2 | 262.8775 | 274.2467 | 8.872 | 71.2274 | 0
| Zone | Remainder of System | 7 | Average Weekday | CAISO | 1-in-10 | 2026 | 3 | 405.1624 | 425.6166 | 8.874 | 70.5958 | 0
| Zone | Remainder of System | 7 | Average Weekday | CAISO | 1-in-10 | 2026 | 4 | 558.892 | 580.5521 | 8.8765 | 70.0707 | 0
| Zone | Remainder of System | 7 | Average Weekday | CAISO | 1-in-10 | 2026 | 5 | 514.737 | 540.2512 | 8.8746 | 69.613 | 0
| Zone | Remainder of System | 7 | Average Weekday | CAISO | 1-in-10 | 2026 | 6 | 515.0802 | 542.5812 | 8.8731 | 69.2234 | 0
| Zone | Remainder of System | 7 | Average Weekday | CAISO | 1-in-10 | 2026 | 7 | 523.6625 | 522.5502 | 8.8553 | 69.0054 | 0
| Zone | Remainder of System | 7 | Average Weekday | CAISO | 1-in-10 | 2026 | 8 | 514.4814 | 529.9218 | 8.799 | 69.4109 | 0
| Zone | Remainder of System | 7 | Average Weekday | CAISO | 1-in-10 | 2026 | 9 | 503.6483 | 531.7089 | 8.7859 | 71.6124 | 0
| Zone | Remainder of System | 7 | Average Weekday | CAISO | 1-in-10 | 2026 | 10 | 489.3025 | 505.483 | 8.8265 | 74.5635 | 0
| Zone | Remainder of System | 7 | Average Weekday | CAISO | 1-in-10 | 2026 | 11 | 458.8329 | 474.0865 | 8.8107 | 77.9936 | 0
| Zone | Remainder of System | 7 | Average Weekday | CAISO | 1-in-10 | 2026 | 12 | 452.3446 | 472.4725 | 8.7965 | 81.273 | 0
| Zone | Remainder of System | 7 | Average Weekday | CAISO | 1-in-10 | 2026 | 13 | 362.4717 | 387.2271 | 8.79 | 83.8927 | 0
| Zone | Remainder of System | 7 | Average Weekday | CAISO | 1-in-10 | 2026 | 14 | 335.6891 | 357.2573 | 8.8139 | 85.8828 | 0
| Zone | Remainder of System | 7 | Average Weekday | CAISO | 1-in-10 | 2026 | 15 | 283.6788 | 303.613 | 8.8682 | 87.0524 | 0
| Zone | Remainder of System | 7 | Average Weekday | CAISO | 1-in-10 | 2026 | 16 | 245.551 | 252.2333 | 8.9079 | 87.6036 | 0
| Zone | Remainder of System | 7 | Average Weekday | CAISO | 1-in-10 | 2026 | 17 | 247.0878 | 255.7357 | 9.845 | 87.406 | 0
| Zone | Remainder of System | 7 | Average Weekday | CAISO | 1-in-10 | 2026 | 18 | 217.7492 | 235.8831 | 9.7557 | 86.5106 | 0
| Zone | Remainder of System | 7 | Average Weekday | CAISO | 1-in-10 | 2026 | 19 | 213.9409 | 236.5816 | 9.5149 | 84.947 | 0
| Zone | Remainder of System | 7 | Average Weekday | CAISO | 1-in-10 | 2026 | 20 | 202.5209 | 216.1565 | 9.1552 | 82.535 | 0
| Zone | Remainder of System | 7 | Average Weekday | CAISO | 1-in-10 | 2026 | 21 | 220.3108 | 240.3123 | 9.2571 | 79.3713 | 0
| Zone | Remainder of System | 7 | Average Weekday | CAISO | 1-in-10 | 2026 | 22 | 385.1398 | 412.0843 | 8.8646 | 76.2956 | 0
| Zone | Remainder of System | 7 | Average Weekday | CAISO | 1-in-10 | 2026 | 23 | 401.6912 | 432.9009 | 8.8733 | 74.5072 | 0
| Zone | Remainder of System | 7 | Average Weekday | CAISO | 1-in-10 | 2026 | 24 | 361.5642 | 389.8736 | 8.8412 | 73.3159 | 0
| Zone | Remainder of System | 7 | Monthly System Peak Day | CAISO | 1-in-10 | 2026 | 1 | 265.0926 | 261.6824 | 8.9311 | 76.2832 | 0
| Zone | Remainder of System | 7 | Monthly System Peak Day | CAISO | 1-in-10 | 2026 | 2 | 262.8775 | 244.8416 | 8.9448 | 75.7961 | 0
| Zone | Remainder of System | 7 | Monthly System Peak Day | CAISO | 1-in-10 | 2026 | 3 | 405.1624 | 350.251 | 8.9484 | 74.9085 | 0
| Zone | Remainder of System | 7 | Monthly System Peak Day | CAISO | 1-in-10 | 2026 | 4 | 558.892 | 460.7712 | 8.9473 | 73.7335 | 0
| Zone | Remainder of System | 7 | Monthly System Peak Day | CAISO | 1-in-10 | 2026 | 5 | 514.737 | 430.2954 | 8.9456 | 72.7953 | 0
| Zone | Remainder of System | 7 | Monthly System Peak Day | CAISO | 1-in-10 | 2026 | 6 | 515.0802 | 453.8727 | 8.944 | 72.2561 | 0
| Zone | Remainder of System | 7 | Monthly System Peak Day | CAISO | 1-in-10 | 2026 | 7 | 523.6625 | 444.1411 | 8.9514 | 71.7758 | 0
| Zone | Remainder of System | 7 | Monthly System Peak Day | CAISO | 1-in-10 | 2026 | 8 | 514.4814 | 459.0774 | 8.8819 | 71.9752 | 0
| Zone | Remainder of System | 7 | Monthly System Peak Day | CAISO | 1-in-10 | 2026 | 9 | 503.6483 | 485.5016 | 8.8625 | 74.5477 | 0
| Zone | Remainder of System | 7 | Monthly System Peak Day | CAISO | 1-in-10 | 2026 | 10 | 489.3025 | 458.0078 | 8.9043 | 78.0895 | 0
| Zone | Remainder of System | 7 | Monthly System Peak Day | CAISO | 1-in-10 | 2026 | 11 | 458.8329 | 428.1718 | 8.8717 | 82.0839 | 0
| Zone | Remainder of System | 7 | Monthly System Peak Day | CAISO | 1-in-10 | 2026 | 12 | 452.3446 | 426.5565 | 8.842 | 85.8244 | 0
| Zone | Remainder of System | 7 | Monthly System Peak Day | CAISO | 1-in-10 | 2026 | 13 | 362.4717 | 358.8954 | 8.832 | 88.5445 | 0
| Zone | Remainder of System | 7 | Monthly System Peak Day | CAISO | 1-in-10 | 2026 | 14 | 335.6891 | 336.0457 | 8.8623 | 90.4209 | 0
| Zone | Remainder of System | 7 | Monthly System Peak Day | CAISO | 1-in-10 | 2026 | 15 | 283.6788 | 290.8869 | 8.9486 | 91.6667 | 0
| Zone | Remainder of System | 7 | Monthly System Peak Day | CAISO | 1-in-10 | 2026 | 16 | 245.551 | 240.1764 | 9.0028 | 92.1879 | 0
| Zone | Remainder of System | 7 | Monthly System Peak Day | CAISO | 1-in-10 | 2026 | 17 | 247.0878 | 252.8238 | 9.9058 | 91.3273 | 0
| Zone | Remainder of System | 7 | Monthly System Peak Day | CAISO | 1-in-10 | 2026 | 18 | 217.7492 | 249.3345 | 9.934 | 90.6121 | 0
| Zone | Remainder of System | 7 | Monthly System Peak Day | CAISO | 1-in-10 | 2026 | 19 | 213.9409 | 199.3004 | 9.0876 | 89.1894 | 0
| Zone | Remainder of System | 7 | Monthly System Peak Day | CAISO | 1-in-10 | 2026 | 20 | 202.5209 | 176.7579 | 8.9256 | 86.5782 | 0
| Zone | Remainder of System | 7 | Monthly System Peak Day | CAISO | 1-in-10 | 2026 | 21 | 220.3108 | 201.8038 | 10.4783 | 83.2321 | 0
| Zone | Remainder of System | 7 | Monthly System Peak Day | CAISO | 1-in-10 | 2026 | 22 | 385.1398 | 355.0184 | 9.0652 | 79.4189 | 0
| Zone | Remainder of System | 7 | Monthly System Peak Day | CAISO | 1-in-10 | 2026 | 23 | 401.6912 | 363.5453 | 8.9101 | 77.6761 | 0
| Zone | Remainder of System | 7 | Monthly System Peak Day | CAISO | 1-in-10 | 2026 | 24 | 361.5642 | 341.975 | 8.9024 | 76.0106 | 0
| Zone | Remainder of System | 8 | Average Weekday | CAISO | 1-in-10 | 2026 | 1 | 274.1717 | 295.8394 | 8.4247 | 71.2547 | 0
| Zone | Remainder of System | 8 | Average Weekday | CAISO | 1-in-10 | 2026 | 2 | 273.9953 | 290.3093 | 8.4385 | 70.5191 | 0
| Zone | Remainder of System | 8 | Average Weekday | CAISO | 1-in-10 | 2026 | 3 | 413.5199 | 433.4277 | 8.441 | 69.8526 | 0
| Zone | Remainder of System | 8 | Average Weekday | CAISO | 1-in-10 | 2026 | 4 | 570.3005 | 593.8845 | 8.4437 | 69.3228 | 0
| Zone | Remainder of System | 8 | Average Weekday | CAISO | 1-in-10 | 2026 | 5 | 522.3817 | 554.3902 | 8.4412 | 68.8402 | 0
| Zone | Remainder of System | 8 | Average Weekday | CAISO | 1-in-10 | 2026 | 6 | 527.1369 | 561.8353 | 8.439 | 68.4211 | 0
| Zone | Remainder of System | 8 | Average Weekday | CAISO | 1-in-10 | 2026 | 7 | 536.9087 | 537.0955 | 8.42 | 68.0453 | 0
| Zone | Remainder of System | 8 | Average Weekday | CAISO | 1-in-10 | 2026 | 8 | 527.6462 | 546.2914 | 8.3531 | 67.9927 | 0
| Zone | Remainder of System | 8 | Average Weekday | CAISO | 1-in-10 | 2026 | 9 | 511.1314 | 537.9827 | 8.3357 | 69.6799 | 0
| Zone | Remainder of System | 8 | Average Weekday | CAISO | 1-in-10 | 2026 | 10 | 499.303 | 515.9359 | 8.3852 | 72.3836 | 0
| Zone | Remainder of System | 8 | Average Weekday | CAISO | 1-in-10 | 2026 | 11 | 463.3934 | 479.043 | 8.3634 | 75.5585 | 0
| Zone | Remainder of System | 8 | Average Weekday | CAISO | 1-in-10 | 2026 | 12 | 453.4447 | 474.0451 | 8.3426 | 78.7703 | 0
| Zone | Remainder of System | 8 | Average Weekday | CAISO | 1-in-10 | 2026 | 13 | 373.1195 | 399.1824 | 8.3331 | 81.5628 | 0
| Zone | Remainder of System | 8 | Average Weekday | CAISO | 1-in-10 | 2026 | 14 | 343.2504 | 365.11 | 8.365 | 83.8223 | 0
| Zone | Remainder of System | 8 | Average Weekday | CAISO | 1-in-10 | 2026 | 15 | 291.6476 | 311.828 | 8.4336 | 85.2519 | 0
| Zone | Remainder of System | 8 | Average Weekday | CAISO | 1-in-10 | 2026 | 16 | 251.6212 | 258.6151 | 8.4819 | 85.8062 | 0
| Zone | Remainder of System | 8 | Average Weekday | CAISO | 1-in-10 | 2026 | 17 | 255.3684 | 261.6264 | 9.5608 | 85.7176 | 0
| Zone | Remainder of System | 8 | Average Weekday | CAISO | 1-in-10 | 2026 | 18 | 223.8454 | 241.483 | 9.4633 | 84.8529 | 0
| Zone | Remainder of System | 8 | Average Weekday | CAISO | 1-in-10 | 2026 | 19 | 218.6872 | 240.7338 | 8.978 | 83.2713 | 0
| Zone | Remainder of System | 8 | Average Weekday | CAISO | 1-in-10 | 2026 | 20 | 215.3727 | 228.61 | 8.6458 | 80.7948 | 0
| Zone | Remainder of System | 8 | Average Weekday | CAISO | 1-in-10 | 2026 | 21 | 230.0791 | 250.0889 | 8.8977 | 77.4441 | 0
| Zone | Remainder of System | 8 | Average Weekday | CAISO | 1-in-10 | 2026 | 22 | 388.0842 | 416.2568 | 8.435 | 74.9825 | 0
| Zone | Remainder of System | 8 | Average Weekday | CAISO | 1-in-10 | 2026 | 23 | 405.6291 | 439.3136 | 8.4355 | 73.5263 | 0
| Zone | Remainder of System | 8 | Average Weekday | CAISO | 1-in-10 | 2026 | 24 | 366.7862 | 398.2831 | 8.401 | 72.4274 | 0
| Zone | Remainder of System | 8 | Monthly System Peak Day | CAISO | 1-in-10 | 2026 | 1 | 274.1717 | 269.3575 | 7.4779 | 74.6986 | 0
| Zone | Remainder of System | 8 | Monthly System Peak Day | CAISO | 1-in-10 | 2026 | 2 | 273.9953 | 258.5345 | 7.4972 | 73.8468 | 0
| Zone | Remainder of System | 8 | Monthly System Peak Day | CAISO | 1-in-10 | 2026 | 3 | 413.5199 | 366.6378 | 7.5023 | 73.2382 | 0
| Zone | Remainder of System | 8 | Monthly System Peak Day | CAISO | 1-in-10 | 2026 | 4 | 570.3005 | 476.931 | 7.5014 | 72.617 | 0
| Zone | Remainder of System | 8 | Monthly System Peak Day | CAISO | 1-in-10 | 2026 | 5 | 522.3817 | 448.551 | 7.4987 | 71.9061 | 0
| Zone | Remainder of System | 8 | Monthly System Peak Day | CAISO | 1-in-10 | 2026 | 6 | 527.1369 | 463.4262 | 7.4963 | 71.2577 | 0
| Zone | Remainder of System | 8 | Monthly System Peak Day | CAISO | 1-in-10 | 2026 | 7 | 536.9087 | 449.9277 | 7.4991 | 70.7826 | 0
| Zone | Remainder of System | 8 | Monthly System Peak Day | CAISO | 1-in-10 | 2026 | 8 | 527.6462 | 468.5837 | 7.4084 | 70.5706 | 0
| Zone | Remainder of System | 8 | Monthly System Peak Day | CAISO | 1-in-10 | 2026 | 9 | 511.1314 | 493.2433 | 7.3755 | 72.9211 | 0
| Zone | Remainder of System | 8 | Monthly System Peak Day | CAISO | 1-in-10 | 2026 | 10 | 499.303 | 469.1793 | 7.4317 | 76.5774 | 0
| Zone | Remainder of System | 8 | Monthly System Peak Day | CAISO | 1-in-10 | 2026 | 11 | 463.3934 | 431.8937 | 7.3826 | 81.4047 | 0
| Zone | Remainder of System | 8 | Monthly System Peak Day | CAISO | 1-in-10 | 2026 | 12 | 453.4447 | 426.157 | 7.337 | 86.5138 | 0
| Zone | Remainder of System | 8 | Monthly System Peak Day | CAISO | 1-in-10 | 2026 | 13 | 373.1195 | 370.7446 | 7.3179 | 90.2909 | 0
| Zone | Remainder of System | 8 | Monthly System Peak Day | CAISO | 1-in-10 | 2026 | 14 | 343.2504 | 344.3029 | 7.37 | 92.9994 | 0
| Zone | Remainder of System | 8 | Monthly System Peak Day | CAISO | 1-in-10 | 2026 | 15 | 291.6476 | 299.258 | 7.4925 | 94.0742 | 0
| Zone | Remainder of System | 8 | Monthly System Peak Day | CAISO | 1-in-10 | 2026 | 16 | 251.6212 | 246.6228 | 7.5593 | 93.95 | 0
| Zone | Remainder of System | 8 | Monthly System Peak Day | CAISO | 1-in-10 | 2026 | 17 | 255.3684 | 258.8172 | 8.6073 | 93.5315 | 0
| Zone | Remainder of System | 8 | Monthly System Peak Day | CAISO | 1-in-10 | 2026 | 18 | 223.8454 | 256.3719 | 8.6423 | 92.5376 | 0
| Zone | Remainder of System | 8 | Monthly System Peak Day | CAISO | 1-in-10 | 2026 | 19 | 218.6872 | 202.8569 | 7.198 | 90.5697 | 0
| Zone | Remainder of System | 8 | Monthly System Peak Day | CAISO | 1-in-10 | 2026 | 20 | 215.3727 | 187.5587 | 7.0765 | 87.6982 | 0
| Zone | Remainder of System | 8 | Monthly System Peak Day | CAISO | 1-in-10 | 2026 | 21 | 230.0791 | 209.3091 | 9.2775 | 83.6248 | 0
| Zone | Remainder of System | 8 | Monthly System Peak Day | CAISO | 1-in-10 | 2026 | 22 | 388.0842 | 360.7483 | 7.6546 | 81.035 | 0
| Zone | Remainder of System | 8 | Monthly System Peak Day | CAISO | 1-in-10 | 2026 | 23 | 405.6291 | 372.8524 | 7.4557 | 79.7215 | 0
| Zone | Remainder of System | 8 | Monthly System Peak Day | CAISO | 1-in-10 | 2026 | 24 | 366.7862 | 350.8308 | 7.4407 | 78.5289 | 0
| Zone | Remainder of System | 8 | Typical Event Day | CAISO | 1-in-10 | 2026 | 1 | 274.1717 | 269.3575 | 7.4779 | 75.8434 | 0
| Zone | Remainder of System | 8 | Typical Event Day | CAISO | 1-in-10 | 2026 | 2 | 273.9953 | 258.5345 | 7.4972 | 74.8463 | 0
| Zone | Remainder of System | 8 | Typical Event Day | CAISO | 1-in-10 | 2026 | 3 | 413.5199 | 366.6378 | 7.5023 | 73.928 | 0
| Zone | Remainder of System | 8 | Typical Event Day | CAISO | 1-in-10 | 2026 | 4 | 570.3005 | 476.931 | 7.5014 | 73.0337 | 0
| Zone | Remainder of System | 8 | Typical Event Day | CAISO | 1-in-10 | 2026 | 5 | 522.3817 | 448.551 | 7.4987 | 72.2504 | 0
| Zone | Remainder of System | 8 | Typical Event Day | CAISO | 1-in-10 | 2026 | 6 | 527.1369 | 463.4262 | 7.4963 | 71.656 | 0
| Zone | Remainder of System | 8 | Typical Event Day | CAISO | 1-in-10 | 2026 | 7 | 536.9087 | 449.9277 | 7.4991 | 71.2208 | 0
| Zone | Remainder of System | 8 | Typical Event Day | CAISO | 1-in-10 | 2026 | 8 | 527.6462 | 468.5837 | 7.4084 | 71.4786 | 0
| Zone | Remainder of System | 8 | Typical Event Day | CAISO | 1-in-10 | 2026 | 9 | 511.1314 | 493.2433 | 7.3755 | 73.9817 | 0
| Zone | Remainder of System | 8 | Typical Event Day | CAISO | 1-in-10 | 2026 | 10 | 499.303 | 469.1793 | 7.4317 | 78.079 | 0
| Zone | Remainder of System | 8 | Typical Event Day | CAISO | 1-in-10 | 2026 | 11 | 463.3934 | 431.8937 | 7.3826 | 82.7241 | 0
| Zone | Remainder of System | 8 | Typical Event Day | CAISO | 1-in-10 | 2026 | 12 | 453.4447 | 426.157 | 7.337 | 87.2549 | 0
| Zone | Remainder of System | 8 | Typical Event Day | CAISO | 1-in-10 | 2026 | 13 | 373.1195 | 370.7446 | 7.3179 | 90.2166 | 0
| Zone | Remainder of System | 8 | Typical Event Day | CAISO | 1-in-10 | 2026 | 14 | 343.2504 | 344.3029 | 7.37 | 92.2609 | 0
| Zone | Remainder of System | 8 | Typical Event Day | CAISO | 1-in-10 | 2026 | 15 | 291.6476 | 299.258 | 7.4925 | 93.5815 | 0
| Zone | Remainder of System | 8 | Typical Event Day | CAISO | 1-in-10 | 2026 | 16 | 251.6212 | 246.6228 | 7.5593 | 94.1627 | 0
| Zone | Remainder of System | 8 | Typical Event Day | CAISO | 1-in-10 | 2026 | 17 | 255.3684 | 258.8172 | 8.6073 | 93.8577 | 0
| Zone | Remainder of System | 8 | Typical Event Day | CAISO | 1-in-10 | 2026 | 18 | 223.8454 | 256.3719 | 8.6423 | 93.0799 | 0
| Zone | Remainder of System | 8 | Typical Event Day | CAISO | 1-in-10 | 2026 | 19 | 218.6872 | 202.8569 | 7.198 | 91.4746 | 0
| Zone | Remainder of System | 8 | Typical Event Day | CAISO | 1-in-10 | 2026 | 20 | 215.3727 | 187.5587 | 7.0765 | 88.5784 | 0
| Zone | Remainder of System | 8 | Typical Event Day | CAISO | 1-in-10 | 2026 | 21 | 230.0791 | 209.3091 | 9.2775 | 84.7427 | 0
| Zone | Remainder of System | 8 | Typical Event Day | CAISO | 1-in-10 | 2026 | 22 | 388.0842 | 360.7483 | 7.6546 | 81.5441 | 0
| Zone | Remainder of System | 8 | Typical Event Day | CAISO | 1-in-10 | 2026 | 23 | 405.6291 | 372.8524 | 7.4557 | 79.5436 | 0
| Zone | Remainder of System | 8 | Typical Event Day | CAISO | 1-in-10 | 2026 | 24 | 366.7862 | 350.8308 | 7.4407 | 77.967 | 0
| Zone | Remainder of System | 9 | Average Weekday | CAISO | 1-in-10 | 2026 | 1 | 270.058 | 279.4634 | 9.1306 | 71.0646 | 0
| Zone | Remainder of System | 9 | Average Weekday | CAISO | 1-in-10 | 2026 | 2 | 277.3308 | 279.0374 | 9.1481 | 70.1203 | 0
| Zone | Remainder of System | 9 | Average Weekday | CAISO | 1-in-10 | 2026 | 3 | 440.247 | 435.2066 | 9.1505 | 69.2506 | 0
| Zone | Remainder of System | 9 | Average Weekday | CAISO | 1-in-10 | 2026 | 4 | 600.4655 | 597.3251 | 9.1531 | 68.4826 | 0
| Zone | Remainder of System | 9 | Average Weekday | CAISO | 1-in-10 | 2026 | 5 | 536.6886 | 535.5977 | 9.1479 | 67.8093 | 0
| Zone | Remainder of System | 9 | Average Weekday | CAISO | 1-in-10 | 2026 | 6 | 524.9739 | 533.1973 | 9.1391 | 67.2573 | 0
| Zone | Remainder of System | 9 | Average Weekday | CAISO | 1-in-10 | 2026 | 7 | 553.6703 | 541.0861 | 9.1113 | 66.785 | 0
| Zone | Remainder of System | 9 | Average Weekday | CAISO | 1-in-10 | 2026 | 8 | 527.4676 | 524.478 | 9.0634 | 66.4866 | 0
| Zone | Remainder of System | 9 | Average Weekday | CAISO | 1-in-10 | 2026 | 9 | 483.8625 | 505.9482 | 9.0509 | 67.9182 | 0
| Zone | Remainder of System | 9 | Average Weekday | CAISO | 1-in-10 | 2026 | 10 | 478.3263 | 490.4436 | 9.1029 | 71.1915 | 0
| Zone | Remainder of System | 9 | Average Weekday | CAISO | 1-in-10 | 2026 | 11 | 447.5307 | 459.7812 | 9.0808 | 74.8699 | 0
| Zone | Remainder of System | 9 | Average Weekday | CAISO | 1-in-10 | 2026 | 12 | 440.1358 | 452.7506 | 9.0567 | 78.4748 | 0
| Zone | Remainder of System | 9 | Average Weekday | CAISO | 1-in-10 | 2026 | 13 | 371.4365 | 385.2854 | 9.0441 | 81.3392 | 0
| Zone | Remainder of System | 9 | Average Weekday | CAISO | 1-in-10 | 2026 | 14 | 333.3501 | 347.2567 | 9.0716 | 83.4193 | 0
| Zone | Remainder of System | 9 | Average Weekday | CAISO | 1-in-10 | 2026 | 15 | 283.4805 | 298.4942 | 9.1246 | 84.7282 | 0
| Zone | Remainder of System | 9 | Average Weekday | CAISO | 1-in-10 | 2026 | 16 | 253.0432 | 255.6317 | 9.1705 | 85.0989 | 0
| Zone | Remainder of System | 9 | Average Weekday | CAISO | 1-in-10 | 2026 | 17 | 258.5806 | 264.5917 | 10.1646 | 84.9067 | 0
| Zone | Remainder of System | 9 | Average Weekday | CAISO | 1-in-10 | 2026 | 18 | 229.0863 | 246.3889 | 10.0464 | 83.9833 | 0
| Zone | Remainder of System | 9 | Average Weekday | CAISO | 1-in-10 | 2026 | 19 | 229.685 | 249.7873 | 10.056 | 82.1152 | 0
| Zone | Remainder of System | 9 | Average Weekday | CAISO | 1-in-10 | 2026 | 20 | 226.7184 | 238.3202 | 9.1523 | 79.1843 | 0
| Zone | Remainder of System | 9 | Average Weekday | CAISO | 1-in-10 | 2026 | 21 | 235.9787 | 253.3273 | 9.3815 | 76.077 | 0
| Zone | Remainder of System | 9 | Average Weekday | CAISO | 1-in-10 | 2026 | 22 | 393.8366 | 416.8602 | 9.0846 | 74.194 | 0
| Zone | Remainder of System | 9 | Average Weekday | CAISO | 1-in-10 | 2026 | 23 | 407.1605 | 429.7182 | 9.1207 | 72.8204 | 0
| Zone | Remainder of System | 9 | Average Weekday | CAISO | 1-in-10 | 2026 | 24 | 362.9602 | 381.8459 | 9.1034 | 71.6765 | 0
| Zone | Remainder of System | 9 | Monthly System Peak Day | CAISO | 1-in-10 | 2026 | 1 | 270.058 | 258.649 | 9.1917 | 78.2118 | 0
| Zone | Remainder of System | 9 | Monthly System Peak Day | CAISO | 1-in-10 | 2026 | 2 | 277.3308 | 252.391 | 9.2112 | 77.0359 | 0
| Zone | Remainder of System | 9 | Monthly System Peak Day | CAISO | 1-in-10 | 2026 | 3 | 440.247 | 371.2495 | 9.2155 | 76.0394 | 0
| Zone | Remainder of System | 9 | Monthly System Peak Day | CAISO | 1-in-10 | 2026 | 4 | 600.4655 | 470.3523 | 9.2141 | 75.152 | 0
| Zone | Remainder of System | 9 | Monthly System Peak Day | CAISO | 1-in-10 | 2026 | 5 | 536.6886 | 419.328 | 9.2093 | 74.7415 | 0
| Zone | Remainder of System | 9 | Monthly System Peak Day | CAISO | 1-in-10 | 2026 | 6 | 524.9739 | 420.6747 | 9.2009 | 74.3085 | 0
| Zone | Remainder of System | 9 | Monthly System Peak Day | CAISO | 1-in-10 | 2026 | 7 | 553.6703 | 439.9658 | 9.2008 | 73.9662 | 0
| Zone | Remainder of System | 9 | Monthly System Peak Day | CAISO | 1-in-10 | 2026 | 8 | 527.4676 | 431.5401 | 9.1388 | 74.3479 | 0
| Zone | Remainder of System | 9 | Monthly System Peak Day | CAISO | 1-in-10 | 2026 | 9 | 483.8625 | 458.8617 | 9.1192 | 75.8286 | 0
| Zone | Remainder of System | 9 | Monthly System Peak Day | CAISO | 1-in-10 | 2026 | 10 | 478.3263 | 439.4736 | 9.1704 | 79.1 | 0
| Zone | Remainder of System | 9 | Monthly System Peak Day | CAISO | 1-in-10 | 2026 | 11 | 447.5307 | 409.1982 | 9.1307 | 83.6879 | 0
| Zone | Remainder of System | 9 | Monthly System Peak Day | CAISO | 1-in-10 | 2026 | 12 | 440.1358 | 405.8708 | 9.0915 | 88.1258 | 0
| Zone | Remainder of System | 9 | Monthly System Peak Day | CAISO | 1-in-10 | 2026 | 13 | 371.4365 | 349.2534 | 9.0754 | 91.4561 | 0
| Zone | Remainder of System | 9 | Monthly System Peak Day | CAISO | 1-in-10 | 2026 | 14 | 333.3501 | 320.5333 | 9.1098 | 93.3227 | 0
| Zone | Remainder of System | 9 | Monthly System Peak Day | CAISO | 1-in-10 | 2026 | 15 | 283.4805 | 281.8326 | 9.1978 | 94.7455 | 0
| Zone | Remainder of System | 9 | Monthly System Peak Day | CAISO | 1-in-10 | 2026 | 16 | 253.0432 | 240.5203 | 9.2566 | 95.5636 | 0
| Zone | Remainder of System | 9 | Monthly System Peak Day | CAISO | 1-in-10 | 2026 | 17 | 258.5806 | 262.0641 | 10.1817 | 95.7667 | 0
| Zone | Remainder of System | 9 | Monthly System Peak Day | CAISO | 1-in-10 | 2026 | 18 | 229.0863 | 258.7844 | 10.1682 | 94.6182 | 0
| Zone | Remainder of System | 9 | Monthly System Peak Day | CAISO | 1-in-10 | 2026 | 19 | 229.685 | 210.0898 | 9.6128 | 92.8864 | 0
| Zone | Remainder of System | 9 | Monthly System Peak Day | CAISO | 1-in-10 | 2026 | 20 | 226.7184 | 197.7325 | 8.94 | 90.35 | 0
| Zone | Remainder of System | 9 | Monthly System Peak Day | CAISO | 1-in-10 | 2026 | 21 | 235.9787 | 216.4231 | 10.3898 | 87.2288 | 0
| Zone | Remainder of System | 9 | Monthly System Peak Day | CAISO | 1-in-10 | 2026 | 22 | 393.8366 | 354.6226 | 9.2977 | 85.2576 | 0
| Zone | Remainder of System | 9 | Monthly System Peak Day | CAISO | 1-in-10 | 2026 | 23 | 407.1605 | 354.4202 | 9.1483 | 83.9182 | 0
| Zone | Remainder of System | 9 | Monthly System Peak Day | CAISO | 1-in-10 | 2026 | 24 | 362.9602 | 330.5561 | 9.1553 | 82.4894 | 0
| Zone | Remainder of System | 10 | Average Weekday | CAISO | 1-in-10 | 2026 | 1 | 287.1566 | 297.7259 | 8.5429 | 66.821 | 0
| Zone | Remainder of System | 10 | Average Weekday | CAISO | 1-in-10 | 2026 | 2 | 280.9106 | 287.5108 | 8.4319 | 65.8764 | 0
| Zone | Remainder of System | 10 | Average Weekday | CAISO | 1-in-10 | 2026 | 3 | 432.9652 | 442.3849 | 8.4168 | 65.1487 | 0
| Zone | Remainder of System | 10 | Average Weekday | CAISO | 1-in-10 | 2026 | 4 | 598.258 | 613.0007 | 8.3791 | 64.4441 | 0
| Zone | Remainder of System | 10 | Average Weekday | CAISO | 1-in-10 | 2026 | 5 | 584.4457 | 598.3767 | 8.3756 | 63.7957 | 0
| Zone | Remainder of System | 10 | Average Weekday | CAISO | 1-in-10 | 2026 | 6 | 581.317 | 596.4112 | 8.325 | 63.2505 | 0
| Zone | Remainder of System | 10 | Average Weekday | CAISO | 1-in-10 | 2026 | 7 | 581.3192 | 580.8151 | 8.3106 | 62.7507 | 0
| Zone | Remainder of System | 10 | Average Weekday | CAISO | 1-in-10 | 2026 | 8 | 569.6548 | 573.7879 | 8.615 | 62.4032 | 0
| Zone | Remainder of System | 10 | Average Weekday | CAISO | 1-in-10 | 2026 | 9 | 543.331 | 581.4247 | 9.0433 | 62.8006 | 0
| Zone | Remainder of System | 10 | Average Weekday | CAISO | 1-in-10 | 2026 | 10 | 524.9496 | 542.5483 | 8.7619 | 65.6724 | 0
| Zone | Remainder of System | 10 | Average Weekday | CAISO | 1-in-10 | 2026 | 11 | 508.236 | 521.2298 | 8.9834 | 69.5905 | 0
| Zone | Remainder of System | 10 | Average Weekday | CAISO | 1-in-10 | 2026 | 12 | 496.9363 | 509.0017 | 9.2288 | 73.4477 | 0
| Zone | Remainder of System | 10 | Average Weekday | CAISO | 1-in-10 | 2026 | 13 | 399.5279 | 409.9097 | 9.4244 | 76.5732 | 0
| Zone | Remainder of System | 10 | Average Weekday | CAISO | 1-in-10 | 2026 | 14 | 350.1251 | 357.3351 | 9.2873 | 78.6528 | 0
| Zone | Remainder of System | 10 | Average Weekday | CAISO | 1-in-10 | 2026 | 15 | 304.1484 | 310.9051 | 8.8928 | 79.9522 | 0
| Zone | Remainder of System | 10 | Average Weekday | CAISO | 1-in-10 | 2026 | 16 | 273.4733 | 276.1696 | 8.3886 | 80.5984 | 0
| Zone | Remainder of System | 10 | Average Weekday | CAISO | 1-in-10 | 2026 | 17 | 270.6417 | 276.8142 | 8.1818 | 80.5533 | 0
| Zone | Remainder of System | 10 | Average Weekday | CAISO | 1-in-10 | 2026 | 18 | 252.0507 | 258.7101 | 8.2395 | 79.6615 | 0
| Zone | Remainder of System | 10 | Average Weekday | CAISO | 1-in-10 | 2026 | 19 | 266.9057 | 273.5222 | 8.6636 | 77.699 | 0
| Zone | Remainder of System | 10 | Average Weekday | CAISO | 1-in-10 | 2026 | 20 | 258.5752 | 262.0354 | 8.3678 | 74.602 | 0
| Zone | Remainder of System | 10 | Average Weekday | CAISO | 1-in-10 | 2026 | 21 | 246.4799 | 252.1288 | 8.0701 | 72.2635 | 0
| Zone | Remainder of System | 10 | Average Weekday | CAISO | 1-in-10 | 2026 | 22 | 430.8705 | 448.6838 | 8.3068 | 70.5604 | 0
| Zone | Remainder of System | 10 | Average Weekday | CAISO | 1-in-10 | 2026 | 23 | 411.1126 | 431.6783 | 8.4607 | 69.1121 | 0
| Zone | Remainder of System | 10 | Average Weekday | CAISO | 1-in-10 | 2026 | 24 | 341.0453 | 364.4566 | 8.6414 | 67.8831 | 0
| Zone | Remainder of System | 10 | Monthly System Peak Day | CAISO | 1-in-10 | 2026 | 1 | 287.1566 | 307.5425 | 8.3712 | 76.9398 | 0
| Zone | Remainder of System | 10 | Monthly System Peak Day | CAISO | 1-in-10 | 2026 | 2 | 280.9106 | 292.7178 | 8.3156 | 75.4956 | 0
| Zone | Remainder of System | 10 | Monthly System Peak Day | CAISO | 1-in-10 | 2026 | 3 | 432.9652 | 447.252 | 8.3092 | 74.3628 | 0
| Zone | Remainder of System | 10 | Monthly System Peak Day | CAISO | 1-in-10 | 2026 | 4 | 598.258 | 614.6489 | 8.2963 | 73.3659 | 0
| Zone | Remainder of System | 10 | Monthly System Peak Day | CAISO | 1-in-10 | 2026 | 5 | 584.4457 | 603.5236 | 8.2902 | 72.7463 | 0
| Zone | Remainder of System | 10 | Monthly System Peak Day | CAISO | 1-in-10 | 2026 | 6 | 581.317 | 595.0449 | 8.2676 | 72.5802 | 0
| Zone | Remainder of System | 10 | Monthly System Peak Day | CAISO | 1-in-10 | 2026 | 7 | 581.3192 | 575.0411 | 8.2554 | 71.903 | 0
| Zone | Remainder of System | 10 | Monthly System Peak Day | CAISO | 1-in-10 | 2026 | 8 | 569.6548 | 574.1248 | 8.4126 | 71.4577 | 0
| Zone | Remainder of System | 10 | Monthly System Peak Day | CAISO | 1-in-10 | 2026 | 9 | 543.331 | 593.16 | 8.7106 | 71.9181 | 0
| Zone | Remainder of System | 10 | Monthly System Peak Day | CAISO | 1-in-10 | 2026 | 10 | 524.9496 | 549.3645 | 8.4972 | 75.8697 | 0
| Zone | Remainder of System | 10 | Monthly System Peak Day | CAISO | 1-in-10 | 2026 | 11 | 508.236 | 530.1628 | 8.6389 | 79.7977 | 0
| Zone | Remainder of System | 10 | Monthly System Peak Day | CAISO | 1-in-10 | 2026 | 12 | 496.9363 | 522.3912 | 8.81 | 83.3609 | 0
| Zone | Remainder of System | 10 | Monthly System Peak Day | CAISO | 1-in-10 | 2026 | 13 | 399.5279 | 409.1638 | 8.9572 | 86.4797 | 0
| Zone | Remainder of System | 10 | Monthly System Peak Day | CAISO | 1-in-10 | 2026 | 14 | 350.1251 | 356.0548 | 8.8618 | 88.2344 | 0
| Zone | Remainder of System | 10 | Monthly System Peak Day | CAISO | 1-in-10 | 2026 | 15 | 304.1484 | 311.2412 | 8.5729 | 89.0484 | 0
| Zone | Remainder of System | 10 | Monthly System Peak Day | CAISO | 1-in-10 | 2026 | 16 | 273.4733 | 274.8246 | 8.2589 | 89.7625 | 0
| Zone | Remainder of System | 10 | Monthly System Peak Day | CAISO | 1-in-10 | 2026 | 17 | 270.6417 | 276.7737 | 8.1277 | 89.2516 | 0
| Zone | Remainder of System | 10 | Monthly System Peak Day | CAISO | 1-in-10 | 2026 | 18 | 252.0507 | 258.4978 | 8.124 | 88.1547 | 0
| Zone | Remainder of System | 10 | Monthly System Peak Day | CAISO | 1-in-10 | 2026 | 19 | 266.9057 | 272.6038 | 8.6226 | 85.0234 | 0
| Zone | Remainder of System | 10 | Monthly System Peak Day | CAISO | 1-in-10 | 2026 | 20 | 258.5752 | 262.6133 | 8.3673 | 81.3875 | 0
| Zone | Remainder of System | 10 | Monthly System Peak Day | CAISO | 1-in-10 | 2026 | 21 | 246.4799 | 254.716 | 8.3123 | 78.1727 | 0
| Zone | Remainder of System | 10 | Monthly System Peak Day | CAISO | 1-in-10 | 2026 | 22 | 430.8705 | 448.6351 | 8.2349 | 76.3627 | 0
| Zone | Remainder of System | 10 | Monthly System Peak Day | CAISO | 1-in-10 | 2026 | 23 | 411.1126 | 435.0314 | 8.3236 | 75.0878 | 0
| Zone | Remainder of System | 10 | Monthly System Peak Day | CAISO | 1-in-10 | 2026 | 24 | 341.0453 | 378.7066 | 8.4334 | 73.8925 | 0
| Zone | Remainder of System | 11 | Average Weekday | CAISO | 1-in-10 | 2026 | 1 | 270.0981 | 276.7474 | 8.4246 | 56.059 | 0
| Zone | Remainder of System | 11 | Average Weekday | CAISO | 1-in-10 | 2026 | 2 | 268.9732 | 275.2709 | 8.4434 | 55.0971 | 0
| Zone | Remainder of System | 11 | Average Weekday | CAISO | 1-in-10 | 2026 | 3 | 415.6355 | 426.2186 | 8.4184 | 54.1595 | 0
| Zone | Remainder of System | 11 | Average Weekday | CAISO | 1-in-10 | 2026 | 4 | 591.7258 | 609.1461 | 8.43 | 53.2044 | 0
| Zone | Remainder of System | 11 | Average Weekday | CAISO | 1-in-10 | 2026 | 5 | 557.6536 | 583.2733 | 8.4033 | 52.3654 | 0
| Zone | Remainder of System | 11 | Average Weekday | CAISO | 1-in-10 | 2026 | 6 | 545.5085 | 572.988 | 8.4094 | 51.8116 | 0
| Zone | Remainder of System | 11 | Average Weekday | CAISO | 1-in-10 | 2026 | 7 | 553.8301 | 551.0126 | 8.5986 | 51.3221 | 0
| Zone | Remainder of System | 11 | Average Weekday | CAISO | 1-in-10 | 2026 | 8 | 532.1362 | 536.3618 | 8.9031 | 51.0234 | 0
| Zone | Remainder of System | 11 | Average Weekday | CAISO | 1-in-10 | 2026 | 9 | 517.3349 | 544.5674 | 8.5873 | 52.5111 | 0
| Zone | Remainder of System | 11 | Average Weekday | CAISO | 1-in-10 | 2026 | 10 | 494.9306 | 507.3004 | 8.8843 | 56.466 | 0
| Zone | Remainder of System | 11 | Average Weekday | CAISO | 1-in-10 | 2026 | 11 | 468.3173 | 476.4334 | 9.0751 | 61.1659 | 0
| Zone | Remainder of System | 11 | Average Weekday | CAISO | 1-in-10 | 2026 | 12 | 461.8278 | 469.236 | 9.1718 | 65.0488 | 0
| Zone | Remainder of System | 11 | Average Weekday | CAISO | 1-in-10 | 2026 | 13 | 373.2781 | 384.4625 | 8.9511 | 67.8408 | 0
| Zone | Remainder of System | 11 | Average Weekday | CAISO | 1-in-10 | 2026 | 14 | 340.7208 | 348.4127 | 8.6871 | 69.5124 | 0
| Zone | Remainder of System | 11 | Average Weekday | CAISO | 1-in-10 | 2026 | 15 | 287.8162 | 297.2854 | 8.3683 | 70.4672 | 0
| Zone | Remainder of System | 11 | Average Weekday | CAISO | 1-in-10 | 2026 | 16 | 260.1032 | 262.6656 | 8.4514 | 70.7027 | 0
| Zone | Remainder of System | 11 | Average Weekday | CAISO | 1-in-10 | 2026 | 17 | 264.8436 | 270.3904 | 8.2638 | 69.9819 | 0
| Zone | Remainder of System | 11 | Average Weekday | CAISO | 1-in-10 | 2026 | 18 | 247.0081 | 253.1414 | 8.4338 | 67.953 | 0
| Zone | Remainder of System | 11 | Average Weekday | CAISO | 1-in-10 | 2026 | 19 | 263.8195 | 268.1465 | 8.3843 | 65.3114 | 0
| Zone | Remainder of System | 11 | Average Weekday | CAISO | 1-in-10 | 2026 | 20 | 248.6697 | 309.6367 | 10.4598 | 63.0346 | 0
| Zone | Remainder of System | 11 | Average Weekday | CAISO | 1-in-10 | 2026 | 21 | 235.5331 | 241.802 | 8.0382 | 61.213 | 0
| Zone | Remainder of System | 11 | Average Weekday | CAISO | 1-in-10 | 2026 | 22 | 412.6963 | 428.6267 | 8.3911 | 59.5838 | 0
| Zone | Remainder of System | 11 | Average Weekday | CAISO | 1-in-10 | 2026 | 23 | 393.3204 | 408.4146 | 8.5572 | 58.2328 | 0
| Zone | Remainder of System | 11 | Average Weekday | CAISO | 1-in-10 | 2026 | 24 | 321.7383 | 334.4732 | 8.4811 | 57.0822 | 0
| Zone | Remainder of System | 11 | Monthly System Peak Day | CAISO | 1-in-10 | 2026 | 1 | 270.0981 | 281.8128 | 8.3423 | 69.4034 | 0
| Zone | Remainder of System | 11 | Monthly System Peak Day | CAISO | 1-in-10 | 2026 | 2 | 268.9732 | 279.1667 | 8.3644 | 68.1516 | 0
| Zone | Remainder of System | 11 | Monthly System Peak Day | CAISO | 1-in-10 | 2026 | 3 | 415.6355 | 429.6992 | 8.352 | 67.393 | 0
| Zone | Remainder of System | 11 | Monthly System Peak Day | CAISO | 1-in-10 | 2026 | 4 | 591.7258 | 612.8391 | 8.3619 | 66.0125 | 0
| Zone | Remainder of System | 11 | Monthly System Peak Day | CAISO | 1-in-10 | 2026 | 5 | 557.6536 | 586.9869 | 8.3526 | 65.1814 | 0
| Zone | Remainder of System | 11 | Monthly System Peak Day | CAISO | 1-in-10 | 2026 | 6 | 545.5085 | 574.0638 | 8.3593 | 64.2144 | 0
| Zone | Remainder of System | 11 | Monthly System Peak Day | CAISO | 1-in-10 | 2026 | 7 | 553.8301 | 539.4398 | 8.5122 | 63.6647 | 0
| Zone | Remainder of System | 11 | Monthly System Peak Day | CAISO | 1-in-10 | 2026 | 8 | 532.1362 | 541.7837 | 8.9006 | 63.8962 | 0
| Zone | Remainder of System | 11 | Monthly System Peak Day | CAISO | 1-in-10 | 2026 | 9 | 517.3349 | 552.9629 | 8.503 | 65.4002 | 0
| Zone | Remainder of System | 11 | Monthly System Peak Day | CAISO | 1-in-10 | 2026 | 10 | 494.9306 | 517.4005 | 8.8725 | 69.6937 | 0
| Zone | Remainder of System | 11 | Monthly System Peak Day | CAISO | 1-in-10 | 2026 | 11 | 468.3173 | 489.7771 | 9.1557 | 76.562 | 0
| Zone | Remainder of System | 11 | Monthly System Peak Day | CAISO | 1-in-10 | 2026 | 12 | 461.8278 | 484.8638 | 9.3168 | 82.3128 | 0
| Zone | Remainder of System | 11 | Monthly System Peak Day | CAISO | 1-in-10 | 2026 | 13 | 373.2781 | 384.6651 | 8.9944 | 85.9891 | 0
| Zone | Remainder of System | 11 | Monthly System Peak Day | CAISO | 1-in-10 | 2026 | 14 | 340.7208 | 347.0112 | 8.6242 | 87.9797 | 0
| Zone | Remainder of System | 11 | Monthly System Peak Day | CAISO | 1-in-10 | 2026 | 15 | 287.8162 | 297.3414 | 8.2778 | 88.7703 | 0
| Zone | Remainder of System | 11 | Monthly System Peak Day | CAISO | 1-in-10 | 2026 | 16 | 260.1032 | 261.515 | 8.362 | 89.0578 | 0
| Zone | Remainder of System | 11 | Monthly System Peak Day | CAISO | 1-in-10 | 2026 | 17 | 264.8436 | 272.3576 | 8.1764 | 88.5875 | 0
| Zone | Remainder of System | 11 | Monthly System Peak Day | CAISO | 1-in-10 | 2026 | 18 | 247.0081 | 255.715 | 8.3402 | 86.8453 | 0
| Zone | Remainder of System | 11 | Monthly System Peak Day | CAISO | 1-in-10 | 2026 | 19 | 263.8195 | 269.2909 | 8.3833 | 83.7578 | 0
| Zone | Remainder of System | 11 | Monthly System Peak Day | CAISO | 1-in-10 | 2026 | 20 | 248.6697 | 356.8947 | 17.1451 | 79.8594 | 0
| Zone | Remainder of System | 11 | Monthly System Peak Day | CAISO | 1-in-10 | 2026 | 21 | 235.5331 | 244.0916 | 8.3458 | 76.3664 | 0
| Zone | Remainder of System | 11 | Monthly System Peak Day | CAISO | 1-in-10 | 2026 | 22 | 412.6963 | 429.9977 | 8.3132 | 73.8492 | 0
| Zone | Remainder of System | 11 | Monthly System Peak Day | CAISO | 1-in-10 | 2026 | 23 | 393.3204 | 414.2156 | 8.4689 | 71.6486 | 0
| Zone | Remainder of System | 11 | Monthly System Peak Day | CAISO | 1-in-10 | 2026 | 24 | 321.7383 | 344.2561 | 8.3868 | 70.3994 | 0
| Zone | Remainder of System | 12 | Average Weekday | CAISO | 1-in-10 | 2026 | 1 | 255.0273 | 262.0729 | 8.2857 | 50.4524 | 0
| Zone | Remainder of System | 12 | Average Weekday | CAISO | 1-in-10 | 2026 | 2 | 251.0041 | 257.5903 | 8.3118 | 49.6307 | 0
| Zone | Remainder of System | 12 | Average Weekday | CAISO | 1-in-10 | 2026 | 3 | 391.9442 | 404.1677 | 8.3175 | 48.8824 | 0
| Zone | Remainder of System | 12 | Average Weekday | CAISO | 1-in-10 | 2026 | 4 | 567.2386 | 586.6171 | 8.3242 | 48.0839 | 0
| Zone | Remainder of System | 12 | Average Weekday | CAISO | 1-in-10 | 2026 | 5 | 537.3841 | 566.2374 | 8.3278 | 47.4648 | 0
| Zone | Remainder of System | 12 | Average Weekday | CAISO | 1-in-10 | 2026 | 6 | 514.129 | 546.2913 | 8.3331 | 46.8946 | 0
| Zone | Remainder of System | 12 | Average Weekday | CAISO | 1-in-10 | 2026 | 7 | 508.2351 | 507.0502 | 8.2939 | 46.4436 | 0
| Zone | Remainder of System | 12 | Average Weekday | CAISO | 1-in-10 | 2026 | 8 | 499.4022 | 506.2576 | 8.2449 | 46.3279 | 0
| Zone | Remainder of System | 12 | Average Weekday | CAISO | 1-in-10 | 2026 | 9 | 480.3734 | 508.541 | 8.196 | 46.9814 | 0
| Zone | Remainder of System | 12 | Average Weekday | CAISO | 1-in-10 | 2026 | 10 | 450.9951 | 467.4274 | 8.2234 | 49.9135 | 0
| Zone | Remainder of System | 12 | Average Weekday | CAISO | 1-in-10 | 2026 | 11 | 426.2422 | 436.2606 | 8.1802 | 53.6874 | 0
| Zone | Remainder of System | 12 | Average Weekday | CAISO | 1-in-10 | 2026 | 12 | 418.6573 | 425.6765 | 8.1403 | 57.1456 | 0
| Zone | Remainder of System | 12 | Average Weekday | CAISO | 1-in-10 | 2026 | 13 | 339.4087 | 350.1833 | 8.1304 | 59.6607 | 0
| Zone | Remainder of System | 12 | Average Weekday | CAISO | 1-in-10 | 2026 | 14 | 309.277 | 317.8032 | 8.1643 | 61.3133 | 0
| Zone | Remainder of System | 12 | Average Weekday | CAISO | 1-in-10 | 2026 | 15 | 270.7574 | 279.4399 | 8.2205 | 62.1542 | 0
| Zone | Remainder of System | 12 | Average Weekday | CAISO | 1-in-10 | 2026 | 16 | 237.883 | 240.3417 | 8.2799 | 62.3151 | 0
| Zone | Remainder of System | 12 | Average Weekday | CAISO | 1-in-10 | 2026 | 17 | 243.6391 | 250.1637 | 8.1426 | 61.6977 | 0
| Zone | Remainder of System | 12 | Average Weekday | CAISO | 1-in-10 | 2026 | 18 | 228.0125 | 233.9068 | 8.1213 | 59.7727 | 0
| Zone | Remainder of System | 12 | Average Weekday | CAISO | 1-in-10 | 2026 | 19 | 246.0611 | 250.3797 | 8.3839 | 57.5166 | 0
| Zone | Remainder of System | 12 | Average Weekday | CAISO | 1-in-10 | 2026 | 20 | 238.3527 | 300.1171 | 8.4003 | 55.8063 | 0
| Zone | Remainder of System | 12 | Average Weekday | CAISO | 1-in-10 | 2026 | 21 | 225.4119 | 232.0959 | 8.038 | 54.4022 | 0
| Zone | Remainder of System | 12 | Average Weekday | CAISO | 1-in-10 | 2026 | 22 | 400.1123 | 415.7148 | 8.2286 | 53.1733 | 0
| Zone | Remainder of System | 12 | Average Weekday | CAISO | 1-in-10 | 2026 | 23 | 382.2512 | 396.947 | 8.254 | 52.0782 | 0
| Zone | Remainder of System | 12 | Average Weekday | CAISO | 1-in-10 | 2026 | 24 | 311.6266 | 325.1832 | 8.2571 | 51.1639 | 0
| Zone | Remainder of System | 12 | Monthly System Peak Day | CAISO | 1-in-10 | 2026 | 1 | 255.0273 | 262.0729 | 8.2857 | 42.5695 | 0
| Zone | Remainder of System | 12 | Monthly System Peak Day | CAISO | 1-in-10 | 2026 | 2 | 251.0041 | 257.5903 | 8.3118 | 41.708 | 0
| Zone | Remainder of System | 12 | Monthly System Peak Day | CAISO | 1-in-10 | 2026 | 3 | 391.9442 | 404.1677 | 8.3175 | 40.6634 | 0
| Zone | Remainder of System | 12 | Monthly System Peak Day | CAISO | 1-in-10 | 2026 | 4 | 567.2386 | 586.6171 | 8.3242 | 39.7536 | 0
| Zone | Remainder of System | 12 | Monthly System Peak Day | CAISO | 1-in-10 | 2026 | 5 | 537.3841 | 566.2374 | 8.3278 | 38.8297 | 0
| Zone | Remainder of System | 12 | Monthly System Peak Day | CAISO | 1-in-10 | 2026 | 6 | 514.129 | 546.2913 | 8.3331 | 37.7472 | 0
| Zone | Remainder of System | 12 | Monthly System Peak Day | CAISO | 1-in-10 | 2026 | 7 | 508.2351 | 507.0502 | 8.2939 | 36.5995 | 0
| Zone | Remainder of System | 12 | Monthly System Peak Day | CAISO | 1-in-10 | 2026 | 8 | 499.4022 | 506.2576 | 8.2449 | 36.6103 | 0
| Zone | Remainder of System | 12 | Monthly System Peak Day | CAISO | 1-in-10 | 2026 | 9 | 480.3734 | 508.541 | 8.196 | 37.7047 | 0
| Zone | Remainder of System | 12 | Monthly System Peak Day | CAISO | 1-in-10 | 2026 | 10 | 450.9951 | 467.4274 | 8.2234 | 41.4383 | 0
| Zone | Remainder of System | 12 | Monthly System Peak Day | CAISO | 1-in-10 | 2026 | 11 | 426.2422 | 436.2606 | 8.1802 | 45.7698 | 0
| Zone | Remainder of System | 12 | Monthly System Peak Day | CAISO | 1-in-10 | 2026 | 12 | 418.6573 | 425.6765 | 8.1403 | 48.8809 | 0
| Zone | Remainder of System | 12 | Monthly System Peak Day | CAISO | 1-in-10 | 2026 | 13 | 339.4087 | 350.1833 | 8.1304 | 50.4759 | 0
| Zone | Remainder of System | 12 | Monthly System Peak Day | CAISO | 1-in-10 | 2026 | 14 | 309.277 | 317.8032 | 8.1643 | 51.6747 | 0
| Zone | Remainder of System | 12 | Monthly System Peak Day | CAISO | 1-in-10 | 2026 | 15 | 270.7574 | 279.4399 | 8.2205 | 52.7272 | 0
| Zone | Remainder of System | 12 | Monthly System Peak Day | CAISO | 1-in-10 | 2026 | 16 | 237.883 | 240.3417 | 8.2799 | 53.1839 | 0
| Zone | Remainder of System | 12 | Monthly System Peak Day | CAISO | 1-in-10 | 2026 | 17 | 243.6391 | 250.1637 | 8.1426 | 52.9211 | 0
| Zone | Remainder of System | 12 | Monthly System Peak Day | CAISO | 1-in-10 | 2026 | 18 | 228.0125 | 233.9068 | 8.1213 | 51.1658 | 0
| Zone | Remainder of System | 12 | Monthly System Peak Day | CAISO | 1-in-10 | 2026 | 19 | 246.0611 | 250.3797 | 8.3839 | 49.0081 | 0
| Zone | Remainder of System | 12 | Monthly System Peak Day | CAISO | 1-in-10 | 2026 | 20 | 238.3527 | 300.1171 | 8.4003 | 47.4864 | 0
| Zone | Remainder of System | 12 | Monthly System Peak Day | CAISO | 1-in-10 | 2026 | 21 | 225.4119 | 232.0959 | 8.038 | 46.0752 | 0
| Zone | Remainder of System | 12 | Monthly System Peak Day | CAISO | 1-in-10 | 2026 | 22 | 400.1123 | 415.7148 | 8.2286 | 44.3067 | 0
| Zone | Remainder of System | 12 | Monthly System Peak Day | CAISO | 1-in-10 | 2026 | 23 | 382.2512 | 396.947 | 8.254 | 43.3595 | 0
| Zone | Remainder of System | 12 | Monthly System Peak Day | CAISO | 1-in-10 | 2026 | 24 | 311.6266 | 325.1832 | 8.2571 | 42.7814 | 0
| Zone | Remainder of System | 1 | Average Weekday | CAISO | 1-in-10 | 2027 | 1 | 264.0478 | 270.3876 | 8.297 | 48.5418 | 0
| Zone | Remainder of System | 1 | Average Weekday | CAISO | 1-in-10 | 2027 | 2 | 261.7449 | 268.9966 | 8.3229 | 47.7538 | 0
| Zone | Remainder of System | 1 | Average Weekday | CAISO | 1-in-10 | 2027 | 3 | 405.474 | 417.2373 | 8.3285 | 47.1481 | 0
| Zone | Remainder of System | 1 | Average Weekday | CAISO | 1-in-10 | 2027 | 4 | 576.8116 | 595.1653 | 8.3352 | 46.4563 | 0
| Zone | Remainder of System | 1 | Average Weekday | CAISO | 1-in-10 | 2027 | 5 | 549.0018 | 576.9762 | 8.3388 | 45.7587 | 0
| Zone | Remainder of System | 1 | Average Weekday | CAISO | 1-in-10 | 2027 | 6 | 535.2722 | 566.3954 | 8.3441 | 45.1036 | 0
| Zone | Remainder of System | 1 | Average Weekday | CAISO | 1-in-10 | 2027 | 7 | 542.0771 | 539.9458 | 8.3052 | 44.5655 | 0
| Zone | Remainder of System | 1 | Average Weekday | CAISO | 1-in-10 | 2027 | 8 | 533.4484 | 539.23 | 8.2568 | 44.3307 | 0
| Zone | Remainder of System | 1 | Average Weekday | CAISO | 1-in-10 | 2027 | 9 | 501.63 | 527.2751 | 8.2084 | 44.8068 | 0
| Zone | Remainder of System | 1 | Average Weekday | CAISO | 1-in-10 | 2027 | 10 | 483.6055 | 496.7637 | 8.2354 | 47.5928 | 0
| Zone | Remainder of System | 1 | Average Weekday | CAISO | 1-in-10 | 2027 | 11 | 454.961 | 463.3339 | 8.1929 | 51.3252 | 0
| Zone | Remainder of System | 1 | Average Weekday | CAISO | 1-in-10 | 2027 | 12 | 449.9739 | 457.0657 | 8.1537 | 54.7156 | 0
| Zone | Remainder of System | 1 | Average Weekday | CAISO | 1-in-10 | 2027 | 13 | 378.0416 | 388.8333 | 8.144 | 57.1933 | 0
| Zone | Remainder of System | 1 | Average Weekday | CAISO | 1-in-10 | 2027 | 14 | 342.7733 | 350.4628 | 8.1773 | 58.7299 | 0
| Zone | Remainder of System | 1 | Average Weekday | CAISO | 1-in-10 | 2027 | 15 | 297.3029 | 305.0808 | 8.2326 | 59.7358 | 0
| Zone | Remainder of System | 1 | Average Weekday | CAISO | 1-in-10 | 2027 | 16 | 264.3591 | 266.6034 | 8.2912 | 60.1875 | 0
| Zone | Remainder of System | 1 | Average Weekday | CAISO | 1-in-10 | 2027 | 17 | 267.6551 | 274.0355 | 8.1624 | 59.7999 | 0
| Zone | Remainder of System | 1 | Average Weekday | CAISO | 1-in-10 | 2027 | 18 | 248.7955 | 254.8547 | 8.1411 | 58.3041 | 0
| Zone | Remainder of System | 1 | Average Weekday | CAISO | 1-in-10 | 2027 | 19 | 262.4964 | 266.8789 | 8.402 | 55.9215 | 0
| Zone | Remainder of System | 1 | Average Weekday | CAISO | 1-in-10 | 2027 | 20 | 252.9469 | 314.7511 | 8.4174 | 54.1041 | 0
| Zone | Remainder of System | 1 | Average Weekday | CAISO | 1-in-10 | 2027 | 21 | 235.898 | 242.3464 | 8.0566 | 52.7602 | 0
| Zone | Remainder of System | 1 | Average Weekday | CAISO | 1-in-10 | 2027 | 22 | 410.2202 | 426.0882 | 8.2398 | 51.5587 | 0
| Zone | Remainder of System | 1 | Average Weekday | CAISO | 1-in-10 | 2027 | 23 | 397.3505 | 412.1208 | 8.2657 | 50.4809 | 0
| Zone | Remainder of System | 1 | Average Weekday | CAISO | 1-in-10 | 2027 | 24 | 327.8687 | 340.265 | 8.2688 | 49.576 | 0
| Zone | Remainder of System | 1 | Monthly System Peak Day | CAISO | 1-in-10 | 2027 | 1 | 264.0478 | 270.3876 | 8.297 | 42.8934 | 0
| Zone | Remainder of System | 1 | Monthly System Peak Day | CAISO | 1-in-10 | 2027 | 2 | 261.7449 | 268.9966 | 8.3229 | 42.5892 | 0
| Zone | Remainder of System | 1 | Monthly System Peak Day | CAISO | 1-in-10 | 2027 | 3 | 405.474 | 417.2373 | 8.3285 | 42.6298 | 0
| Zone | Remainder of System | 1 | Monthly System Peak Day | CAISO | 1-in-10 | 2027 | 4 | 576.8116 | 595.1653 | 8.3352 | 42.2222 | 0
| Zone | Remainder of System | 1 | Monthly System Peak Day | CAISO | 1-in-10 | 2027 | 5 | 549.0018 | 576.9762 | 8.3388 | 42.1184 | 0
| Zone | Remainder of System | 1 | Monthly System Peak Day | CAISO | 1-in-10 | 2027 | 6 | 535.2722 | 566.3954 | 8.3441 | 41.1072 | 0
| Zone | Remainder of System | 1 | Monthly System Peak Day | CAISO | 1-in-10 | 2027 | 7 | 542.0771 | 539.9458 | 8.3052 | 40.9603 | 0
| Zone | Remainder of System | 1 | Monthly System Peak Day | CAISO | 1-in-10 | 2027 | 8 | 533.4484 | 539.23 | 8.2568 | 40.0328 | 0
| Zone | Remainder of System | 1 | Monthly System Peak Day | CAISO | 1-in-10 | 2027 | 9 | 501.63 | 527.2751 | 8.2084 | 39.5062 | 0
| Zone | Remainder of System | 1 | Monthly System Peak Day | CAISO | 1-in-10 | 2027 | 10 | 483.6055 | 496.7637 | 8.2354 | 41.8467 | 0
| Zone | Remainder of System | 1 | Monthly System Peak Day | CAISO | 1-in-10 | 2027 | 11 | 454.961 | 463.3339 | 8.1929 | 44.5803 | 0
| Zone | Remainder of System | 1 | Monthly System Peak Day | CAISO | 1-in-10 | 2027 | 12 | 449.9739 | 457.0657 | 8.1537 | 46.5347 | 0
| Zone | Remainder of System | 1 | Monthly System Peak Day | CAISO | 1-in-10 | 2027 | 13 | 378.0416 | 388.8333 | 8.144 | 47.7191 | 0
| Zone | Remainder of System | 1 | Monthly System Peak Day | CAISO | 1-in-10 | 2027 | 14 | 342.7733 | 350.4628 | 8.1773 | 47.7652 | 0
| Zone | Remainder of System | 1 | Monthly System Peak Day | CAISO | 1-in-10 | 2027 | 15 | 297.3029 | 305.0808 | 8.2326 | 48.745 | 0
| Zone | Remainder of System | 1 | Monthly System Peak Day | CAISO | 1-in-10 | 2027 | 16 | 264.3591 | 266.6034 | 8.2912 | 49.632 | 0
| Zone | Remainder of System | 1 | Monthly System Peak Day | CAISO | 1-in-10 | 2027 | 17 | 267.6551 | 274.0355 | 8.1624 | 49.8894 | 0
| Zone | Remainder of System | 1 | Monthly System Peak Day | CAISO | 1-in-10 | 2027 | 18 | 248.7955 | 254.8547 | 8.1411 | 48.9595 | 0
| Zone | Remainder of System | 1 | Monthly System Peak Day | CAISO | 1-in-10 | 2027 | 19 | 262.4964 | 266.8789 | 8.402 | 47.0345 | 0
| Zone | Remainder of System | 1 | Monthly System Peak Day | CAISO | 1-in-10 | 2027 | 20 | 252.9469 | 314.7511 | 8.4174 | 45.7869 | 0
| Zone | Remainder of System | 1 | Monthly System Peak Day | CAISO | 1-in-10 | 2027 | 21 | 235.898 | 242.3464 | 8.0566 | 44.3828 | 0
| Zone | Remainder of System | 1 | Monthly System Peak Day | CAISO | 1-in-10 | 2027 | 22 | 410.2202 | 426.0882 | 8.2398 | 43.4539 | 0
| Zone | Remainder of System | 1 | Monthly System Peak Day | CAISO | 1-in-10 | 2027 | 23 | 397.3505 | 412.1208 | 8.2657 | 42.4061 | 0
| Zone | Remainder of System | 1 | Monthly System Peak Day | CAISO | 1-in-10 | 2027 | 24 | 327.8687 | 340.265 | 8.2688 | 41.5072 | 0
| Zone | Remainder of System | 2 | Average Weekday | CAISO | 1-in-10 | 2027 | 1 | 264.0782 | 271.2351 | 8.3538 | 48.459 | 0
| Zone | Remainder of System | 2 | Average Weekday | CAISO | 1-in-10 | 2027 | 2 | 258.3777 | 266.5223 | 8.3854 | 47.5419 | 0
| Zone | Remainder of System | 2 | Average Weekday | CAISO | 1-in-10 | 2027 | 3 | 398.5186 | 411.7022 | 8.392 | 46.6419 | 0
| Zone | Remainder of System | 2 | Average Weekday | CAISO | 1-in-10 | 2027 | 4 | 566.1155 | 587.2795 | 8.3999 | 45.8387 | 0
| Zone | Remainder of System | 2 | Average Weekday | CAISO | 1-in-10 | 2027 | 5 | 546.5836 | 577.5549 | 8.4033 | 45.2517 | 0
| Zone | Remainder of System | 2 | Average Weekday | CAISO | 1-in-10 | 2027 | 6 | 537.0146 | 570.1042 | 8.4081 | 44.686 | 0
| Zone | Remainder of System | 2 | Average Weekday | CAISO | 1-in-10 | 2027 | 7 | 529.7945 | 529.1033 | 8.3606 | 44.3074 | 0
| Zone | Remainder of System | 2 | Average Weekday | CAISO | 1-in-10 | 2027 | 8 | 520.0508 | 526.2728 | 8.303 | 44.0731 | 0
| Zone | Remainder of System | 2 | Average Weekday | CAISO | 1-in-10 | 2027 | 9 | 500.5249 | 526.5725 | 8.2445 | 45.55 | 0
| Zone | Remainder of System | 2 | Average Weekday | CAISO | 1-in-10 | 2027 | 10 | 478.3002 | 490.8278 | 8.2796 | 49.0257 | 0
| Zone | Remainder of System | 2 | Average Weekday | CAISO | 1-in-10 | 2027 | 11 | 454.1429 | 462.7494 | 8.2258 | 52.9099 | 0
| Zone | Remainder of System | 2 | Average Weekday | CAISO | 1-in-10 | 2027 | 12 | 448.9638 | 456.7365 | 8.1748 | 56.1067 | 0
| Zone | Remainder of System | 2 | Average Weekday | CAISO | 1-in-10 | 2027 | 13 | 372.7484 | 384.5865 | 8.1612 | 58.3854 | 0
| Zone | Remainder of System | 2 | Average Weekday | CAISO | 1-in-10 | 2027 | 14 | 334.4626 | 342.7769 | 8.2048 | 59.7708 | 0
| Zone | Remainder of System | 2 | Average Weekday | CAISO | 1-in-10 | 2027 | 15 | 283.754 | 293.7874 | 8.2751 | 60.7058 | 0
| Zone | Remainder of System | 2 | Average Weekday | CAISO | 1-in-10 | 2027 | 16 | 253.9716 | 257.7804 | 8.3472 | 61.1002 | 0
| Zone | Remainder of System | 2 | Average Weekday | CAISO | 1-in-10 | 2027 | 17 | 246.4393 | 251.5738 | 8.1948 | 60.7203 | 0
| Zone | Remainder of System | 2 | Average Weekday | CAISO | 1-in-10 | 2027 | 18 | 233.0863 | 238.2406 | 8.1671 | 59.46 | 0
| Zone | Remainder of System | 2 | Average Weekday | CAISO | 1-in-10 | 2027 | 19 | 254.9411 | 259.4048 | 8.4021 | 57.2102 | 0
| Zone | Remainder of System | 2 | Average Weekday | CAISO | 1-in-10 | 2027 | 20 | 246.1291 | 306.0498 | 8.4209 | 55.0534 | 0
| Zone | Remainder of System | 2 | Average Weekday | CAISO | 1-in-10 | 2027 | 21 | 224.3674 | 230.5576 | 8.0309 | 53.325 | 0
| Zone | Remainder of System | 2 | Average Weekday | CAISO | 1-in-10 | 2027 | 22 | 395.1773 | 410.8918 | 8.2808 | 52.0124 | 0
| Zone | Remainder of System | 2 | Average Weekday | CAISO | 1-in-10 | 2027 | 23 | 380.6404 | 395.81 | 8.3147 | 50.8797 | 0
| Zone | Remainder of System | 2 | Average Weekday | CAISO | 1-in-10 | 2027 | 24 | 320.8327 | 334.492 | 8.3189 | 49.8149 | 0
| Zone | Remainder of System | 2 | Monthly System Peak Day | CAISO | 1-in-10 | 2027 | 1 | 264.0782 | 271.2351 | 8.3538 | 49.3947 | 0
| Zone | Remainder of System | 2 | Monthly System Peak Day | CAISO | 1-in-10 | 2027 | 2 | 258.3777 | 266.5223 | 8.3854 | 49.177 | 0
| Zone | Remainder of System | 2 | Monthly System Peak Day | CAISO | 1-in-10 | 2027 | 3 | 398.5186 | 411.7022 | 8.392 | 48.9855 | 0
| Zone | Remainder of System | 2 | Monthly System Peak Day | CAISO | 1-in-10 | 2027 | 4 | 566.1155 | 587.2795 | 8.3999 | 49.4251 | 0
| Zone | Remainder of System | 2 | Monthly System Peak Day | CAISO | 1-in-10 | 2027 | 5 | 546.5836 | 577.5549 | 8.4033 | 49.1723 | 0
| Zone | Remainder of System | 2 | Monthly System Peak Day | CAISO | 1-in-10 | 2027 | 6 | 537.0146 | 570.1042 | 8.4081 | 48.6181 | 0
| Zone | Remainder of System | 2 | Monthly System Peak Day | CAISO | 1-in-10 | 2027 | 7 | 529.7945 | 529.1033 | 8.3606 | 48.1661 | 0
| Zone | Remainder of System | 2 | Monthly System Peak Day | CAISO | 1-in-10 | 2027 | 8 | 520.0508 | 526.2728 | 8.303 | 48.0934 | 0
| Zone | Remainder of System | 2 | Monthly System Peak Day | CAISO | 1-in-10 | 2027 | 9 | 500.5249 | 526.5725 | 8.2445 | 48.2762 | 0
| Zone | Remainder of System | 2 | Monthly System Peak Day | CAISO | 1-in-10 | 2027 | 10 | 478.3002 | 490.8278 | 8.2796 | 49.295 | 0
| Zone | Remainder of System | 2 | Monthly System Peak Day | CAISO | 1-in-10 | 2027 | 11 | 454.1429 | 462.7494 | 8.2258 | 50.3528 | 0
| Zone | Remainder of System | 2 | Monthly System Peak Day | CAISO | 1-in-10 | 2027 | 12 | 448.9638 | 456.7365 | 8.1748 | 51.499 | 0
| Zone | Remainder of System | 2 | Monthly System Peak Day | CAISO | 1-in-10 | 2027 | 13 | 372.7484 | 384.5865 | 8.1612 | 52.9288 | 0
| Zone | Remainder of System | 2 | Monthly System Peak Day | CAISO | 1-in-10 | 2027 | 14 | 334.4626 | 342.7769 | 8.2048 | 54.0821 | 0
| Zone | Remainder of System | 2 | Monthly System Peak Day | CAISO | 1-in-10 | 2027 | 15 | 283.754 | 293.7874 | 8.2751 | 54.6582 | 0
| Zone | Remainder of System | 2 | Monthly System Peak Day | CAISO | 1-in-10 | 2027 | 16 | 253.9716 | 257.7804 | 8.3472 | 54.7659 | 0
| Zone | Remainder of System | 2 | Monthly System Peak Day | CAISO | 1-in-10 | 2027 | 17 | 246.4393 | 251.5738 | 8.1948 | 56.1957 | 0
| Zone | Remainder of System | 2 | Monthly System Peak Day | CAISO | 1-in-10 | 2027 | 18 | 233.0863 | 238.2406 | 8.1671 | 54.984 | 0
| Zone | Remainder of System | 2 | Monthly System Peak Day | CAISO | 1-in-10 | 2027 | 19 | 254.9411 | 259.4048 | 8.4021 | 53.8312 | 0
| Zone | Remainder of System | 2 | Monthly System Peak Day | CAISO | 1-in-10 | 2027 | 20 | 246.1291 | 306.0498 | 8.4209 | 52.8373 | 0
| Zone | Remainder of System | 2 | Monthly System Peak Day | CAISO | 1-in-10 | 2027 | 21 | 224.3674 | 230.5576 | 8.0309 | 52.3428 | 0
| Zone | Remainder of System | 2 | Monthly System Peak Day | CAISO | 1-in-10 | 2027 | 22 | 395.1773 | 410.8918 | 8.2808 | 51.7723 | 0
| Zone | Remainder of System | 2 | Monthly System Peak Day | CAISO | 1-in-10 | 2027 | 23 | 380.6404 | 395.81 | 8.3147 | 51.2011 | 0
| Zone | Remainder of System | 2 | Monthly System Peak Day | CAISO | 1-in-10 | 2027 | 24 | 320.8327 | 334.492 | 8.3189 | 50.5653 | 0
| Zone | Remainder of System | 3 | Average Weekday | CAISO | 1-in-10 | 2027 | 1 | 271.5223 | 283.3664 | 8.4408 | 57.5537 | 0
| Zone | Remainder of System | 3 | Average Weekday | CAISO | 1-in-10 | 2027 | 2 | 266.1579 | 273.9045 | 8.3921 | 56.4206 | 0
| Zone | Remainder of System | 3 | Average Weekday | CAISO | 1-in-10 | 2027 | 3 | 425.4056 | 436.5699 | 8.3848 | 55.3452 | 0
| Zone | Remainder of System | 3 | Average Weekday | CAISO | 1-in-10 | 2027 | 4 | 598.77 | 615.6183 | 8.3676 | 54.4215 | 0
| Zone | Remainder of System | 3 | Average Weekday | CAISO | 1-in-10 | 2027 | 5 | 565.2533 | 584.6341 | 8.3614 | 53.6273 | 0
| Zone | Remainder of System | 3 | Average Weekday | CAISO | 1-in-10 | 2027 | 6 | 556.0637 | 575.4139 | 8.33 | 52.9063 | 0
| Zone | Remainder of System | 3 | Average Weekday | CAISO | 1-in-10 | 2027 | 7 | 560.2052 | 560.8951 | 8.3149 | 52.44 | 0
| Zone | Remainder of System | 3 | Average Weekday | CAISO | 1-in-10 | 2027 | 8 | 538.1815 | 548.5876 | 8.469 | 52.295 | 0
| Zone | Remainder of System | 3 | Average Weekday | CAISO | 1-in-10 | 2027 | 9 | 522.998 | 562.8514 | 8.6596 | 53.6088 | 0
| Zone | Remainder of System | 3 | Average Weekday | CAISO | 1-in-10 | 2027 | 10 | 503.8239 | 526.4716 | 8.5269 | 57.1162 | 0
| Zone | Remainder of System | 3 | Average Weekday | CAISO | 1-in-10 | 2027 | 11 | 471.5992 | 488.1025 | 8.6058 | 61.4632 | 0
| Zone | Remainder of System | 3 | Average Weekday | CAISO | 1-in-10 | 2027 | 12 | 471.3042 | 483.4024 | 8.6951 | 65.4775 | 0
| Zone | Remainder of System | 3 | Average Weekday | CAISO | 1-in-10 | 2027 | 13 | 377.887 | 388.7359 | 8.7701 | 68.7024 | 0
| Zone | Remainder of System | 3 | Average Weekday | CAISO | 1-in-10 | 2027 | 14 | 353.2762 | 360.922 | 8.72 | 70.914 | 0
| Zone | Remainder of System | 3 | Average Weekday | CAISO | 1-in-10 | 2027 | 15 | 306.3333 | 313.3396 | 8.5535 | 72.242 | 0
| Zone | Remainder of System | 3 | Average Weekday | CAISO | 1-in-10 | 2027 | 16 | 272.8544 | 275.7389 | 8.3365 | 72.9142 | 0
| Zone | Remainder of System | 3 | Average Weekday | CAISO | 1-in-10 | 2027 | 17 | 274.4024 | 280.1346 | 8.1909 | 72.9266 | 0
| Zone | Remainder of System | 3 | Average Weekday | CAISO | 1-in-10 | 2027 | 18 | 247.6372 | 254.0186 | 8.2054 | 71.945 | 0
| Zone | Remainder of System | 3 | Average Weekday | CAISO | 1-in-10 | 2027 | 19 | 262.2859 | 268.9352 | 8.4891 | 70.1003 | 0
| Zone | Remainder of System | 3 | Average Weekday | CAISO | 1-in-10 | 2027 | 20 | 248.6474 | 251.8484 | 8.3852 | 67.4013 | 0
| Zone | Remainder of System | 3 | Average Weekday | CAISO | 1-in-10 | 2027 | 21 | 220.897 | 225.8961 | 8.0601 | 64.6072 | 0
| Zone | Remainder of System | 3 | Average Weekday | CAISO | 1-in-10 | 2027 | 22 | 419.378 | 437.7176 | 8.2944 | 62.6982 | 0
| Zone | Remainder of System | 3 | Average Weekday | CAISO | 1-in-10 | 2027 | 23 | 409.6435 | 431.0885 | 8.3959 | 61.2385 | 0
| Zone | Remainder of System | 3 | Average Weekday | CAISO | 1-in-10 | 2027 | 24 | 352.4337 | 377.4579 | 8.486 | 59.8218 | 0
| Zone | Remainder of System | 3 | Monthly System Peak Day | CAISO | 1-in-10 | 2027 | 1 | 271.5223 | 294.1809 | 8.4302 | 63.8584 | 0
| Zone | Remainder of System | 3 | Monthly System Peak Day | CAISO | 1-in-10 | 2027 | 2 | 266.1579 | 281.3097 | 8.3471 | 62.1419 | 0
| Zone | Remainder of System | 3 | Monthly System Peak Day | CAISO | 1-in-10 | 2027 | 3 | 425.4056 | 444.0445 | 8.3382 | 61.0177 | 0
| Zone | Remainder of System | 3 | Monthly System Peak Day | CAISO | 1-in-10 | 2027 | 4 | 598.77 | 620.1124 | 8.3204 | 59.9552 | 0
| Zone | Remainder of System | 3 | Monthly System Peak Day | CAISO | 1-in-10 | 2027 | 5 | 565.2533 | 592.1365 | 8.3144 | 58.873 | 0
| Zone | Remainder of System | 3 | Monthly System Peak Day | CAISO | 1-in-10 | 2027 | 6 | 556.0637 | 575.0051 | 8.2895 | 57.7036 | 0
| Zone | Remainder of System | 3 | Monthly System Peak Day | CAISO | 1-in-10 | 2027 | 7 | 560.2052 | 555.17 | 8.2765 | 56.8933 | 0
| Zone | Remainder of System | 3 | Monthly System Peak Day | CAISO | 1-in-10 | 2027 | 8 | 538.1815 | 560.9357 | 8.496 | 56.4569 | 0
| Zone | Remainder of System | 3 | Monthly System Peak Day | CAISO | 1-in-10 | 2027 | 9 | 522.998 | 574.4791 | 8.9718 | 57.9028 | 0
| Zone | Remainder of System | 3 | Monthly System Peak Day | CAISO | 1-in-10 | 2027 | 10 | 503.8239 | 535.0633 | 8.6425 | 62.68 | 0
| Zone | Remainder of System | 3 | Monthly System Peak Day | CAISO | 1-in-10 | 2027 | 11 | 471.5992 | 501.561 | 8.898 | 68.5633 | 0
| Zone | Remainder of System | 3 | Monthly System Peak Day | CAISO | 1-in-10 | 2027 | 12 | 471.3042 | 496.5492 | 9.2109 | 74.63 | 0
| Zone | Remainder of System | 3 | Monthly System Peak Day | CAISO | 1-in-10 | 2027 | 13 | 377.887 | 389.9886 | 9.4757 | 79.9691 | 0
| Zone | Remainder of System | 3 | Monthly System Peak Day | CAISO | 1-in-10 | 2027 | 14 | 353.2762 | 361.572 | 9.2921 | 82.6747 | 0
| Zone | Remainder of System | 3 | Monthly System Peak Day | CAISO | 1-in-10 | 2027 | 15 | 306.3333 | 314.6722 | 8.7974 | 83.9275 | 0
| Zone | Remainder of System | 3 | Monthly System Peak Day | CAISO | 1-in-10 | 2027 | 16 | 272.8544 | 274.4128 | 8.2936 | 84.8709 | 0
| Zone | Remainder of System | 3 | Monthly System Peak Day | CAISO | 1-in-10 | 2027 | 17 | 274.4024 | 280.3655 | 8.1519 | 85.4575 | 0
| Zone | Remainder of System | 3 | Monthly System Peak Day | CAISO | 1-in-10 | 2027 | 18 | 247.6372 | 253.9521 | 8.1591 | 85.1969 | 0
| Zone | Remainder of System | 3 | Monthly System Peak Day | CAISO | 1-in-10 | 2027 | 19 | 262.2859 | 268.1973 | 8.8972 | 83.6747 | 0
| Zone | Remainder of System | 3 | Monthly System Peak Day | CAISO | 1-in-10 | 2027 | 20 | 248.6474 | 252.6302 | 8.3848 | 81.2166 | 0
| Zone | Remainder of System | 3 | Monthly System Peak Day | CAISO | 1-in-10 | 2027 | 21 | 220.897 | 228.306 | 8.4714 | 77.2319 | 0
| Zone | Remainder of System | 3 | Monthly System Peak Day | CAISO | 1-in-10 | 2027 | 22 | 419.378 | 437.7992 | 8.2561 | 74.0355 | 0
| Zone | Remainder of System | 3 | Monthly System Peak Day | CAISO | 1-in-10 | 2027 | 23 | 409.6435 | 434.644 | 8.3629 | 71.1653 | 0
| Zone | Remainder of System | 3 | Monthly System Peak Day | CAISO | 1-in-10 | 2027 | 24 | 352.4337 | 392.3689 | 8.5226 | 68.9205 | 0
| Zone | Remainder of System | 4 | Average Weekday | CAISO | 1-in-10 | 2027 | 1 | 269.6743 | 280.8868 | 8.4573 | 58.8942 | 0
| Zone | Remainder of System | 4 | Average Weekday | CAISO | 1-in-10 | 2027 | 2 | 268.0277 | 276.6173 | 8.4093 | 57.8643 | 0
| Zone | Remainder of System | 4 | Average Weekday | CAISO | 1-in-10 | 2027 | 3 | 427.2822 | 439.1083 | 8.402 | 56.8375 | 0
| Zone | Remainder of System | 4 | Average Weekday | CAISO | 1-in-10 | 2027 | 4 | 595.4613 | 612.3386 | 8.385 | 55.8951 | 0
| Zone | Remainder of System | 4 | Average Weekday | CAISO | 1-in-10 | 2027 | 5 | 550.3568 | 568.5366 | 8.3787 | 55.1051 | 0
| Zone | Remainder of System | 4 | Average Weekday | CAISO | 1-in-10 | 2027 | 6 | 546.1868 | 564.6343 | 8.3469 | 54.4914 | 0
| Zone | Remainder of System | 4 | Average Weekday | CAISO | 1-in-10 | 2027 | 7 | 549.6624 | 550.8233 | 8.3307 | 54.0511 | 0
| Zone | Remainder of System | 4 | Average Weekday | CAISO | 1-in-10 | 2027 | 8 | 534.0532 | 541.493 | 8.4842 | 53.933 | 0
| Zone | Remainder of System | 4 | Average Weekday | CAISO | 1-in-10 | 2027 | 9 | 505.1129 | 543.5464 | 8.6733 | 55.9565 | 0
| Zone | Remainder of System | 4 | Average Weekday | CAISO | 1-in-10 | 2027 | 10 | 486.7434 | 509.9045 | 8.5419 | 59.3948 | 0
| Zone | Remainder of System | 4 | Average Weekday | CAISO | 1-in-10 | 2027 | 11 | 460.3673 | 474.6018 | 8.6192 | 63.1669 | 0
| Zone | Remainder of System | 4 | Average Weekday | CAISO | 1-in-10 | 2027 | 12 | 459.8576 | 471.9572 | 8.7067 | 66.6331 | 0
| Zone | Remainder of System | 4 | Average Weekday | CAISO | 1-in-10 | 2027 | 13 | 375.8856 | 386.6665 | 8.7805 | 69.1363 | 0
| Zone | Remainder of System | 4 | Average Weekday | CAISO | 1-in-10 | 2027 | 14 | 346.7871 | 354.4429 | 8.7316 | 70.9166 | 0
| Zone | Remainder of System | 4 | Average Weekday | CAISO | 1-in-10 | 2027 | 15 | 293.9521 | 301.24 | 8.5667 | 72.1063 | 0
| Zone | Remainder of System | 4 | Average Weekday | CAISO | 1-in-10 | 2027 | 16 | 261.8288 | 264.8227 | 8.3523 | 72.7231 | 0
| Zone | Remainder of System | 4 | Average Weekday | CAISO | 1-in-10 | 2027 | 17 | 260.7277 | 265.0938 | 8.2239 | 72.7927 | 0
| Zone | Remainder of System | 4 | Average Weekday | CAISO | 1-in-10 | 2027 | 18 | 224.864 | 230.479 | 8.236 | 71.9472 | 0
| Zone | Remainder of System | 4 | Average Weekday | CAISO | 1-in-10 | 2027 | 19 | 230.4805 | 237.1574 | 8.4893 | 70.4946 | 0
| Zone | Remainder of System | 4 | Average Weekday | CAISO | 1-in-10 | 2027 | 20 | 222.6973 | 226.0508 | 8.3853 | 68.2726 | 0
| Zone | Remainder of System | 4 | Average Weekday | CAISO | 1-in-10 | 2027 | 21 | 223.8875 | 229.1355 | 8.0753 | 65.3051 | 0
| Zone | Remainder of System | 4 | Average Weekday | CAISO | 1-in-10 | 2027 | 22 | 409.5958 | 427.5759 | 8.3065 | 63.0304 | 0
| Zone | Remainder of System | 4 | Average Weekday | CAISO | 1-in-10 | 2027 | 23 | 404.1172 | 425.1061 | 8.4123 | 61.4331 | 0
| Zone | Remainder of System | 4 | Average Weekday | CAISO | 1-in-10 | 2027 | 24 | 346.7974 | 370.9525 | 8.502 | 60.1413 | 0
| Zone | Remainder of System | 4 | Monthly System Peak Day | CAISO | 1-in-10 | 2027 | 1 | 269.6743 | 290.99 | 8.4479 | 70.3336 | 0
| Zone | Remainder of System | 4 | Monthly System Peak Day | CAISO | 1-in-10 | 2027 | 2 | 268.0277 | 283.605 | 8.3652 | 67.9333 | 0
| Zone | Remainder of System | 4 | Monthly System Peak Day | CAISO | 1-in-10 | 2027 | 3 | 427.2822 | 446.6402 | 8.3563 | 65.8852 | 0
| Zone | Remainder of System | 4 | Monthly System Peak Day | CAISO | 1-in-10 | 2027 | 4 | 595.4613 | 615.9987 | 8.3385 | 64.6811 | 0
| Zone | Remainder of System | 4 | Monthly System Peak Day | CAISO | 1-in-10 | 2027 | 5 | 550.3568 | 575.5452 | 8.3323 | 64.9291 | 0
| Zone | Remainder of System | 4 | Monthly System Peak Day | CAISO | 1-in-10 | 2027 | 6 | 546.1868 | 563.9465 | 8.3069 | 64.885 | 0
| Zone | Remainder of System | 4 | Monthly System Peak Day | CAISO | 1-in-10 | 2027 | 7 | 549.6624 | 544.9547 | 8.2928 | 65.1559 | 0
| Zone | Remainder of System | 4 | Monthly System Peak Day | CAISO | 1-in-10 | 2027 | 8 | 534.0532 | 556.6198 | 8.5125 | 65.2855 | 0
| Zone | Remainder of System | 4 | Monthly System Peak Day | CAISO | 1-in-10 | 2027 | 9 | 505.1129 | 555.0173 | 8.9875 | 68.4942 | 0
| Zone | Remainder of System | 4 | Monthly System Peak Day | CAISO | 1-in-10 | 2027 | 10 | 486.7434 | 517.849 | 8.6593 | 73.08 | 0
| Zone | Remainder of System | 4 | Monthly System Peak Day | CAISO | 1-in-10 | 2027 | 11 | 460.3673 | 487.193 | 8.9136 | 77.5594 | 0
| Zone | Remainder of System | 4 | Monthly System Peak Day | CAISO | 1-in-10 | 2027 | 12 | 459.8576 | 484.9296 | 9.2251 | 81.6147 | 0
| Zone | Remainder of System | 4 | Monthly System Peak Day | CAISO | 1-in-10 | 2027 | 13 | 375.8856 | 388.1123 | 9.4889 | 84.5697 | 0
| Zone | Remainder of System | 4 | Monthly System Peak Day | CAISO | 1-in-10 | 2027 | 14 | 346.7871 | 355.0848 | 9.3062 | 86.4428 | 0
| Zone | Remainder of System | 4 | Monthly System Peak Day | CAISO | 1-in-10 | 2027 | 15 | 293.9521 | 302.8902 | 8.8128 | 87.84 | 0
| Zone | Remainder of System | 4 | Monthly System Peak Day | CAISO | 1-in-10 | 2027 | 16 | 261.8288 | 263.4521 | 8.3104 | 88.8178 | 0
| Zone | Remainder of System | 4 | Monthly System Peak Day | CAISO | 1-in-10 | 2027 | 17 | 260.7277 | 265.3585 | 8.1851 | 89.5453 | 0
| Zone | Remainder of System | 4 | Monthly System Peak Day | CAISO | 1-in-10 | 2027 | 18 | 224.864 | 230.7756 | 8.1899 | 89.6969 | 0
| Zone | Remainder of System | 4 | Monthly System Peak Day | CAISO | 1-in-10 | 2027 | 19 | 230.4805 | 236.4587 | 8.8994 | 88.7875 | 0
| Zone | Remainder of System | 4 | Monthly System Peak Day | CAISO | 1-in-10 | 2027 | 20 | 222.6973 | 226.8102 | 8.3849 | 86.7188 | 0
| Zone | Remainder of System | 4 | Monthly System Peak Day | CAISO | 1-in-10 | 2027 | 21 | 223.8875 | 231.553 | 8.4878 | 83.2297 | 0
| Zone | Remainder of System | 4 | Monthly System Peak Day | CAISO | 1-in-10 | 2027 | 22 | 409.5958 | 427.5335 | 8.2691 | 79.8656 | 0
| Zone | Remainder of System | 4 | Monthly System Peak Day | CAISO | 1-in-10 | 2027 | 23 | 404.1172 | 428.5296 | 8.3802 | 77.1739 | 0
| Zone | Remainder of System | 4 | Monthly System Peak Day | CAISO | 1-in-10 | 2027 | 24 | 346.7974 | 385.464 | 8.5399 | 74.4806 | 0
| Zone | Remainder of System | 5 | Average Weekday | CAISO | 1-in-10 | 2027 | 1 | 282.7761 | 294.1242 | 8.4891 | 62.1727 | 0
| Zone | Remainder of System | 5 | Average Weekday | CAISO | 1-in-10 | 2027 | 2 | 283.3518 | 291.1312 | 8.4421 | 61.1648 | 0
| Zone | Remainder of System | 5 | Average Weekday | CAISO | 1-in-10 | 2027 | 3 | 443.3723 | 456.3929 | 8.435 | 60.2356 | 0
| Zone | Remainder of System | 5 | Average Weekday | CAISO | 1-in-10 | 2027 | 4 | 606.5558 | 624.5706 | 8.4181 | 59.3569 | 0
| Zone | Remainder of System | 5 | Average Weekday | CAISO | 1-in-10 | 2027 | 5 | 567.3728 | 586.4063 | 8.4112 | 58.7412 | 0
| Zone | Remainder of System | 5 | Average Weekday | CAISO | 1-in-10 | 2027 | 6 | 553.4807 | 573.9256 | 8.3785 | 58.1661 | 0
| Zone | Remainder of System | 5 | Average Weekday | CAISO | 1-in-10 | 2027 | 7 | 547.4416 | 548.664 | 8.3605 | 57.8997 | 0
| Zone | Remainder of System | 5 | Average Weekday | CAISO | 1-in-10 | 2027 | 8 | 544.6931 | 555.8624 | 8.5135 | 58.7071 | 0
| Zone | Remainder of System | 5 | Average Weekday | CAISO | 1-in-10 | 2027 | 9 | 512.0876 | 548.0775 | 8.7006 | 61.456 | 0
| Zone | Remainder of System | 5 | Average Weekday | CAISO | 1-in-10 | 2027 | 10 | 502.1713 | 525.4033 | 8.5714 | 64.9894 | 0
| Zone | Remainder of System | 5 | Average Weekday | CAISO | 1-in-10 | 2027 | 11 | 481.758 | 496.5843 | 8.6454 | 68.1837 | 0
| Zone | Remainder of System | 5 | Average Weekday | CAISO | 1-in-10 | 2027 | 12 | 474.967 | 486.6628 | 8.7293 | 70.9372 | 0
| Zone | Remainder of System | 5 | Average Weekday | CAISO | 1-in-10 | 2027 | 13 | 384.394 | 395.6113 | 8.801 | 73.3433 | 0
| Zone | Remainder of System | 5 | Average Weekday | CAISO | 1-in-10 | 2027 | 14 | 361.6299 | 369.3479 | 8.7543 | 75.1538 | 0
| Zone | Remainder of System | 5 | Average Weekday | CAISO | 1-in-10 | 2027 | 15 | 318.35 | 325.4552 | 8.593 | 76.3764 | 0
| Zone | Remainder of System | 5 | Average Weekday | CAISO | 1-in-10 | 2027 | 16 | 277.0772 | 279.9207 | 8.3824 | 76.8846 | 0
| Zone | Remainder of System | 5 | Average Weekday | CAISO | 1-in-10 | 2027 | 17 | 265.3524 | 270.8414 | 8.2537 | 76.8837 | 0
| Zone | Remainder of System | 5 | Average Weekday | CAISO | 1-in-10 | 2027 | 18 | 239.0606 | 245.0243 | 8.2626 | 76.1315 | 0
| Zone | Remainder of System | 5 | Average Weekday | CAISO | 1-in-10 | 2027 | 19 | 248.224 | 255.0999 | 8.4873 | 74.7201 | 0
| Zone | Remainder of System | 5 | Average Weekday | CAISO | 1-in-10 | 2027 | 20 | 235.7434 | 239.1041 | 8.3849 | 72.5958 | 0
| Zone | Remainder of System | 5 | Average Weekday | CAISO | 1-in-10 | 2027 | 21 | 240.8077 | 246.1777 | 8.0773 | 69.615 | 0
| Zone | Remainder of System | 5 | Average Weekday | CAISO | 1-in-10 | 2027 | 22 | 429.9566 | 448.222 | 8.3331 | 66.8354 | 0
| Zone | Remainder of System | 5 | Average Weekday | CAISO | 1-in-10 | 2027 | 23 | 430.2942 | 451.9783 | 8.4424 | 64.9385 | 0
| Zone | Remainder of System | 5 | Average Weekday | CAISO | 1-in-10 | 2027 | 24 | 368.8611 | 393.8198 | 8.5324 | 63.4049 | 0
| Zone | Remainder of System | 5 | Monthly System Peak Day | CAISO | 1-in-10 | 2027 | 1 | 282.7761 | 304.8217 | 8.4762 | 73.6895 | 0
| Zone | Remainder of System | 5 | Monthly System Peak Day | CAISO | 1-in-10 | 2027 | 2 | 283.3518 | 298.5046 | 8.3958 | 72.0766 | 0
| Zone | Remainder of System | 5 | Monthly System Peak Day | CAISO | 1-in-10 | 2027 | 3 | 443.3723 | 464.4328 | 8.3871 | 70.6422 | 0
| Zone | Remainder of System | 5 | Monthly System Peak Day | CAISO | 1-in-10 | 2027 | 4 | 606.5558 | 628.8882 | 8.3699 | 69.0833 | 0
| Zone | Remainder of System | 5 | Monthly System Peak Day | CAISO | 1-in-10 | 2027 | 5 | 567.3728 | 594.0341 | 8.3632 | 68.0722 | 0
| Zone | Remainder of System | 5 | Monthly System Peak Day | CAISO | 1-in-10 | 2027 | 6 | 553.4807 | 574.2713 | 8.3374 | 67.0072 | 0
| Zone | Remainder of System | 5 | Monthly System Peak Day | CAISO | 1-in-10 | 2027 | 7 | 547.4416 | 542.7625 | 8.3217 | 66.5788 | 0
| Zone | Remainder of System | 5 | Monthly System Peak Day | CAISO | 1-in-10 | 2027 | 8 | 544.6931 | 565.4474 | 8.5381 | 66.8927 | 0
| Zone | Remainder of System | 5 | Monthly System Peak Day | CAISO | 1-in-10 | 2027 | 9 | 512.0876 | 559.9619 | 9.0084 | 71.0933 | 0
| Zone | Remainder of System | 5 | Monthly System Peak Day | CAISO | 1-in-10 | 2027 | 10 | 502.1713 | 533.0783 | 8.6835 | 77.5111 | 0
| Zone | Remainder of System | 5 | Monthly System Peak Day | CAISO | 1-in-10 | 2027 | 11 | 481.758 | 508.7761 | 8.9332 | 83.59 | 0
| Zone | Remainder of System | 5 | Monthly System Peak Day | CAISO | 1-in-10 | 2027 | 12 | 474.967 | 498.6826 | 9.2402 | 87.7347 | 0
| Zone | Remainder of System | 5 | Monthly System Peak Day | CAISO | 1-in-10 | 2027 | 13 | 384.394 | 396.1535 | 9.5013 | 90.7541 | 0
| Zone | Remainder of System | 5 | Monthly System Peak Day | CAISO | 1-in-10 | 2027 | 14 | 361.6299 | 367.8331 | 9.321 | 92.7356 | 0
| Zone | Remainder of System | 5 | Monthly System Peak Day | CAISO | 1-in-10 | 2027 | 15 | 318.35 | 327.1046 | 8.8327 | 93.8294 | 0
| Zone | Remainder of System | 5 | Monthly System Peak Day | CAISO | 1-in-10 | 2027 | 16 | 277.0772 | 278.6844 | 8.3381 | 93.7816 | 0
| Zone | Remainder of System | 5 | Monthly System Peak Day | CAISO | 1-in-10 | 2027 | 17 | 265.3524 | 271.1026 | 8.2138 | 93.1462 | 0
| Zone | Remainder of System | 5 | Monthly System Peak Day | CAISO | 1-in-10 | 2027 | 18 | 239.0606 | 244.9819 | 8.2143 | 92.5491 | 0
| Zone | Remainder of System | 5 | Monthly System Peak Day | CAISO | 1-in-10 | 2027 | 19 | 248.224 | 254.2469 | 8.8836 | 91.3375 | 0
| Zone | Remainder of System | 5 | Monthly System Peak Day | CAISO | 1-in-10 | 2027 | 20 | 235.7434 | 239.872 | 8.3845 | 88.9545 | 0
| Zone | Remainder of System | 5 | Monthly System Peak Day | CAISO | 1-in-10 | 2027 | 21 | 240.8077 | 248.6145 | 8.4881 | 85.287 | 0
| Zone | Remainder of System | 5 | Monthly System Peak Day | CAISO | 1-in-10 | 2027 | 22 | 429.9566 | 448.2136 | 8.2945 | 81.6912 | 0
| Zone | Remainder of System | 5 | Monthly System Peak Day | CAISO | 1-in-10 | 2027 | 23 | 430.2942 | 455.547 | 8.4078 | 79.1098 | 0
| Zone | Remainder of System | 5 | Monthly System Peak Day | CAISO | 1-in-10 | 2027 | 24 | 368.8611 | 408.6863 | 8.5662 | 76.3587 | 0
| Zone | Remainder of System | 6 | Average Weekday | CAISO | 1-in-10 | 2027 | 1 | 272.8968 | 290.2001 | 8.3364 | 66.1798 | 0
| Zone | Remainder of System | 6 | Average Weekday | CAISO | 1-in-10 | 2027 | 2 | 269.3548 | 283.6136 | 8.3459 | 65.4593 | 0
| Zone | Remainder of System | 6 | Average Weekday | CAISO | 1-in-10 | 2027 | 3 | 419.4973 | 440.589 | 8.3476 | 64.7904 | 0
| Zone | Remainder of System | 6 | Average Weekday | CAISO | 1-in-10 | 2027 | 4 | 574.916 | 593.9424 | 8.3501 | 64.1255 | 0
| Zone | Remainder of System | 6 | Average Weekday | CAISO | 1-in-10 | 2027 | 5 | 530.4498 | 557.9447 | 8.3489 | 63.6086 | 0
| Zone | Remainder of System | 6 | Average Weekday | CAISO | 1-in-10 | 2027 | 6 | 535.9504 | 565.8391 | 8.3506 | 63.1772 | 0
| Zone | Remainder of System | 6 | Average Weekday | CAISO | 1-in-10 | 2027 | 7 | 545.4179 | 543.4791 | 8.3925 | 62.8134 | 0
| Zone | Remainder of System | 6 | Average Weekday | CAISO | 1-in-10 | 2027 | 8 | 537.1719 | 550.8723 | 8.27 | 63.3196 | 0
| Zone | Remainder of System | 6 | Average Weekday | CAISO | 1-in-10 | 2027 | 9 | 539.028 | 565.3256 | 8.2617 | 65.3704 | 0
| Zone | Remainder of System | 6 | Average Weekday | CAISO | 1-in-10 | 2027 | 10 | 524.1896 | 540.4775 | 8.3433 | 68.2381 | 0
| Zone | Remainder of System | 6 | Average Weekday | CAISO | 1-in-10 | 2027 | 11 | 486.8422 | 501.5299 | 8.3275 | 71.5251 | 0
| Zone | Remainder of System | 6 | Average Weekday | CAISO | 1-in-10 | 2027 | 12 | 479.9032 | 498.024 | 8.2866 | 74.7391 | 0
| Zone | Remainder of System | 6 | Average Weekday | CAISO | 1-in-10 | 2027 | 13 | 388.9694 | 414.0844 | 8.2919 | 77.286 | 0
| Zone | Remainder of System | 6 | Average Weekday | CAISO | 1-in-10 | 2027 | 14 | 362.2433 | 383.4984 | 8.3172 | 79.241 | 0
| Zone | Remainder of System | 6 | Average Weekday | CAISO | 1-in-10 | 2027 | 15 | 301.2632 | 320.9992 | 8.4269 | 80.4784 | 0
| Zone | Remainder of System | 6 | Average Weekday | CAISO | 1-in-10 | 2027 | 16 | 264.3842 | 271.3597 | 8.5548 | 81.0262 | 0
| Zone | Remainder of System | 6 | Average Weekday | CAISO | 1-in-10 | 2027 | 17 | 260.8976 | 268.5223 | 9.4048 | 80.9375 | 0
| Zone | Remainder of System | 6 | Average Weekday | CAISO | 1-in-10 | 2027 | 18 | 226.2724 | 244.2458 | 9.3018 | 80.0399 | 0
| Zone | Remainder of System | 6 | Average Weekday | CAISO | 1-in-10 | 2027 | 19 | 218.095 | 240.4736 | 10.2004 | 78.5607 | 0
| Zone | Remainder of System | 6 | Average Weekday | CAISO | 1-in-10 | 2027 | 20 | 199.647 | 213.2813 | 8.4639 | 76.4905 | 0
| Zone | Remainder of System | 6 | Average Weekday | CAISO | 1-in-10 | 2027 | 21 | 219.0217 | 238.962 | 9.0899 | 73.5536 | 0
| Zone | Remainder of System | 6 | Average Weekday | CAISO | 1-in-10 | 2027 | 22 | 386.5778 | 414.0106 | 8.3577 | 70.5065 | 0
| Zone | Remainder of System | 6 | Average Weekday | CAISO | 1-in-10 | 2027 | 23 | 409.2012 | 441.4485 | 8.3442 | 68.5894 | 0
| Zone | Remainder of System | 6 | Average Weekday | CAISO | 1-in-10 | 2027 | 24 | 377.5814 | 407.2121 | 8.3086 | 67.2621 | 0
| Zone | Remainder of System | 6 | Monthly System Peak Day | CAISO | 1-in-10 | 2027 | 1 | 272.8968 | 270.1772 | 9.9389 | 74.18 | 0
| Zone | Remainder of System | 6 | Monthly System Peak Day | CAISO | 1-in-10 | 2027 | 2 | 269.3548 | 257.2853 | 9.9578 | 72.7065 | 0
| Zone | Remainder of System | 6 | Monthly System Peak Day | CAISO | 1-in-10 | 2027 | 3 | 419.4973 | 371.1772 | 9.9626 | 71.5258 | 0
| Zone | Remainder of System | 6 | Monthly System Peak Day | CAISO | 1-in-10 | 2027 | 4 | 574.916 | 477.9101 | 9.963 | 70.6323 | 0
| Zone | Remainder of System | 6 | Monthly System Peak Day | CAISO | 1-in-10 | 2027 | 5 | 530.4498 | 450.0472 | 9.9578 | 69.5588 | 0
| Zone | Remainder of System | 6 | Monthly System Peak Day | CAISO | 1-in-10 | 2027 | 6 | 535.9504 | 469.4326 | 9.9511 | 68.8017 | 0
| Zone | Remainder of System | 6 | Monthly System Peak Day | CAISO | 1-in-10 | 2027 | 7 | 545.4179 | 458.3438 | 9.956 | 68.3586 | 0
| Zone | Remainder of System | 6 | Monthly System Peak Day | CAISO | 1-in-10 | 2027 | 8 | 537.1719 | 474.474 | 9.8892 | 69.0209 | 0
| Zone | Remainder of System | 6 | Monthly System Peak Day | CAISO | 1-in-10 | 2027 | 9 | 539.028 | 520.3167 | 9.8712 | 72.6292 | 0
| Zone | Remainder of System | 6 | Monthly System Peak Day | CAISO | 1-in-10 | 2027 | 10 | 524.1896 | 494.6319 | 9.9143 | 78.5491 | 0
| Zone | Remainder of System | 6 | Monthly System Peak Day | CAISO | 1-in-10 | 2027 | 11 | 486.8422 | 456.6783 | 9.8859 | 83.72 | 0
| Zone | Remainder of System | 6 | Monthly System Peak Day | CAISO | 1-in-10 | 2027 | 12 | 479.9032 | 453.4408 | 9.8569 | 88.5556 | 0
| Zone | Remainder of System | 6 | Monthly System Peak Day | CAISO | 1-in-10 | 2027 | 13 | 388.9694 | 382.8193 | 9.8524 | 90.5747 | 0
| Zone | Remainder of System | 6 | Monthly System Peak Day | CAISO | 1-in-10 | 2027 | 14 | 362.2433 | 361.5371 | 9.8749 | 92.3006 | 0
| Zone | Remainder of System | 6 | Monthly System Peak Day | CAISO | 1-in-10 | 2027 | 15 | 301.2632 | 306.7677 | 9.9602 | 93.8397 | 0
| Zone | Remainder of System | 6 | Monthly System Peak Day | CAISO | 1-in-10 | 2027 | 16 | 264.3842 | 258.3545 | 10.0323 | 94.9491 | 0
| Zone | Remainder of System | 6 | Monthly System Peak Day | CAISO | 1-in-10 | 2027 | 17 | 260.8976 | 265.7208 | 11.0277 | 94.8055 | 0
| Zone | Remainder of System | 6 | Monthly System Peak Day | CAISO | 1-in-10 | 2027 | 18 | 226.2724 | 258.5078 | 11.0635 | 94.5518 | 0
| Zone | Remainder of System | 6 | Monthly System Peak Day | CAISO | 1-in-10 | 2027 | 19 | 218.095 | 201.1395 | 10.6161 | 93.253 | 0
| Zone | Remainder of System | 6 | Monthly System Peak Day | CAISO | 1-in-10 | 2027 | 20 | 199.647 | 178.1432 | 9.9743 | 89.6871 | 0
| Zone | Remainder of System | 6 | Monthly System Peak Day | CAISO | 1-in-10 | 2027 | 21 | 219.0217 | 200.8064 | 11.7228 | 84.8848 | 0
| Zone | Remainder of System | 6 | Monthly System Peak Day | CAISO | 1-in-10 | 2027 | 22 | 386.5778 | 356.5188 | 10.0964 | 80.465 | 0
| Zone | Remainder of System | 6 | Monthly System Peak Day | CAISO | 1-in-10 | 2027 | 23 | 409.2012 | 370.9222 | 9.9321 | 76.8585 | 0
| Zone | Remainder of System | 6 | Monthly System Peak Day | CAISO | 1-in-10 | 2027 | 24 | 377.5814 | 359.4119 | 9.9127 | 74.8392 | 0
| Zone | Remainder of System | 7 | Average Weekday | CAISO | 1-in-10 | 2027 | 1 | 265.2437 | 282.3499 | 8.8741 | 71.9581 | 0
| Zone | Remainder of System | 7 | Average Weekday | CAISO | 1-in-10 | 2027 | 2 | 263.2596 | 274.6895 | 8.8855 | 71.2274 | 0
| Zone | Remainder of System | 7 | Average Weekday | CAISO | 1-in-10 | 2027 | 3 | 405.5057 | 426.0096 | 8.8875 | 70.5958 | 0
| Zone | Remainder of System | 7 | Average Weekday | CAISO | 1-in-10 | 2027 | 4 | 559.3345 | 580.9295 | 8.89 | 70.0707 | 0
| Zone | Remainder of System | 7 | Average Weekday | CAISO | 1-in-10 | 2027 | 5 | 515.0117 | 540.5297 | 8.888 | 69.613 | 0
| Zone | Remainder of System | 7 | Average Weekday | CAISO | 1-in-10 | 2027 | 6 | 515.4551 | 543.0092 | 8.8865 | 69.2234 | 0
| Zone | Remainder of System | 7 | Average Weekday | CAISO | 1-in-10 | 2027 | 7 | 524.0562 | 522.942 | 8.8689 | 69.0054 | 0
| Zone | Remainder of System | 7 | Average Weekday | CAISO | 1-in-10 | 2027 | 8 | 514.7272 | 530.2231 | 8.8127 | 69.4109 | 0
| Zone | Remainder of System | 7 | Average Weekday | CAISO | 1-in-10 | 2027 | 9 | 503.9201 | 532.015 | 8.7999 | 71.6124 | 0
| Zone | Remainder of System | 7 | Average Weekday | CAISO | 1-in-10 | 2027 | 10 | 489.5286 | 505.7092 | 8.8403 | 74.5635 | 0
| Zone | Remainder of System | 7 | Average Weekday | CAISO | 1-in-10 | 2027 | 11 | 458.9771 | 474.2306 | 8.8248 | 77.9936 | 0
| Zone | Remainder of System | 7 | Average Weekday | CAISO | 1-in-10 | 2027 | 12 | 452.5031 | 472.631 | 8.8109 | 81.273 | 0
| Zone | Remainder of System | 7 | Average Weekday | CAISO | 1-in-10 | 2027 | 13 | 362.5491 | 387.3045 | 8.8045 | 83.8927 | 0
| Zone | Remainder of System | 7 | Average Weekday | CAISO | 1-in-10 | 2027 | 14 | 335.8076 | 357.3758 | 8.8281 | 85.8828 | 0
| Zone | Remainder of System | 7 | Average Weekday | CAISO | 1-in-10 | 2027 | 15 | 283.7083 | 303.648 | 8.882 | 87.0524 | 0
| Zone | Remainder of System | 7 | Average Weekday | CAISO | 1-in-10 | 2027 | 16 | 245.5787 | 252.2831 | 8.9214 | 87.6036 | 0
| Zone | Remainder of System | 7 | Average Weekday | CAISO | 1-in-10 | 2027 | 17 | 247.1837 | 255.8212 | 9.8581 | 87.406 | 0
| Zone | Remainder of System | 7 | Average Weekday | CAISO | 1-in-10 | 2027 | 18 | 217.8495 | 235.9761 | 9.769 | 86.5106 | 0
| Zone | Remainder of System | 7 | Average Weekday | CAISO | 1-in-10 | 2027 | 19 | 213.9919 | 236.6326 | 9.5309 | 84.947 | 0
| Zone | Remainder of System | 7 | Average Weekday | CAISO | 1-in-10 | 2027 | 20 | 202.4992 | 216.1348 | 9.1715 | 82.535 | 0
| Zone | Remainder of System | 7 | Average Weekday | CAISO | 1-in-10 | 2027 | 21 | 220.262 | 240.2635 | 9.2714 | 79.3713 | 0
| Zone | Remainder of System | 7 | Average Weekday | CAISO | 1-in-10 | 2027 | 22 | 385.2845 | 412.229 | 8.878 | 76.2956 | 0
| Zone | Remainder of System | 7 | Average Weekday | CAISO | 1-in-10 | 2027 | 23 | 402.0007 | 433.2104 | 8.8868 | 74.5072 | 0
| Zone | Remainder of System | 7 | Average Weekday | CAISO | 1-in-10 | 2027 | 24 | 361.9329 | 390.2422 | 8.8549 | 73.3159 | 0
| Zone | Remainder of System | 7 | Monthly System Peak Day | CAISO | 1-in-10 | 2027 | 1 | 265.2437 | 261.8409 | 8.9445 | 76.2832 | 0
| Zone | Remainder of System | 7 | Monthly System Peak Day | CAISO | 1-in-10 | 2027 | 2 | 263.2596 | 245.2066 | 8.9582 | 75.7961 | 0
| Zone | Remainder of System | 7 | Monthly System Peak Day | CAISO | 1-in-10 | 2027 | 3 | 405.5057 | 350.6071 | 8.9618 | 74.9085 | 0
| Zone | Remainder of System | 7 | Monthly System Peak Day | CAISO | 1-in-10 | 2027 | 4 | 559.3345 | 461.2035 | 8.9606 | 73.7335 | 0
| Zone | Remainder of System | 7 | Monthly System Peak Day | CAISO | 1-in-10 | 2027 | 5 | 515.0117 | 430.6374 | 8.9589 | 72.7953 | 0
| Zone | Remainder of System | 7 | Monthly System Peak Day | CAISO | 1-in-10 | 2027 | 6 | 515.4551 | 454.1807 | 8.9573 | 72.2561 | 0
| Zone | Remainder of System | 7 | Monthly System Peak Day | CAISO | 1-in-10 | 2027 | 7 | 524.0562 | 444.3839 | 8.9647 | 71.7758 | 0
| Zone | Remainder of System | 7 | Monthly System Peak Day | CAISO | 1-in-10 | 2027 | 8 | 514.7272 | 459.2769 | 8.8955 | 71.9752 | 0
| Zone | Remainder of System | 7 | Monthly System Peak Day | CAISO | 1-in-10 | 2027 | 9 | 503.9201 | 485.7904 | 8.8764 | 74.5477 | 0
| Zone | Remainder of System | 7 | Monthly System Peak Day | CAISO | 1-in-10 | 2027 | 10 | 489.5286 | 458.2308 | 8.918 | 78.0895 | 0
| Zone | Remainder of System | 7 | Monthly System Peak Day | CAISO | 1-in-10 | 2027 | 11 | 458.9771 | 428.2117 | 8.8857 | 82.0839 | 0
| Zone | Remainder of System | 7 | Monthly System Peak Day | CAISO | 1-in-10 | 2027 | 12 | 452.5031 | 426.6539 | 8.8563 | 85.8244 | 0
| Zone | Remainder of System | 7 | Monthly System Peak Day | CAISO | 1-in-10 | 2027 | 13 | 362.5491 | 358.9008 | 8.8464 | 88.5445 | 0
| Zone | Remainder of System | 7 | Monthly System Peak Day | CAISO | 1-in-10 | 2027 | 14 | 335.8076 | 336.1568 | 8.8764 | 90.4209 | 0
| Zone | Remainder of System | 7 | Monthly System Peak Day | CAISO | 1-in-10 | 2027 | 15 | 283.7083 | 290.9204 | 8.9623 | 91.6667 | 0
| Zone | Remainder of System | 7 | Monthly System Peak Day | CAISO | 1-in-10 | 2027 | 16 | 245.5787 | 240.2029 | 9.0161 | 92.1879 | 0
| Zone | Remainder of System | 7 | Monthly System Peak Day | CAISO | 1-in-10 | 2027 | 17 | 247.1837 | 252.9095 | 9.9189 | 91.3273 | 0
| Zone | Remainder of System | 7 | Monthly System Peak Day | CAISO | 1-in-10 | 2027 | 18 | 217.8495 | 249.4275 | 9.947 | 90.6121 | 0
| Zone | Remainder of System | 7 | Monthly System Peak Day | CAISO | 1-in-10 | 2027 | 19 | 213.9919 | 199.3772 | 9.1044 | 89.1894 | 0
| Zone | Remainder of System | 7 | Monthly System Peak Day | CAISO | 1-in-10 | 2027 | 20 | 202.4992 | 176.7957 | 8.9423 | 86.5782 | 0
| Zone | Remainder of System | 7 | Monthly System Peak Day | CAISO | 1-in-10 | 2027 | 21 | 220.262 | 201.7739 | 10.491 | 83.2321 | 0
| Zone | Remainder of System | 7 | Monthly System Peak Day | CAISO | 1-in-10 | 2027 | 22 | 385.2845 | 355.1495 | 9.0783 | 79.4189 | 0
| Zone | Remainder of System | 7 | Monthly System Peak Day | CAISO | 1-in-10 | 2027 | 23 | 402.0007 | 363.8311 | 8.9235 | 77.6761 | 0
| Zone | Remainder of System | 7 | Monthly System Peak Day | CAISO | 1-in-10 | 2027 | 24 | 361.9329 | 342.3396 | 8.9159 | 76.0106 | 0
| Zone | Remainder of System | 8 | Average Weekday | CAISO | 1-in-10 | 2027 | 1 | 274.3551 | 296.0295 | 8.4389 | 71.2547 | 0
| Zone | Remainder of System | 8 | Average Weekday | CAISO | 1-in-10 | 2027 | 2 | 274.3652 | 290.7398 | 8.4527 | 70.5191 | 0
| Zone | Remainder of System | 8 | Average Weekday | CAISO | 1-in-10 | 2027 | 3 | 413.918 | 433.8064 | 8.4552 | 69.8526 | 0
| Zone | Remainder of System | 8 | Average Weekday | CAISO | 1-in-10 | 2027 | 4 | 570.743 | 594.3807 | 8.4578 | 69.3228 | 0
| Zone | Remainder of System | 8 | Average Weekday | CAISO | 1-in-10 | 2027 | 5 | 522.7198 | 554.7324 | 8.4553 | 68.8402 | 0
| Zone | Remainder of System | 8 | Average Weekday | CAISO | 1-in-10 | 2027 | 6 | 527.5234 | 562.2634 | 8.4531 | 68.4211 | 0
| Zone | Remainder of System | 8 | Average Weekday | CAISO | 1-in-10 | 2027 | 7 | 537.3005 | 537.4872 | 8.4342 | 68.0453 | 0
| Zone | Remainder of System | 8 | Average Weekday | CAISO | 1-in-10 | 2027 | 8 | 527.9474 | 546.5927 | 8.3676 | 67.9927 | 0
| Zone | Remainder of System | 8 | Average Weekday | CAISO | 1-in-10 | 2027 | 9 | 511.4031 | 538.2545 | 8.3504 | 69.6799 | 0
| Zone | Remainder of System | 8 | Average Weekday | CAISO | 1-in-10 | 2027 | 10 | 499.5292 | 516.162 | 8.3998 | 72.3836 | 0
| Zone | Remainder of System | 8 | Average Weekday | CAISO | 1-in-10 | 2027 | 11 | 463.5376 | 479.1871 | 8.3783 | 75.5585 | 0
| Zone | Remainder of System | 8 | Average Weekday | CAISO | 1-in-10 | 2027 | 12 | 453.6032 | 474.2035 | 8.3577 | 78.7703 | 0
| Zone | Remainder of System | 8 | Average Weekday | CAISO | 1-in-10 | 2027 | 13 | 373.197 | 399.2598 | 8.3484 | 81.5628 | 0
| Zone | Remainder of System | 8 | Average Weekday | CAISO | 1-in-10 | 2027 | 14 | 343.369 | 365.2285 | 8.38 | 83.8223 | 0
| Zone | Remainder of System | 8 | Average Weekday | CAISO | 1-in-10 | 2027 | 15 | 291.6826 | 311.863 | 8.4481 | 85.2519 | 0
| Zone | Remainder of System | 8 | Average Weekday | CAISO | 1-in-10 | 2027 | 16 | 251.6489 | 258.6428 | 8.4961 | 85.8062 | 0
| Zone | Remainder of System | 8 | Average Weekday | CAISO | 1-in-10 | 2027 | 17 | 255.4644 | 261.7119 | 9.5744 | 85.7176 | 0
| Zone | Remainder of System | 8 | Average Weekday | CAISO | 1-in-10 | 2027 | 18 | 223.9456 | 241.576 | 9.477 | 84.8529 | 0
| Zone | Remainder of System | 8 | Average Weekday | CAISO | 1-in-10 | 2027 | 19 | 218.7243 | 240.7847 | 8.9949 | 83.2713 | 0
| Zone | Remainder of System | 8 | Average Weekday | CAISO | 1-in-10 | 2027 | 20 | 215.3466 | 228.584 | 8.6631 | 80.7948 | 0
| Zone | Remainder of System | 8 | Average Weekday | CAISO | 1-in-10 | 2027 | 21 | 230.0263 | 250.04 | 8.9126 | 77.4441 | 0
| Zone | Remainder of System | 8 | Average Weekday | CAISO | 1-in-10 | 2027 | 22 | 388.2289 | 416.4015 | 8.4491 | 74.9825 | 0
| Zone | Remainder of System | 8 | Average Weekday | CAISO | 1-in-10 | 2027 | 23 | 405.9385 | 439.6231 | 8.4497 | 73.5263 | 0
| Zone | Remainder of System | 8 | Average Weekday | CAISO | 1-in-10 | 2027 | 24 | 367.1548 | 398.6518 | 8.4153 | 72.4274 | 0
| Zone | Remainder of System | 8 | Monthly System Peak Day | CAISO | 1-in-10 | 2027 | 1 | 274.3551 | 269.5159 | 7.4939 | 74.6986 | 0
| Zone | Remainder of System | 8 | Monthly System Peak Day | CAISO | 1-in-10 | 2027 | 2 | 274.3652 | 258.9199 | 7.5132 | 73.8468 | 0
| Zone | Remainder of System | 8 | Monthly System Peak Day | CAISO | 1-in-10 | 2027 | 3 | 413.918 | 367.0387 | 7.5182 | 73.2382 | 0
| Zone | Remainder of System | 8 | Monthly System Peak Day | CAISO | 1-in-10 | 2027 | 4 | 570.743 | 477.435 | 7.5173 | 72.617 | 0
| Zone | Remainder of System | 8 | Monthly System Peak Day | CAISO | 1-in-10 | 2027 | 5 | 522.7198 | 448.8972 | 7.5146 | 71.9061 | 0
| Zone | Remainder of System | 8 | Monthly System Peak Day | CAISO | 1-in-10 | 2027 | 6 | 527.5234 | 463.7343 | 7.5122 | 71.2577 | 0
| Zone | Remainder of System | 8 | Monthly System Peak Day | CAISO | 1-in-10 | 2027 | 7 | 537.3005 | 450.1705 | 7.515 | 70.7826 | 0
| Zone | Remainder of System | 8 | Monthly System Peak Day | CAISO | 1-in-10 | 2027 | 8 | 527.9474 | 468.7832 | 7.4247 | 70.5706 | 0
| Zone | Remainder of System | 8 | Monthly System Peak Day | CAISO | 1-in-10 | 2027 | 9 | 511.4031 | 493.4978 | 7.3922 | 72.9211 | 0
| Zone | Remainder of System | 8 | Monthly System Peak Day | CAISO | 1-in-10 | 2027 | 10 | 499.5292 | 469.4024 | 7.4482 | 76.5774 | 0
| Zone | Remainder of System | 8 | Monthly System Peak Day | CAISO | 1-in-10 | 2027 | 11 | 463.5376 | 432.037 | 7.3994 | 81.4047 | 0
| Zone | Remainder of System | 8 | Monthly System Peak Day | CAISO | 1-in-10 | 2027 | 12 | 453.6032 | 426.2544 | 7.3542 | 86.5138 | 0
| Zone | Remainder of System | 8 | Monthly System Peak Day | CAISO | 1-in-10 | 2027 | 13 | 373.197 | 370.7318 | 7.3353 | 90.2909 | 0
| Zone | Remainder of System | 8 | Monthly System Peak Day | CAISO | 1-in-10 | 2027 | 14 | 343.369 | 344.4285 | 7.387 | 92.9994 | 0
| Zone | Remainder of System | 8 | Monthly System Peak Day | CAISO | 1-in-10 | 2027 | 15 | 291.6826 | 299.2915 | 7.5088 | 94.0742 | 0
| Zone | Remainder of System | 8 | Monthly System Peak Day | CAISO | 1-in-10 | 2027 | 16 | 251.6489 | 246.6493 | 7.5752 | 93.95 | 0
| Zone | Remainder of System | 8 | Monthly System Peak Day | CAISO | 1-in-10 | 2027 | 17 | 255.4644 | 258.9029 | 8.6224 | 93.5315 | 0
| Zone | Remainder of System | 8 | Monthly System Peak Day | CAISO | 1-in-10 | 2027 | 18 | 223.9456 | 256.4566 | 8.6573 | 92.5376 | 0
| Zone | Remainder of System | 8 | Monthly System Peak Day | CAISO | 1-in-10 | 2027 | 19 | 218.7243 | 202.9272 | 7.2191 | 90.5697 | 0
| Zone | Remainder of System | 8 | Monthly System Peak Day | CAISO | 1-in-10 | 2027 | 20 | 215.3466 | 187.5771 | 7.0976 | 87.6982 | 0
| Zone | Remainder of System | 8 | Monthly System Peak Day | CAISO | 1-in-10 | 2027 | 21 | 230.0263 | 209.2635 | 9.2918 | 83.6248 | 0
| Zone | Remainder of System | 8 | Monthly System Peak Day | CAISO | 1-in-10 | 2027 | 22 | 388.2289 | 360.8804 | 7.6702 | 81.035 | 0
| Zone | Remainder of System | 8 | Monthly System Peak Day | CAISO | 1-in-10 | 2027 | 23 | 405.9385 | 373.1382 | 7.4718 | 79.7215 | 0
| Zone | Remainder of System | 8 | Monthly System Peak Day | CAISO | 1-in-10 | 2027 | 24 | 367.1548 | 351.1954 | 7.4568 | 78.5289 | 0
| Zone | Remainder of System | 8 | Typical Event Day | CAISO | 1-in-10 | 2027 | 1 | 274.3551 | 269.5159 | 7.4939 | 75.8434 | 0
| Zone | Remainder of System | 8 | Typical Event Day | CAISO | 1-in-10 | 2027 | 2 | 274.3652 | 258.9199 | 7.5132 | 74.8463 | 0
| Zone | Remainder of System | 8 | Typical Event Day | CAISO | 1-in-10 | 2027 | 3 | 413.918 | 367.0387 | 7.5182 | 73.928 | 0
| Zone | Remainder of System | 8 | Typical Event Day | CAISO | 1-in-10 | 2027 | 4 | 570.743 | 477.435 | 7.5173 | 73.0337 | 0
| Zone | Remainder of System | 8 | Typical Event Day | CAISO | 1-in-10 | 2027 | 5 | 522.7198 | 448.8972 | 7.5146 | 72.2504 | 0
| Zone | Remainder of System | 8 | Typical Event Day | CAISO | 1-in-10 | 2027 | 6 | 527.5234 | 463.7343 | 7.5122 | 71.656 | 0
| Zone | Remainder of System | 8 | Typical Event Day | CAISO | 1-in-10 | 2027 | 7 | 537.3005 | 450.1705 | 7.515 | 71.2208 | 0
| Zone | Remainder of System | 8 | Typical Event Day | CAISO | 1-in-10 | 2027 | 8 | 527.9474 | 468.7832 | 7.4247 | 71.4786 | 0
| Zone | Remainder of System | 8 | Typical Event Day | CAISO | 1-in-10 | 2027 | 9 | 511.4031 | 493.4978 | 7.3922 | 73.9817 | 0
| Zone | Remainder of System | 8 | Typical Event Day | CAISO | 1-in-10 | 2027 | 10 | 499.5292 | 469.4024 | 7.4482 | 78.079 | 0
| Zone | Remainder of System | 8 | Typical Event Day | CAISO | 1-in-10 | 2027 | 11 | 463.5376 | 432.037 | 7.3994 | 82.7241 | 0
| Zone | Remainder of System | 8 | Typical Event Day | CAISO | 1-in-10 | 2027 | 12 | 453.6032 | 426.2544 | 7.3542 | 87.2549 | 0
| Zone | Remainder of System | 8 | Typical Event Day | CAISO | 1-in-10 | 2027 | 13 | 373.197 | 370.7318 | 7.3353 | 90.2166 | 0
| Zone | Remainder of System | 8 | Typical Event Day | CAISO | 1-in-10 | 2027 | 14 | 343.369 | 344.4285 | 7.387 | 92.2609 | 0
| Zone | Remainder of System | 8 | Typical Event Day | CAISO | 1-in-10 | 2027 | 15 | 291.6826 | 299.2915 | 7.5088 | 93.5815 | 0
| Zone | Remainder of System | 8 | Typical Event Day | CAISO | 1-in-10 | 2027 | 16 | 251.6489 | 246.6493 | 7.5752 | 94.1627 | 0
| Zone | Remainder of System | 8 | Typical Event Day | CAISO | 1-in-10 | 2027 | 17 | 255.4644 | 258.9029 | 8.6224 | 93.8577 | 0
| Zone | Remainder of System | 8 | Typical Event Day | CAISO | 1-in-10 | 2027 | 18 | 223.9456 | 256.4566 | 8.6573 | 93.0799 | 0
| Zone | Remainder of System | 8 | Typical Event Day | CAISO | 1-in-10 | 2027 | 19 | 218.7243 | 202.9272 | 7.2191 | 91.4746 | 0
| Zone | Remainder of System | 8 | Typical Event Day | CAISO | 1-in-10 | 2027 | 20 | 215.3466 | 187.5771 | 7.0976 | 88.5784 | 0
| Zone | Remainder of System | 8 | Typical Event Day | CAISO | 1-in-10 | 2027 | 21 | 230.0263 | 209.2635 | 9.2918 | 84.7427 | 0
| Zone | Remainder of System | 8 | Typical Event Day | CAISO | 1-in-10 | 2027 | 22 | 388.2289 | 360.8804 | 7.6702 | 81.5441 | 0
| Zone | Remainder of System | 8 | Typical Event Day | CAISO | 1-in-10 | 2027 | 23 | 405.9385 | 373.1382 | 7.4718 | 79.5436 | 0
| Zone | Remainder of System | 8 | Typical Event Day | CAISO | 1-in-10 | 2027 | 24 | 367.1548 | 351.1954 | 7.4568 | 77.967 | 0
| Zone | Remainder of System | 9 | Average Weekday | CAISO | 1-in-10 | 2027 | 1 | 270.209 | 279.6144 | 9.1438 | 71.0646 | 0
| Zone | Remainder of System | 9 | Average Weekday | CAISO | 1-in-10 | 2027 | 2 | 277.5243 | 279.231 | 9.1612 | 70.1203 | 0
| Zone | Remainder of System | 9 | Average Weekday | CAISO | 1-in-10 | 2027 | 3 | 440.5863 | 435.5459 | 9.1636 | 69.2506 | 0
| Zone | Remainder of System | 9 | Average Weekday | CAISO | 1-in-10 | 2027 | 4 | 600.9081 | 597.7677 | 9.1661 | 68.4826 | 0
| Zone | Remainder of System | 9 | Average Weekday | CAISO | 1-in-10 | 2027 | 5 | 536.9571 | 535.8723 | 9.1609 | 67.8093 | 0
| Zone | Remainder of System | 9 | Average Weekday | CAISO | 1-in-10 | 2027 | 6 | 525.3442 | 533.5839 | 9.1522 | 67.2573 | 0
| Zone | Remainder of System | 9 | Average Weekday | CAISO | 1-in-10 | 2027 | 7 | 554.0465 | 541.4799 | 9.1244 | 66.785 | 0
| Zone | Remainder of System | 9 | Average Weekday | CAISO | 1-in-10 | 2027 | 8 | 527.6823 | 524.7238 | 9.0768 | 66.4866 | 0
| Zone | Remainder of System | 9 | Average Weekday | CAISO | 1-in-10 | 2027 | 9 | 484.1342 | 506.2199 | 9.0645 | 67.9182 | 0
| Zone | Remainder of System | 9 | Average Weekday | CAISO | 1-in-10 | 2027 | 10 | 478.5524 | 490.6698 | 9.1164 | 71.1915 | 0
| Zone | Remainder of System | 9 | Average Weekday | CAISO | 1-in-10 | 2027 | 11 | 447.6748 | 459.9253 | 9.0944 | 74.8699 | 0
| Zone | Remainder of System | 9 | Average Weekday | CAISO | 1-in-10 | 2027 | 12 | 440.2423 | 452.8571 | 9.0707 | 78.4748 | 0
| Zone | Remainder of System | 9 | Average Weekday | CAISO | 1-in-10 | 2027 | 13 | 371.514 | 385.3629 | 9.0581 | 81.3392 | 0
| Zone | Remainder of System | 9 | Average Weekday | CAISO | 1-in-10 | 2027 | 14 | 333.4619 | 347.3686 | 9.0854 | 83.4193 | 0
| Zone | Remainder of System | 9 | Average Weekday | CAISO | 1-in-10 | 2027 | 15 | 283.51 | 298.5237 | 9.138 | 84.7282 | 0
| Zone | Remainder of System | 9 | Average Weekday | CAISO | 1-in-10 | 2027 | 16 | 253.0709 | 255.6594 | 9.1836 | 85.0989 | 0
| Zone | Remainder of System | 9 | Average Weekday | CAISO | 1-in-10 | 2027 | 17 | 258.6712 | 264.6773 | 10.1773 | 84.9067 | 0
| Zone | Remainder of System | 9 | Average Weekday | CAISO | 1-in-10 | 2027 | 18 | 229.1794 | 246.4819 | 10.0594 | 83.9833 | 0
| Zone | Remainder of System | 9 | Average Weekday | CAISO | 1-in-10 | 2027 | 19 | 229.7359 | 249.8383 | 10.0712 | 82.1152 | 0
| Zone | Remainder of System | 9 | Average Weekday | CAISO | 1-in-10 | 2027 | 20 | 226.6967 | 238.3009 | 9.1686 | 79.1843 | 0
| Zone | Remainder of System | 9 | Average Weekday | CAISO | 1-in-10 | 2027 | 21 | 235.9298 | 253.2784 | 9.3957 | 76.077 | 0
| Zone | Remainder of System | 9 | Average Weekday | CAISO | 1-in-10 | 2027 | 22 | 393.9813 | 417.0049 | 9.0977 | 74.194 | 0
| Zone | Remainder of System | 9 | Average Weekday | CAISO | 1-in-10 | 2027 | 23 | 407.47 | 430.0277 | 9.1338 | 72.8204 | 0
| Zone | Remainder of System | 9 | Average Weekday | CAISO | 1-in-10 | 2027 | 24 | 363.3289 | 382.2145 | 9.1166 | 71.6765 | 0
| Zone | Remainder of System | 9 | Monthly System Peak Day | CAISO | 1-in-10 | 2027 | 1 | 270.209 | 258.8 | 9.2047 | 78.2118 | 0
| Zone | Remainder of System | 9 | Monthly System Peak Day | CAISO | 1-in-10 | 2027 | 2 | 277.5243 | 252.6751 | 9.2241 | 77.0359 | 0
| Zone | Remainder of System | 9 | Monthly System Peak Day | CAISO | 1-in-10 | 2027 | 3 | 440.5863 | 371.5416 | 9.2284 | 76.0394 | 0
| Zone | Remainder of System | 9 | Monthly System Peak Day | CAISO | 1-in-10 | 2027 | 4 | 600.9081 | 470.778 | 9.2271 | 75.152 | 0
| Zone | Remainder of System | 9 | Monthly System Peak Day | CAISO | 1-in-10 | 2027 | 5 | 536.9571 | 419.6007 | 9.2223 | 74.7415 | 0
| Zone | Remainder of System | 9 | Monthly System Peak Day | CAISO | 1-in-10 | 2027 | 6 | 525.3442 | 420.9366 | 9.2138 | 74.3085 | 0
| Zone | Remainder of System | 9 | Monthly System Peak Day | CAISO | 1-in-10 | 2027 | 7 | 554.0465 | 440.2104 | 9.2138 | 73.9662 | 0
| Zone | Remainder of System | 9 | Monthly System Peak Day | CAISO | 1-in-10 | 2027 | 8 | 527.6823 | 431.6841 | 9.1521 | 74.3479 | 0
| Zone | Remainder of System | 9 | Monthly System Peak Day | CAISO | 1-in-10 | 2027 | 9 | 484.1342 | 459.1161 | 9.1327 | 75.8286 | 0
| Zone | Remainder of System | 9 | Monthly System Peak Day | CAISO | 1-in-10 | 2027 | 10 | 478.5524 | 439.6997 | 9.1837 | 79.1 | 0
| Zone | Remainder of System | 9 | Monthly System Peak Day | CAISO | 1-in-10 | 2027 | 11 | 447.6748 | 409.3415 | 9.1443 | 83.6879 | 0
| Zone | Remainder of System | 9 | Monthly System Peak Day | CAISO | 1-in-10 | 2027 | 12 | 440.2423 | 405.9164 | 9.1054 | 88.1258 | 0
| Zone | Remainder of System | 9 | Monthly System Peak Day | CAISO | 1-in-10 | 2027 | 13 | 371.514 | 349.2572 | 9.0894 | 91.4561 | 0
| Zone | Remainder of System | 9 | Monthly System Peak Day | CAISO | 1-in-10 | 2027 | 14 | 333.4619 | 320.6589 | 9.1236 | 93.3227 | 0
| Zone | Remainder of System | 9 | Monthly System Peak Day | CAISO | 1-in-10 | 2027 | 15 | 283.51 | 281.8661 | 9.2111 | 94.7455 | 0
| Zone | Remainder of System | 9 | Monthly System Peak Day | CAISO | 1-in-10 | 2027 | 16 | 253.0709 | 240.5468 | 9.2696 | 95.5636 | 0
| Zone | Remainder of System | 9 | Monthly System Peak Day | CAISO | 1-in-10 | 2027 | 17 | 258.6712 | 262.1499 | 10.1944 | 95.7667 | 0
| Zone | Remainder of System | 9 | Monthly System Peak Day | CAISO | 1-in-10 | 2027 | 18 | 229.1794 | 258.8774 | 10.181 | 94.6182 | 0
| Zone | Remainder of System | 9 | Monthly System Peak Day | CAISO | 1-in-10 | 2027 | 19 | 229.7359 | 210.1666 | 9.6287 | 92.8864 | 0
| Zone | Remainder of System | 9 | Monthly System Peak Day | CAISO | 1-in-10 | 2027 | 20 | 226.6967 | 197.7567 | 8.9567 | 90.35 | 0
| Zone | Remainder of System | 9 | Monthly System Peak Day | CAISO | 1-in-10 | 2027 | 21 | 235.9298 | 216.3874 | 10.4025 | 87.2288 | 0
| Zone | Remainder of System | 9 | Monthly System Peak Day | CAISO | 1-in-10 | 2027 | 22 | 393.9813 | 354.7547 | 9.3105 | 85.2576 | 0
| Zone | Remainder of System | 9 | Monthly System Peak Day | CAISO | 1-in-10 | 2027 | 23 | 407.47 | 354.706 | 9.1614 | 83.9182 | 0
| Zone | Remainder of System | 9 | Monthly System Peak Day | CAISO | 1-in-10 | 2027 | 24 | 363.3289 | 330.9207 | 9.1684 | 82.4894 | 0
| Zone | Remainder of System | 10 | Average Weekday | CAISO | 1-in-10 | 2027 | 1 | 287.3464 | 297.9227 | 8.557 | 66.821 | 0
| Zone | Remainder of System | 10 | Average Weekday | CAISO | 1-in-10 | 2027 | 2 | 281.1032 | 287.7035 | 8.4461 | 65.8764 | 0
| Zone | Remainder of System | 10 | Average Weekday | CAISO | 1-in-10 | 2027 | 3 | 433.2951 | 442.7148 | 8.431 | 65.1487 | 0
| Zone | Remainder of System | 10 | Average Weekday | CAISO | 1-in-10 | 2027 | 4 | 598.6411 | 613.3838 | 8.3934 | 64.4441 | 0
| Zone | Remainder of System | 10 | Average Weekday | CAISO | 1-in-10 | 2027 | 5 | 584.7313 | 598.605 | 8.3898 | 63.7957 | 0
| Zone | Remainder of System | 10 | Average Weekday | CAISO | 1-in-10 | 2027 | 6 | 581.7036 | 596.7979 | 8.3394 | 63.2505 | 0
| Zone | Remainder of System | 10 | Average Weekday | CAISO | 1-in-10 | 2027 | 7 | 581.7071 | 581.2191 | 8.325 | 62.7507 | 0
| Zone | Remainder of System | 10 | Average Weekday | CAISO | 1-in-10 | 2027 | 8 | 569.8762 | 574.0986 | 8.6291 | 62.4032 | 0
| Zone | Remainder of System | 10 | Average Weekday | CAISO | 1-in-10 | 2027 | 9 | 543.5996 | 581.7404 | 9.0569 | 62.8006 | 0
| Zone | Remainder of System | 10 | Average Weekday | CAISO | 1-in-10 | 2027 | 10 | 525.1828 | 542.7816 | 8.7759 | 65.6724 | 0
| Zone | Remainder of System | 10 | Average Weekday | CAISO | 1-in-10 | 2027 | 11 | 508.3846 | 521.3784 | 8.9972 | 69.5905 | 0
| Zone | Remainder of System | 10 | Average Weekday | CAISO | 1-in-10 | 2027 | 12 | 497.0997 | 509.1651 | 9.2425 | 73.4477 | 0
| Zone | Remainder of System | 10 | Average Weekday | CAISO | 1-in-10 | 2027 | 13 | 399.5757 | 409.9575 | 9.4379 | 76.5732 | 0
| Zone | Remainder of System | 10 | Average Weekday | CAISO | 1-in-10 | 2027 | 14 | 350.2473 | 357.4573 | 9.3008 | 78.6528 | 0
| Zone | Remainder of System | 10 | Average Weekday | CAISO | 1-in-10 | 2027 | 15 | 304.1788 | 310.9355 | 8.9066 | 79.9522 | 0
| Zone | Remainder of System | 10 | Average Weekday | CAISO | 1-in-10 | 2027 | 16 | 273.4966 | 276.1929 | 8.403 | 80.5984 | 0
| Zone | Remainder of System | 10 | Average Weekday | CAISO | 1-in-10 | 2027 | 17 | 270.7303 | 276.9127 | 8.1976 | 80.5533 | 0
| Zone | Remainder of System | 10 | Average Weekday | CAISO | 1-in-10 | 2027 | 18 | 252.1309 | 258.8092 | 8.2552 | 79.6615 | 0
| Zone | Remainder of System | 10 | Average Weekday | CAISO | 1-in-10 | 2027 | 19 | 266.9499 | 273.5665 | 8.6812 | 77.699 | 0
| Zone | Remainder of System | 10 | Average Weekday | CAISO | 1-in-10 | 2027 | 20 | 258.5553 | 262.0154 | 8.3857 | 74.602 | 0
| Zone | Remainder of System | 10 | Average Weekday | CAISO | 1-in-10 | 2027 | 21 | 246.4223 | 252.0712 | 8.0866 | 72.2635 | 0
| Zone | Remainder of System | 10 | Average Weekday | CAISO | 1-in-10 | 2027 | 22 | 431.0168 | 448.833 | 8.3211 | 70.5604 | 0
| Zone | Remainder of System | 10 | Average Weekday | CAISO | 1-in-10 | 2027 | 23 | 411.4317 | 431.9974 | 8.4749 | 69.1121 | 0
| Zone | Remainder of System | 10 | Average Weekday | CAISO | 1-in-10 | 2027 | 24 | 341.4213 | 364.8326 | 8.6553 | 67.8831 | 0
| Zone | Remainder of System | 10 | Monthly System Peak Day | CAISO | 1-in-10 | 2027 | 1 | 287.3464 | 307.7393 | 8.3856 | 76.9398 | 0
| Zone | Remainder of System | 10 | Monthly System Peak Day | CAISO | 1-in-10 | 2027 | 2 | 281.1032 | 292.9721 | 8.33 | 75.4956 | 0
| Zone | Remainder of System | 10 | Monthly System Peak Day | CAISO | 1-in-10 | 2027 | 3 | 433.2951 | 447.6425 | 8.3236 | 74.3628 | 0
| Zone | Remainder of System | 10 | Monthly System Peak Day | CAISO | 1-in-10 | 2027 | 4 | 598.6411 | 615.032 | 8.3106 | 73.3659 | 0
| Zone | Remainder of System | 10 | Monthly System Peak Day | CAISO | 1-in-10 | 2027 | 5 | 584.7313 | 603.7538 | 8.3046 | 72.7463 | 0
| Zone | Remainder of System | 10 | Monthly System Peak Day | CAISO | 1-in-10 | 2027 | 6 | 581.7036 | 595.4435 | 8.282 | 72.5802 | 0
| Zone | Remainder of System | 10 | Monthly System Peak Day | CAISO | 1-in-10 | 2027 | 7 | 581.7071 | 575.4451 | 8.2699 | 71.903 | 0
| Zone | Remainder of System | 10 | Monthly System Peak Day | CAISO | 1-in-10 | 2027 | 8 | 569.8762 | 574.4173 | 8.427 | 71.4577 | 0
| Zone | Remainder of System | 10 | Monthly System Peak Day | CAISO | 1-in-10 | 2027 | 9 | 543.5996 | 593.4758 | 8.7247 | 71.9181 | 0
| Zone | Remainder of System | 10 | Monthly System Peak Day | CAISO | 1-in-10 | 2027 | 10 | 525.1828 | 549.6489 | 8.5116 | 75.8697 | 0
| Zone | Remainder of System | 10 | Monthly System Peak Day | CAISO | 1-in-10 | 2027 | 11 | 508.3846 | 530.3506 | 8.6533 | 79.7977 | 0
| Zone | Remainder of System | 10 | Monthly System Peak Day | CAISO | 1-in-10 | 2027 | 12 | 497.0997 | 522.5546 | 8.8243 | 83.3609 | 0
| Zone | Remainder of System | 10 | Monthly System Peak Day | CAISO | 1-in-10 | 2027 | 13 | 399.5757 | 409.1985 | 8.9714 | 86.4797 | 0
| Zone | Remainder of System | 10 | Monthly System Peak Day | CAISO | 1-in-10 | 2027 | 14 | 350.2473 | 356.177 | 8.8759 | 88.2344 | 0
| Zone | Remainder of System | 10 | Monthly System Peak Day | CAISO | 1-in-10 | 2027 | 15 | 304.1788 | 311.2773 | 8.5872 | 89.0484 | 0
| Zone | Remainder of System | 10 | Monthly System Peak Day | CAISO | 1-in-10 | 2027 | 16 | 273.4966 | 274.8479 | 8.2735 | 89.7625 | 0
| Zone | Remainder of System | 10 | Monthly System Peak Day | CAISO | 1-in-10 | 2027 | 17 | 270.7303 | 276.8722 | 8.1436 | 89.2516 | 0
| Zone | Remainder of System | 10 | Monthly System Peak Day | CAISO | 1-in-10 | 2027 | 18 | 252.1309 | 258.5969 | 8.1399 | 88.1547 | 0
| Zone | Remainder of System | 10 | Monthly System Peak Day | CAISO | 1-in-10 | 2027 | 19 | 266.9499 | 272.6481 | 8.6403 | 85.0234 | 0
| Zone | Remainder of System | 10 | Monthly System Peak Day | CAISO | 1-in-10 | 2027 | 20 | 258.5553 | 262.5934 | 8.3852 | 81.3875 | 0
| Zone | Remainder of System | 10 | Monthly System Peak Day | CAISO | 1-in-10 | 2027 | 21 | 246.4223 | 254.6585 | 8.3282 | 78.1727 | 0
| Zone | Remainder of System | 10 | Monthly System Peak Day | CAISO | 1-in-10 | 2027 | 22 | 431.0168 | 448.7843 | 8.2494 | 76.3627 | 0
| Zone | Remainder of System | 10 | Monthly System Peak Day | CAISO | 1-in-10 | 2027 | 23 | 411.4317 | 435.3506 | 8.338 | 75.0878 | 0
| Zone | Remainder of System | 10 | Monthly System Peak Day | CAISO | 1-in-10 | 2027 | 24 | 341.4213 | 379.0826 | 8.4477 | 73.8925 | 0
| Zone | Remainder of System | 11 | Average Weekday | CAISO | 1-in-10 | 2027 | 1 | 270.2631 | 276.9193 | 8.4389 | 56.059 | 0
| Zone | Remainder of System | 11 | Average Weekday | CAISO | 1-in-10 | 2027 | 2 | 269.1407 | 275.4384 | 8.4576 | 55.0971 | 0
| Zone | Remainder of System | 11 | Average Weekday | CAISO | 1-in-10 | 2027 | 3 | 415.9405 | 426.5359 | 8.4325 | 54.1595 | 0
| Zone | Remainder of System | 11 | Average Weekday | CAISO | 1-in-10 | 2027 | 4 | 592.0852 | 609.5135 | 8.4441 | 53.2044 | 0
| Zone | Remainder of System | 11 | Average Weekday | CAISO | 1-in-10 | 2027 | 5 | 557.8613 | 583.5483 | 8.4175 | 52.3654 | 0
| Zone | Remainder of System | 11 | Average Weekday | CAISO | 1-in-10 | 2027 | 6 | 545.8695 | 573.4127 | 8.4236 | 51.8116 | 0
| Zone | Remainder of System | 11 | Average Weekday | CAISO | 1-in-10 | 2027 | 7 | 554.218 | 551.3985 | 8.6125 | 51.3221 | 0
| Zone | Remainder of System | 11 | Average Weekday | CAISO | 1-in-10 | 2027 | 8 | 532.3572 | 536.6404 | 8.9167 | 51.0234 | 0
| Zone | Remainder of System | 11 | Average Weekday | CAISO | 1-in-10 | 2027 | 9 | 517.6016 | 544.8695 | 8.6016 | 52.5111 | 0
| Zone | Remainder of System | 11 | Average Weekday | CAISO | 1-in-10 | 2027 | 10 | 495.1607 | 507.5305 | 8.898 | 56.466 | 0
| Zone | Remainder of System | 11 | Average Weekday | CAISO | 1-in-10 | 2027 | 11 | 468.4651 | 476.5812 | 9.0888 | 61.1659 | 0
| Zone | Remainder of System | 11 | Average Weekday | CAISO | 1-in-10 | 2027 | 12 | 461.9911 | 469.3994 | 9.1856 | 65.0488 | 0
| Zone | Remainder of System | 11 | Average Weekday | CAISO | 1-in-10 | 2027 | 13 | 373.3127 | 384.4971 | 8.9653 | 67.8408 | 0
| Zone | Remainder of System | 11 | Average Weekday | CAISO | 1-in-10 | 2027 | 14 | 340.8281 | 348.52 | 8.7016 | 69.5124 | 0
| Zone | Remainder of System | 11 | Average Weekday | CAISO | 1-in-10 | 2027 | 15 | 287.8523 | 297.3215 | 8.3829 | 70.4672 | 0
| Zone | Remainder of System | 11 | Average Weekday | CAISO | 1-in-10 | 2027 | 16 | 260.1287 | 262.6911 | 8.4656 | 70.7027 | 0
| Zone | Remainder of System | 11 | Average Weekday | CAISO | 1-in-10 | 2027 | 17 | 264.92 | 270.4765 | 8.2795 | 69.9819 | 0
| Zone | Remainder of System | 11 | Average Weekday | CAISO | 1-in-10 | 2027 | 18 | 247.0882 | 253.2215 | 8.4492 | 67.953 | 0
| Zone | Remainder of System | 11 | Average Weekday | CAISO | 1-in-10 | 2027 | 19 | 263.869 | 268.196 | 8.4025 | 65.3114 | 0
| Zone | Remainder of System | 11 | Average Weekday | CAISO | 1-in-10 | 2027 | 20 | 248.6498 | 309.6168 | 10.4741 | 63.0346 | 0
| Zone | Remainder of System | 11 | Average Weekday | CAISO | 1-in-10 | 2027 | 21 | 235.4711 | 241.74 | 8.0547 | 61.213 | 0
| Zone | Remainder of System | 11 | Average Weekday | CAISO | 1-in-10 | 2027 | 22 | 412.8418 | 428.7749 | 8.4053 | 59.5838 | 0
| Zone | Remainder of System | 11 | Average Weekday | CAISO | 1-in-10 | 2027 | 23 | 393.6396 | 408.7338 | 8.5712 | 58.2328 | 0
| Zone | Remainder of System | 11 | Average Weekday | CAISO | 1-in-10 | 2027 | 24 | 322.0844 | 334.8193 | 8.4953 | 57.0822 | 0
| Zone | Remainder of System | 11 | Monthly System Peak Day | CAISO | 1-in-10 | 2027 | 1 | 270.2631 | 281.9847 | 8.3567 | 69.4034 | 0
| Zone | Remainder of System | 11 | Monthly System Peak Day | CAISO | 1-in-10 | 2027 | 2 | 269.1407 | 279.3343 | 8.3787 | 68.1516 | 0
| Zone | Remainder of System | 11 | Monthly System Peak Day | CAISO | 1-in-10 | 2027 | 3 | 415.9405 | 430.0165 | 8.3663 | 67.393 | 0
| Zone | Remainder of System | 11 | Monthly System Peak Day | CAISO | 1-in-10 | 2027 | 4 | 592.0852 | 613.2302 | 8.3761 | 66.0125 | 0
| Zone | Remainder of System | 11 | Monthly System Peak Day | CAISO | 1-in-10 | 2027 | 5 | 557.8613 | 587.2618 | 8.3669 | 65.1814 | 0
| Zone | Remainder of System | 11 | Monthly System Peak Day | CAISO | 1-in-10 | 2027 | 6 | 545.8695 | 574.4821 | 8.3735 | 64.2144 | 0
| Zone | Remainder of System | 11 | Monthly System Peak Day | CAISO | 1-in-10 | 2027 | 7 | 554.218 | 539.7999 | 8.5262 | 63.6647 | 0
| Zone | Remainder of System | 11 | Monthly System Peak Day | CAISO | 1-in-10 | 2027 | 8 | 532.3572 | 542.0762 | 8.9142 | 63.8962 | 0
| Zone | Remainder of System | 11 | Monthly System Peak Day | CAISO | 1-in-10 | 2027 | 9 | 517.6016 | 553.2786 | 8.5175 | 65.4002 | 0
| Zone | Remainder of System | 11 | Monthly System Peak Day | CAISO | 1-in-10 | 2027 | 10 | 495.1607 | 517.6818 | 8.8863 | 69.6937 | 0
| Zone | Remainder of System | 11 | Monthly System Peak Day | CAISO | 1-in-10 | 2027 | 11 | 468.4651 | 489.9649 | 9.1693 | 76.562 | 0
| Zone | Remainder of System | 11 | Monthly System Peak Day | CAISO | 1-in-10 | 2027 | 12 | 461.9911 | 485.0091 | 9.3304 | 82.3128 | 0
| Zone | Remainder of System | 11 | Monthly System Peak Day | CAISO | 1-in-10 | 2027 | 13 | 373.3127 | 384.6959 | 9.0086 | 85.9891 | 0
| Zone | Remainder of System | 11 | Monthly System Peak Day | CAISO | 1-in-10 | 2027 | 14 | 340.8281 | 347.1583 | 8.6388 | 87.9797 | 0
| Zone | Remainder of System | 11 | Monthly System Peak Day | CAISO | 1-in-10 | 2027 | 15 | 287.8523 | 297.3775 | 8.2926 | 88.7703 | 0
| Zone | Remainder of System | 11 | Monthly System Peak Day | CAISO | 1-in-10 | 2027 | 16 | 260.1287 | 261.5405 | 8.3764 | 89.0578 | 0
| Zone | Remainder of System | 11 | Monthly System Peak Day | CAISO | 1-in-10 | 2027 | 17 | 264.92 | 272.4341 | 8.1922 | 88.5875 | 0
| Zone | Remainder of System | 11 | Monthly System Peak Day | CAISO | 1-in-10 | 2027 | 18 | 247.0882 | 255.7951 | 8.3558 | 86.8453 | 0
| Zone | Remainder of System | 11 | Monthly System Peak Day | CAISO | 1-in-10 | 2027 | 19 | 263.869 | 269.3403 | 8.4015 | 83.7578 | 0
| Zone | Remainder of System | 11 | Monthly System Peak Day | CAISO | 1-in-10 | 2027 | 20 | 248.6498 | 356.8681 | 17.1538 | 79.8594 | 0
| Zone | Remainder of System | 11 | Monthly System Peak Day | CAISO | 1-in-10 | 2027 | 21 | 235.4711 | 244.0296 | 8.3617 | 76.3664 | 0
| Zone | Remainder of System | 11 | Monthly System Peak Day | CAISO | 1-in-10 | 2027 | 22 | 412.8418 | 430.1459 | 8.3275 | 73.8492 | 0
| Zone | Remainder of System | 11 | Monthly System Peak Day | CAISO | 1-in-10 | 2027 | 23 | 393.6396 | 414.5331 | 8.483 | 71.6486 | 0
| Zone | Remainder of System | 11 | Monthly System Peak Day | CAISO | 1-in-10 | 2027 | 24 | 322.0844 | 344.631 | 8.4012 | 70.3994 | 0
| Zone | Remainder of System | 12 | Average Weekday | CAISO | 1-in-10 | 2027 | 1 | 255.2164 | 262.269 | 8.3002 | 50.4524 | 0
| Zone | Remainder of System | 12 | Average Weekday | CAISO | 1-in-10 | 2027 | 2 | 251.1959 | 257.8437 | 8.3262 | 49.6307 | 0
| Zone | Remainder of System | 12 | Average Weekday | CAISO | 1-in-10 | 2027 | 3 | 392.3337 | 404.5695 | 8.3319 | 48.8824 | 0
| Zone | Remainder of System | 12 | Average Weekday | CAISO | 1-in-10 | 2027 | 4 | 567.6409 | 587.0641 | 8.3386 | 48.0839 | 0
| Zone | Remainder of System | 12 | Average Weekday | CAISO | 1-in-10 | 2027 | 5 | 537.6797 | 566.5329 | 8.3421 | 47.4648 | 0
| Zone | Remainder of System | 12 | Average Weekday | CAISO | 1-in-10 | 2027 | 6 | 514.5276 | 546.7587 | 8.3474 | 46.8946 | 0
| Zone | Remainder of System | 12 | Average Weekday | CAISO | 1-in-10 | 2027 | 7 | 508.621 | 507.4543 | 8.3083 | 46.4436 | 0
| Zone | Remainder of System | 12 | Average Weekday | CAISO | 1-in-10 | 2027 | 8 | 499.7129 | 506.5683 | 8.2596 | 46.3279 | 0
| Zone | Remainder of System | 12 | Average Weekday | CAISO | 1-in-10 | 2027 | 9 | 480.6756 | 508.8431 | 8.211 | 46.9814 | 0
| Zone | Remainder of System | 12 | Average Weekday | CAISO | 1-in-10 | 2027 | 10 | 451.2252 | 467.7087 | 8.2383 | 49.9135 | 0
| Zone | Remainder of System | 12 | Average Weekday | CAISO | 1-in-10 | 2027 | 11 | 426.39 | 436.4104 | 8.1954 | 53.6874 | 0
| Zone | Remainder of System | 12 | Average Weekday | CAISO | 1-in-10 | 2027 | 12 | 418.8138 | 425.833 | 8.1558 | 57.1456 | 0
| Zone | Remainder of System | 12 | Average Weekday | CAISO | 1-in-10 | 2027 | 13 | 339.4527 | 350.2273 | 8.146 | 59.6607 | 0
| Zone | Remainder of System | 12 | Average Weekday | CAISO | 1-in-10 | 2027 | 14 | 309.4391 | 317.9652 | 8.1797 | 61.3133 | 0
| Zone | Remainder of System | 12 | Average Weekday | CAISO | 1-in-10 | 2027 | 15 | 270.7936 | 279.5047 | 8.2354 | 62.1542 | 0
| Zone | Remainder of System | 12 | Average Weekday | CAISO | 1-in-10 | 2027 | 16 | 237.9093 | 240.3907 | 8.2944 | 62.3151 | 0
| Zone | Remainder of System | 12 | Average Weekday | CAISO | 1-in-10 | 2027 | 17 | 243.7279 | 250.2623 | 8.1585 | 61.6977 | 0
| Zone | Remainder of System | 12 | Average Weekday | CAISO | 1-in-10 | 2027 | 18 | 228.0927 | 233.987 | 8.1373 | 59.7727 | 0
| Zone | Remainder of System | 12 | Average Weekday | CAISO | 1-in-10 | 2027 | 19 | 246.1105 | 250.4291 | 8.402 | 57.5166 | 0
| Zone | Remainder of System | 12 | Average Weekday | CAISO | 1-in-10 | 2027 | 20 | 238.3261 | 300.0905 | 8.4181 | 55.8063 | 0
| Zone | Remainder of System | 12 | Average Weekday | CAISO | 1-in-10 | 2027 | 21 | 225.3499 | 232.0396 | 8.0545 | 54.4022 | 0
| Zone | Remainder of System | 12 | Average Weekday | CAISO | 1-in-10 | 2027 | 22 | 400.2578 | 415.863 | 8.2431 | 53.1733 | 0
| Zone | Remainder of System | 12 | Average Weekday | CAISO | 1-in-10 | 2027 | 23 | 382.5704 | 397.2662 | 8.2685 | 52.0782 | 0
| Zone | Remainder of System | 12 | Average Weekday | CAISO | 1-in-10 | 2027 | 24 | 312.0015 | 325.5581 | 8.2717 | 51.1639 | 0
| Zone | Remainder of System | 12 | Monthly System Peak Day | CAISO | 1-in-10 | 2027 | 1 | 255.2164 | 262.269 | 8.3002 | 42.5695 | 0
| Zone | Remainder of System | 12 | Monthly System Peak Day | CAISO | 1-in-10 | 2027 | 2 | 251.1959 | 257.8437 | 8.3262 | 41.708 | 0
| Zone | Remainder of System | 12 | Monthly System Peak Day | CAISO | 1-in-10 | 2027 | 3 | 392.3337 | 404.5695 | 8.3319 | 40.6634 | 0
| Zone | Remainder of System | 12 | Monthly System Peak Day | CAISO | 1-in-10 | 2027 | 4 | 567.6409 | 587.0641 | 8.3386 | 39.7536 | 0
| Zone | Remainder of System | 12 | Monthly System Peak Day | CAISO | 1-in-10 | 2027 | 5 | 537.6797 | 566.5329 | 8.3421 | 38.8297 | 0
| Zone | Remainder of System | 12 | Monthly System Peak Day | CAISO | 1-in-10 | 2027 | 6 | 514.5276 | 546.7587 | 8.3474 | 37.7472 | 0
| Zone | Remainder of System | 12 | Monthly System Peak Day | CAISO | 1-in-10 | 2027 | 7 | 508.621 | 507.4543 | 8.3083 | 36.5995 | 0
| Zone | Remainder of System | 12 | Monthly System Peak Day | CAISO | 1-in-10 | 2027 | 8 | 499.7129 | 506.5683 | 8.2596 | 36.6103 | 0
| Zone | Remainder of System | 12 | Monthly System Peak Day | CAISO | 1-in-10 | 2027 | 9 | 480.6756 | 508.8431 | 8.211 | 37.7047 | 0
| Zone | Remainder of System | 12 | Monthly System Peak Day | CAISO | 1-in-10 | 2027 | 10 | 451.2252 | 467.7087 | 8.2383 | 41.4383 | 0
| Zone | Remainder of System | 12 | Monthly System Peak Day | CAISO | 1-in-10 | 2027 | 11 | 426.39 | 436.4104 | 8.1954 | 45.7698 | 0
| Zone | Remainder of System | 12 | Monthly System Peak Day | CAISO | 1-in-10 | 2027 | 12 | 418.8138 | 425.833 | 8.1558 | 48.8809 | 0
| Zone | Remainder of System | 12 | Monthly System Peak Day | CAISO | 1-in-10 | 2027 | 13 | 339.4527 | 350.2273 | 8.146 | 50.4759 | 0
| Zone | Remainder of System | 12 | Monthly System Peak Day | CAISO | 1-in-10 | 2027 | 14 | 309.4391 | 317.9652 | 8.1797 | 51.6747 | 0
| Zone | Remainder of System | 12 | Monthly System Peak Day | CAISO | 1-in-10 | 2027 | 15 | 270.7936 | 279.5047 | 8.2354 | 52.7272 | 0
| Zone | Remainder of System | 12 | Monthly System Peak Day | CAISO | 1-in-10 | 2027 | 16 | 237.9093 | 240.3907 | 8.2944 | 53.1839 | 0
| Zone | Remainder of System | 12 | Monthly System Peak Day | CAISO | 1-in-10 | 2027 | 17 | 243.7279 | 250.2623 | 8.1585 | 52.9211 | 0
| Zone | Remainder of System | 12 | Monthly System Peak Day | CAISO | 1-in-10 | 2027 | 18 | 228.0927 | 233.987 | 8.1373 | 51.1658 | 0
| Zone | Remainder of System | 12 | Monthly System Peak Day | CAISO | 1-in-10 | 2027 | 19 | 246.1105 | 250.4291 | 8.402 | 49.0081 | 0
| Zone | Remainder of System | 12 | Monthly System Peak Day | CAISO | 1-in-10 | 2027 | 20 | 238.3261 | 300.0905 | 8.4181 | 47.4864 | 0
| Zone | Remainder of System | 12 | Monthly System Peak Day | CAISO | 1-in-10 | 2027 | 21 | 225.3499 | 232.0396 | 8.0545 | 46.0752 | 0
| Zone | Remainder of System | 12 | Monthly System Peak Day | CAISO | 1-in-10 | 2027 | 22 | 400.2578 | 415.863 | 8.2431 | 44.3067 | 0
| Zone | Remainder of System | 12 | Monthly System Peak Day | CAISO | 1-in-10 | 2027 | 23 | 382.5704 | 397.2662 | 8.2685 | 43.3595 | 0
| Zone | Remainder of System | 12 | Monthly System Peak Day | CAISO | 1-in-10 | 2027 | 24 | 312.0015 | 325.5581 | 8.2717 | 42.7814 | 0
| Zone | Remainder of System | 1 | Average Weekday | CAISO | 1-in-10 | 2028 | 1 | 264.1306 | 270.4739 | 8.3048 | 48.5418 | 0
| Zone | Remainder of System | 1 | Average Weekday | CAISO | 1-in-10 | 2028 | 2 | 261.8559 | 269.1116 | 8.3307 | 47.7538 | 0
| Zone | Remainder of System | 1 | Average Weekday | CAISO | 1-in-10 | 2028 | 3 | 405.6647 | 417.428 | 8.3362 | 47.1481 | 0
| Zone | Remainder of System | 1 | Average Weekday | CAISO | 1-in-10 | 2028 | 4 | 577.0192 | 595.3769 | 8.3429 | 46.4563 | 0
| Zone | Remainder of System | 1 | Average Weekday | CAISO | 1-in-10 | 2028 | 5 | 549.1372 | 577.1136 | 8.3465 | 45.7587 | 0
| Zone | Remainder of System | 1 | Average Weekday | CAISO | 1-in-10 | 2028 | 6 | 535.4587 | 566.6162 | 8.3518 | 45.1036 | 0
| Zone | Remainder of System | 1 | Average Weekday | CAISO | 1-in-10 | 2028 | 7 | 542.2711 | 540.1387 | 8.3129 | 44.5655 | 0
| Zone | Remainder of System | 1 | Average Weekday | CAISO | 1-in-10 | 2028 | 8 | 533.5877 | 539.3693 | 8.2647 | 44.3307 | 0
| Zone | Remainder of System | 1 | Average Weekday | CAISO | 1-in-10 | 2028 | 9 | 501.7633 | 527.4262 | 8.2165 | 44.8068 | 0
| Zone | Remainder of System | 1 | Average Weekday | CAISO | 1-in-10 | 2028 | 10 | 483.7205 | 496.8787 | 8.2434 | 47.5928 | 0
| Zone | Remainder of System | 1 | Average Weekday | CAISO | 1-in-10 | 2028 | 11 | 455.0349 | 463.4078 | 8.2011 | 51.3252 | 0
| Zone | Remainder of System | 1 | Average Weekday | CAISO | 1-in-10 | 2028 | 12 | 450.0521 | 457.1474 | 8.162 | 54.7156 | 0
| Zone | Remainder of System | 1 | Average Weekday | CAISO | 1-in-10 | 2028 | 13 | 378.0636 | 388.8553 | 8.1524 | 57.1933 | 0
| Zone | Remainder of System | 1 | Average Weekday | CAISO | 1-in-10 | 2028 | 14 | 342.8344 | 350.5239 | 8.1856 | 58.7299 | 0
| Zone | Remainder of System | 1 | Average Weekday | CAISO | 1-in-10 | 2028 | 15 | 297.3209 | 305.0988 | 8.2406 | 59.7358 | 0
| Zone | Remainder of System | 1 | Average Weekday | CAISO | 1-in-10 | 2028 | 16 | 264.3722 | 266.615 | 8.299 | 60.1875 | 0
| Zone | Remainder of System | 1 | Average Weekday | CAISO | 1-in-10 | 2028 | 17 | 267.6995 | 274.0799 | 8.1709 | 59.7999 | 0
| Zone | Remainder of System | 1 | Average Weekday | CAISO | 1-in-10 | 2028 | 18 | 248.8355 | 254.8999 | 8.1496 | 58.3041 | 0
| Zone | Remainder of System | 1 | Average Weekday | CAISO | 1-in-10 | 2028 | 19 | 262.5211 | 266.9036 | 8.4118 | 55.9215 | 0
| Zone | Remainder of System | 1 | Average Weekday | CAISO | 1-in-10 | 2028 | 20 | 252.9336 | 314.7378 | 8.427 | 54.1041 | 0
| Zone | Remainder of System | 1 | Average Weekday | CAISO | 1-in-10 | 2028 | 21 | 235.8672 | 242.3176 | 8.0655 | 52.7602 | 0
| Zone | Remainder of System | 1 | Average Weekday | CAISO | 1-in-10 | 2028 | 22 | 410.2934 | 426.1623 | 8.2476 | 51.5587 | 0
| Zone | Remainder of System | 1 | Average Weekday | CAISO | 1-in-10 | 2028 | 23 | 397.51 | 412.2804 | 8.2735 | 50.4809 | 0
| Zone | Remainder of System | 1 | Average Weekday | CAISO | 1-in-10 | 2028 | 24 | 328.0423 | 340.4386 | 8.2766 | 49.576 | 0
| Zone | Remainder of System | 1 | Monthly System Peak Day | CAISO | 1-in-10 | 2028 | 1 | 264.1306 | 270.4739 | 8.3048 | 42.8934 | 0
| Zone | Remainder of System | 1 | Monthly System Peak Day | CAISO | 1-in-10 | 2028 | 2 | 261.8559 | 269.1116 | 8.3307 | 42.5892 | 0
| Zone | Remainder of System | 1 | Monthly System Peak Day | CAISO | 1-in-10 | 2028 | 3 | 405.6647 | 417.428 | 8.3362 | 42.6298 | 0
| Zone | Remainder of System | 1 | Monthly System Peak Day | CAISO | 1-in-10 | 2028 | 4 | 577.0192 | 595.3769 | 8.3429 | 42.2222 | 0
| Zone | Remainder of System | 1 | Monthly System Peak Day | CAISO | 1-in-10 | 2028 | 5 | 549.1372 | 577.1136 | 8.3465 | 42.1184 | 0
| Zone | Remainder of System | 1 | Monthly System Peak Day | CAISO | 1-in-10 | 2028 | 6 | 535.4587 | 566.6162 | 8.3518 | 41.1072 | 0
| Zone | Remainder of System | 1 | Monthly System Peak Day | CAISO | 1-in-10 | 2028 | 7 | 542.2711 | 540.1387 | 8.3129 | 40.9603 | 0
| Zone | Remainder of System | 1 | Monthly System Peak Day | CAISO | 1-in-10 | 2028 | 8 | 533.5877 | 539.3693 | 8.2647 | 40.0328 | 0
| Zone | Remainder of System | 1 | Monthly System Peak Day | CAISO | 1-in-10 | 2028 | 9 | 501.7633 | 527.4262 | 8.2165 | 39.5062 | 0
| Zone | Remainder of System | 1 | Monthly System Peak Day | CAISO | 1-in-10 | 2028 | 10 | 483.7205 | 496.8787 | 8.2434 | 41.8467 | 0
| Zone | Remainder of System | 1 | Monthly System Peak Day | CAISO | 1-in-10 | 2028 | 11 | 455.0349 | 463.4078 | 8.2011 | 44.5803 | 0
| Zone | Remainder of System | 1 | Monthly System Peak Day | CAISO | 1-in-10 | 2028 | 12 | 450.0521 | 457.1474 | 8.162 | 46.5347 | 0
| Zone | Remainder of System | 1 | Monthly System Peak Day | CAISO | 1-in-10 | 2028 | 13 | 378.0636 | 388.8553 | 8.1524 | 47.7191 | 0
| Zone | Remainder of System | 1 | Monthly System Peak Day | CAISO | 1-in-10 | 2028 | 14 | 342.8344 | 350.5239 | 8.1856 | 47.7652 | 0
| Zone | Remainder of System | 1 | Monthly System Peak Day | CAISO | 1-in-10 | 2028 | 15 | 297.3209 | 305.0988 | 8.2406 | 48.745 | 0
| Zone | Remainder of System | 1 | Monthly System Peak Day | CAISO | 1-in-10 | 2028 | 16 | 264.3722 | 266.615 | 8.299 | 49.632 | 0
| Zone | Remainder of System | 1 | Monthly System Peak Day | CAISO | 1-in-10 | 2028 | 17 | 267.6995 | 274.0799 | 8.1709 | 49.8894 | 0
| Zone | Remainder of System | 1 | Monthly System Peak Day | CAISO | 1-in-10 | 2028 | 18 | 248.8355 | 254.8999 | 8.1496 | 48.9595 | 0
| Zone | Remainder of System | 1 | Monthly System Peak Day | CAISO | 1-in-10 | 2028 | 19 | 262.5211 | 266.9036 | 8.4118 | 47.0345 | 0
| Zone | Remainder of System | 1 | Monthly System Peak Day | CAISO | 1-in-10 | 2028 | 20 | 252.9336 | 314.7378 | 8.427 | 45.7869 | 0
| Zone | Remainder of System | 1 | Monthly System Peak Day | CAISO | 1-in-10 | 2028 | 21 | 235.8672 | 242.3176 | 8.0655 | 44.3828 | 0
| Zone | Remainder of System | 1 | Monthly System Peak Day | CAISO | 1-in-10 | 2028 | 22 | 410.2934 | 426.1623 | 8.2476 | 43.4539 | 0
| Zone | Remainder of System | 1 | Monthly System Peak Day | CAISO | 1-in-10 | 2028 | 23 | 397.51 | 412.2804 | 8.2735 | 42.4061 | 0
| Zone | Remainder of System | 1 | Monthly System Peak Day | CAISO | 1-in-10 | 2028 | 24 | 328.0423 | 340.4386 | 8.2766 | 41.5072 | 0
| Zone | Remainder of System | 2 | Average Weekday | CAISO | 1-in-10 | 2028 | 1 | 264.1731 | 271.3334 | 8.3615 | 48.459 | 0
| Zone | Remainder of System | 2 | Average Weekday | CAISO | 1-in-10 | 2028 | 2 | 258.5049 | 266.6494 | 8.393 | 47.5419 | 0
| Zone | Remainder of System | 2 | Average Weekday | CAISO | 1-in-10 | 2028 | 3 | 398.7213 | 411.911 | 8.3997 | 46.6419 | 0
| Zone | Remainder of System | 2 | Average Weekday | CAISO | 1-in-10 | 2028 | 4 | 566.3171 | 587.503 | 8.4075 | 45.8387 | 0
| Zone | Remainder of System | 2 | Average Weekday | CAISO | 1-in-10 | 2028 | 5 | 546.7314 | 577.7028 | 8.4109 | 45.2517 | 0
| Zone | Remainder of System | 2 | Average Weekday | CAISO | 1-in-10 | 2028 | 6 | 537.2139 | 570.3348 | 8.4157 | 44.686 | 0
| Zone | Remainder of System | 2 | Average Weekday | CAISO | 1-in-10 | 2028 | 7 | 529.9965 | 529.3186 | 8.3682 | 44.3074 | 0
| Zone | Remainder of System | 2 | Average Weekday | CAISO | 1-in-10 | 2028 | 8 | 520.2062 | 526.4282 | 8.3109 | 44.0731 | 0
| Zone | Remainder of System | 2 | Average Weekday | CAISO | 1-in-10 | 2028 | 9 | 500.6582 | 526.7293 | 8.2525 | 45.55 | 0
| Zone | Remainder of System | 2 | Average Weekday | CAISO | 1-in-10 | 2028 | 10 | 478.4153 | 490.9428 | 8.2875 | 49.0257 | 0
| Zone | Remainder of System | 2 | Average Weekday | CAISO | 1-in-10 | 2028 | 11 | 454.2168 | 462.8233 | 8.2339 | 52.9099 | 0
| Zone | Remainder of System | 2 | Average Weekday | CAISO | 1-in-10 | 2028 | 12 | 449.0421 | 456.8182 | 8.1831 | 56.1067 | 0
| Zone | Remainder of System | 2 | Average Weekday | CAISO | 1-in-10 | 2028 | 13 | 372.7912 | 384.6292 | 8.1696 | 58.3854 | 0
| Zone | Remainder of System | 2 | Average Weekday | CAISO | 1-in-10 | 2028 | 14 | 334.5436 | 342.8579 | 8.213 | 59.7708 | 0
| Zone | Remainder of System | 2 | Average Weekday | CAISO | 1-in-10 | 2028 | 15 | 283.7515 | 293.8197 | 8.283 | 60.7058 | 0
| Zone | Remainder of System | 2 | Average Weekday | CAISO | 1-in-10 | 2028 | 16 | 253.9885 | 257.8086 | 8.355 | 61.1002 | 0
| Zone | Remainder of System | 2 | Average Weekday | CAISO | 1-in-10 | 2028 | 17 | 246.4806 | 251.6182 | 8.2033 | 60.7203 | 0
| Zone | Remainder of System | 2 | Average Weekday | CAISO | 1-in-10 | 2028 | 18 | 233.1283 | 238.2858 | 8.1756 | 59.46 | 0
| Zone | Remainder of System | 2 | Average Weekday | CAISO | 1-in-10 | 2028 | 19 | 254.9658 | 259.4295 | 8.4118 | 57.2102 | 0
| Zone | Remainder of System | 2 | Average Weekday | CAISO | 1-in-10 | 2028 | 20 | 246.1136 | 306.0365 | 8.4304 | 55.0534 | 0
| Zone | Remainder of System | 2 | Average Weekday | CAISO | 1-in-10 | 2028 | 21 | 224.3375 | 230.5277 | 8.0398 | 53.325 | 0
| Zone | Remainder of System | 2 | Average Weekday | CAISO | 1-in-10 | 2028 | 22 | 395.2505 | 410.9665 | 8.2885 | 52.0124 | 0
| Zone | Remainder of System | 2 | Average Weekday | CAISO | 1-in-10 | 2028 | 23 | 380.8 | 395.9696 | 8.3225 | 50.8797 | 0
| Zone | Remainder of System | 2 | Average Weekday | CAISO | 1-in-10 | 2028 | 24 | 321.0207 | 334.6826 | 8.3267 | 49.8149 | 0
| Zone | Remainder of System | 2 | Monthly System Peak Day | CAISO | 1-in-10 | 2028 | 1 | 264.1731 | 271.3334 | 8.3615 | 49.3947 | 0
| Zone | Remainder of System | 2 | Monthly System Peak Day | CAISO | 1-in-10 | 2028 | 2 | 258.5049 | 266.6494 | 8.393 | 49.177 | 0
| Zone | Remainder of System | 2 | Monthly System Peak Day | CAISO | 1-in-10 | 2028 | 3 | 398.7213 | 411.911 | 8.3997 | 48.9855 | 0
| Zone | Remainder of System | 2 | Monthly System Peak Day | CAISO | 1-in-10 | 2028 | 4 | 566.3171 | 587.503 | 8.4075 | 49.4251 | 0
| Zone | Remainder of System | 2 | Monthly System Peak Day | CAISO | 1-in-10 | 2028 | 5 | 546.7314 | 577.7028 | 8.4109 | 49.1723 | 0
| Zone | Remainder of System | 2 | Monthly System Peak Day | CAISO | 1-in-10 | 2028 | 6 | 537.2139 | 570.3348 | 8.4157 | 48.6181 | 0
| Zone | Remainder of System | 2 | Monthly System Peak Day | CAISO | 1-in-10 | 2028 | 7 | 529.9965 | 529.3186 | 8.3682 | 48.1661 | 0
| Zone | Remainder of System | 2 | Monthly System Peak Day | CAISO | 1-in-10 | 2028 | 8 | 520.2062 | 526.4282 | 8.3109 | 48.0934 | 0
| Zone | Remainder of System | 2 | Monthly System Peak Day | CAISO | 1-in-10 | 2028 | 9 | 500.6582 | 526.7293 | 8.2525 | 48.2762 | 0
| Zone | Remainder of System | 2 | Monthly System Peak Day | CAISO | 1-in-10 | 2028 | 10 | 478.4153 | 490.9428 | 8.2875 | 49.295 | 0
| Zone | Remainder of System | 2 | Monthly System Peak Day | CAISO | 1-in-10 | 2028 | 11 | 454.2168 | 462.8233 | 8.2339 | 50.3528 | 0
| Zone | Remainder of System | 2 | Monthly System Peak Day | CAISO | 1-in-10 | 2028 | 12 | 449.0421 | 456.8182 | 8.1831 | 51.499 | 0
| Zone | Remainder of System | 2 | Monthly System Peak Day | CAISO | 1-in-10 | 2028 | 13 | 372.7912 | 384.6292 | 8.1696 | 52.9288 | 0
| Zone | Remainder of System | 2 | Monthly System Peak Day | CAISO | 1-in-10 | 2028 | 14 | 334.5436 | 342.8579 | 8.213 | 54.0821 | 0
| Zone | Remainder of System | 2 | Monthly System Peak Day | CAISO | 1-in-10 | 2028 | 15 | 283.7515 | 293.8197 | 8.283 | 54.6582 | 0
| Zone | Remainder of System | 2 | Monthly System Peak Day | CAISO | 1-in-10 | 2028 | 16 | 253.9885 | 257.8086 | 8.355 | 54.7659 | 0
| Zone | Remainder of System | 2 | Monthly System Peak Day | CAISO | 1-in-10 | 2028 | 17 | 246.4806 | 251.6182 | 8.2033 | 56.1957 | 0
| Zone | Remainder of System | 2 | Monthly System Peak Day | CAISO | 1-in-10 | 2028 | 18 | 233.1283 | 238.2858 | 8.1756 | 54.984 | 0
| Zone | Remainder of System | 2 | Monthly System Peak Day | CAISO | 1-in-10 | 2028 | 19 | 254.9658 | 259.4295 | 8.4118 | 53.8312 | 0
| Zone | Remainder of System | 2 | Monthly System Peak Day | CAISO | 1-in-10 | 2028 | 20 | 246.1136 | 306.0365 | 8.4304 | 52.8373 | 0
| Zone | Remainder of System | 2 | Monthly System Peak Day | CAISO | 1-in-10 | 2028 | 21 | 224.3375 | 230.5277 | 8.0398 | 52.3428 | 0
| Zone | Remainder of System | 2 | Monthly System Peak Day | CAISO | 1-in-10 | 2028 | 22 | 395.2505 | 410.9665 | 8.2885 | 51.7723 | 0
| Zone | Remainder of System | 2 | Monthly System Peak Day | CAISO | 1-in-10 | 2028 | 23 | 380.8 | 395.9696 | 8.3225 | 51.2011 | 0
| Zone | Remainder of System | 2 | Monthly System Peak Day | CAISO | 1-in-10 | 2028 | 24 | 321.0207 | 334.6826 | 8.3267 | 50.5653 | 0
| Zone | Remainder of System | 3 | Average Weekday | CAISO | 1-in-10 | 2028 | 1 | 271.6255 | 283.4696 | 8.4484 | 57.5537 | 0
| Zone | Remainder of System | 3 | Average Weekday | CAISO | 1-in-10 | 2028 | 2 | 266.2605 | 274.0379 | 8.3997 | 56.4206 | 0
| Zone | Remainder of System | 3 | Average Weekday | CAISO | 1-in-10 | 2028 | 3 | 425.5779 | 436.7483 | 8.3925 | 55.3452 | 0
| Zone | Remainder of System | 3 | Average Weekday | CAISO | 1-in-10 | 2028 | 4 | 598.9651 | 615.8175 | 8.3753 | 54.4215 | 0
| Zone | Remainder of System | 3 | Average Weekday | CAISO | 1-in-10 | 2028 | 5 | 565.4 | 584.7819 | 8.3691 | 53.6273 | 0
| Zone | Remainder of System | 3 | Average Weekday | CAISO | 1-in-10 | 2028 | 6 | 556.276 | 575.6262 | 8.3376 | 52.9063 | 0
| Zone | Remainder of System | 3 | Average Weekday | CAISO | 1-in-10 | 2028 | 7 | 560.4082 | 561.0972 | 8.3226 | 52.44 | 0
| Zone | Remainder of System | 3 | Average Weekday | CAISO | 1-in-10 | 2028 | 8 | 538.3287 | 548.7635 | 8.4767 | 52.295 | 0
| Zone | Remainder of System | 3 | Average Weekday | CAISO | 1-in-10 | 2028 | 9 | 523.1491 | 563.0092 | 8.6673 | 53.6088 | 0
| Zone | Remainder of System | 3 | Average Weekday | CAISO | 1-in-10 | 2028 | 10 | 503.9645 | 526.6122 | 8.5346 | 57.1162 | 0
| Zone | Remainder of System | 3 | Average Weekday | CAISO | 1-in-10 | 2028 | 11 | 471.6926 | 488.1964 | 8.6136 | 61.4632 | 0
| Zone | Remainder of System | 3 | Average Weekday | CAISO | 1-in-10 | 2028 | 12 | 471.3859 | 483.4841 | 8.7029 | 65.4775 | 0
| Zone | Remainder of System | 3 | Average Weekday | CAISO | 1-in-10 | 2028 | 13 | 377.9109 | 388.7598 | 8.7779 | 68.7024 | 0
| Zone | Remainder of System | 3 | Average Weekday | CAISO | 1-in-10 | 2028 | 14 | 353.3572 | 361.003 | 8.7278 | 70.914 | 0
| Zone | Remainder of System | 3 | Average Weekday | CAISO | 1-in-10 | 2028 | 15 | 306.3486 | 313.3548 | 8.5612 | 72.242 | 0
| Zone | Remainder of System | 3 | Average Weekday | CAISO | 1-in-10 | 2028 | 16 | 272.866 | 275.7505 | 8.3443 | 72.9142 | 0
| Zone | Remainder of System | 3 | Average Weekday | CAISO | 1-in-10 | 2028 | 17 | 274.4548 | 280.1839 | 8.1993 | 72.9266 | 0
| Zone | Remainder of System | 3 | Average Weekday | CAISO | 1-in-10 | 2028 | 18 | 247.6887 | 254.0681 | 8.2139 | 71.945 | 0
| Zone | Remainder of System | 3 | Average Weekday | CAISO | 1-in-10 | 2028 | 19 | 262.3122 | 268.9615 | 8.4987 | 70.1003 | 0
| Zone | Remainder of System | 3 | Average Weekday | CAISO | 1-in-10 | 2028 | 20 | 248.6455 | 251.8432 | 8.3948 | 67.4013 | 0
| Zone | Remainder of System | 3 | Average Weekday | CAISO | 1-in-10 | 2028 | 21 | 220.8809 | 225.8797 | 8.0689 | 64.6072 | 0
| Zone | Remainder of System | 3 | Average Weekday | CAISO | 1-in-10 | 2028 | 22 | 419.4525 | 437.7922 | 8.3021 | 62.6982 | 0
| Zone | Remainder of System | 3 | Average Weekday | CAISO | 1-in-10 | 2028 | 23 | 409.8031 | 431.2481 | 8.4036 | 61.2385 | 0
| Zone | Remainder of System | 3 | Average Weekday | CAISO | 1-in-10 | 2028 | 24 | 352.6301 | 377.6543 | 8.4936 | 59.8218 | 0
| Zone | Remainder of System | 3 | Monthly System Peak Day | CAISO | 1-in-10 | 2028 | 1 | 271.6255 | 294.2841 | 8.4378 | 63.8584 | 0
| Zone | Remainder of System | 3 | Monthly System Peak Day | CAISO | 1-in-10 | 2028 | 2 | 266.2605 | 281.4432 | 8.3548 | 62.1419 | 0
| Zone | Remainder of System | 3 | Monthly System Peak Day | CAISO | 1-in-10 | 2028 | 3 | 425.5779 | 444.2532 | 8.3459 | 61.0177 | 0
| Zone | Remainder of System | 3 | Monthly System Peak Day | CAISO | 1-in-10 | 2028 | 4 | 598.9651 | 620.3395 | 8.3281 | 59.9552 | 0
| Zone | Remainder of System | 3 | Monthly System Peak Day | CAISO | 1-in-10 | 2028 | 5 | 565.4 | 592.2843 | 8.3221 | 58.873 | 0
| Zone | Remainder of System | 3 | Monthly System Peak Day | CAISO | 1-in-10 | 2028 | 6 | 556.276 | 575.2174 | 8.2972 | 57.7036 | 0
| Zone | Remainder of System | 3 | Monthly System Peak Day | CAISO | 1-in-10 | 2028 | 7 | 560.4082 | 555.3721 | 8.2842 | 56.8933 | 0
| Zone | Remainder of System | 3 | Monthly System Peak Day | CAISO | 1-in-10 | 2028 | 8 | 538.3287 | 561.05 | 8.5036 | 56.4569 | 0
| Zone | Remainder of System | 3 | Monthly System Peak Day | CAISO | 1-in-10 | 2028 | 9 | 523.1491 | 574.6369 | 8.9792 | 57.9028 | 0
| Zone | Remainder of System | 3 | Monthly System Peak Day | CAISO | 1-in-10 | 2028 | 10 | 503.9645 | 535.2055 | 8.6501 | 62.68 | 0
| Zone | Remainder of System | 3 | Monthly System Peak Day | CAISO | 1-in-10 | 2028 | 11 | 471.6926 | 501.6549 | 8.9055 | 68.5633 | 0
| Zone | Remainder of System | 3 | Monthly System Peak Day | CAISO | 1-in-10 | 2028 | 12 | 471.3859 | 496.6309 | 9.2183 | 74.63 | 0
| Zone | Remainder of System | 3 | Monthly System Peak Day | CAISO | 1-in-10 | 2028 | 13 | 377.9109 | 390.0333 | 9.4829 | 79.9691 | 0
| Zone | Remainder of System | 3 | Monthly System Peak Day | CAISO | 1-in-10 | 2028 | 14 | 353.3572 | 361.653 | 9.2993 | 82.6747 | 0
| Zone | Remainder of System | 3 | Monthly System Peak Day | CAISO | 1-in-10 | 2028 | 15 | 306.3486 | 314.7017 | 8.8048 | 83.9275 | 0
| Zone | Remainder of System | 3 | Monthly System Peak Day | CAISO | 1-in-10 | 2028 | 16 | 272.866 | 274.4244 | 8.3014 | 84.8709 | 0
| Zone | Remainder of System | 3 | Monthly System Peak Day | CAISO | 1-in-10 | 2028 | 17 | 274.4548 | 280.4149 | 8.1604 | 85.4575 | 0
| Zone | Remainder of System | 3 | Monthly System Peak Day | CAISO | 1-in-10 | 2028 | 18 | 247.6887 | 254.0016 | 8.1676 | 85.1969 | 0
| Zone | Remainder of System | 3 | Monthly System Peak Day | CAISO | 1-in-10 | 2028 | 19 | 262.3122 | 268.2235 | 8.9064 | 83.6747 | 0
| Zone | Remainder of System | 3 | Monthly System Peak Day | CAISO | 1-in-10 | 2028 | 20 | 248.6455 | 252.6283 | 8.3944 | 81.2166 | 0
| Zone | Remainder of System | 3 | Monthly System Peak Day | CAISO | 1-in-10 | 2028 | 21 | 220.8809 | 228.2899 | 8.4799 | 77.2319 | 0
| Zone | Remainder of System | 3 | Monthly System Peak Day | CAISO | 1-in-10 | 2028 | 22 | 419.4525 | 437.8733 | 8.2639 | 74.0355 | 0
| Zone | Remainder of System | 3 | Monthly System Peak Day | CAISO | 1-in-10 | 2028 | 23 | 409.8031 | 434.8036 | 8.3706 | 71.1653 | 0
| Zone | Remainder of System | 3 | Monthly System Peak Day | CAISO | 1-in-10 | 2028 | 24 | 352.6301 | 392.5627 | 8.5302 | 68.9205 | 0
| Zone | Remainder of System | 4 | Average Weekday | CAISO | 1-in-10 | 2028 | 1 | 269.7727 | 280.9851 | 8.4649 | 58.8942 | 0
| Zone | Remainder of System | 4 | Average Weekday | CAISO | 1-in-10 | 2028 | 2 | 268.1611 | 276.7508 | 8.4169 | 57.8643 | 0
| Zone | Remainder of System | 4 | Average Weekday | CAISO | 1-in-10 | 2028 | 3 | 427.4848 | 439.317 | 8.4097 | 56.8375 | 0
| Zone | Remainder of System | 4 | Average Weekday | CAISO | 1-in-10 | 2028 | 4 | 595.6565 | 612.5617 | 8.3927 | 55.8951 | 0
| Zone | Remainder of System | 4 | Average Weekday | CAISO | 1-in-10 | 2028 | 5 | 550.5024 | 568.6844 | 8.3863 | 55.1051 | 0
| Zone | Remainder of System | 4 | Average Weekday | CAISO | 1-in-10 | 2028 | 6 | 546.3992 | 564.8466 | 8.3546 | 54.4914 | 0
| Zone | Remainder of System | 4 | Average Weekday | CAISO | 1-in-10 | 2028 | 7 | 549.8644 | 551.0253 | 8.3385 | 54.0511 | 0
| Zone | Remainder of System | 4 | Average Weekday | CAISO | 1-in-10 | 2028 | 8 | 534.2086 | 541.6484 | 8.4919 | 53.933 | 0
| Zone | Remainder of System | 4 | Average Weekday | CAISO | 1-in-10 | 2028 | 9 | 505.264 | 543.7043 | 8.681 | 55.9565 | 0
| Zone | Remainder of System | 4 | Average Weekday | CAISO | 1-in-10 | 2028 | 10 | 486.8585 | 510.0451 | 8.5496 | 59.3948 | 0
| Zone | Remainder of System | 4 | Average Weekday | CAISO | 1-in-10 | 2028 | 11 | 460.4412 | 474.6953 | 8.6269 | 63.1669 | 0
| Zone | Remainder of System | 4 | Average Weekday | CAISO | 1-in-10 | 2028 | 12 | 459.9392 | 472.0389 | 8.7145 | 66.6331 | 0
| Zone | Remainder of System | 4 | Average Weekday | CAISO | 1-in-10 | 2028 | 13 | 375.9076 | 386.6885 | 8.7882 | 69.1363 | 0
| Zone | Remainder of System | 4 | Average Weekday | CAISO | 1-in-10 | 2028 | 14 | 346.8482 | 354.5239 | 8.7393 | 70.9166 | 0
| Zone | Remainder of System | 4 | Average Weekday | CAISO | 1-in-10 | 2028 | 15 | 293.9702 | 301.2552 | 8.5744 | 72.1063 | 0
| Zone | Remainder of System | 4 | Average Weekday | CAISO | 1-in-10 | 2028 | 16 | 261.8457 | 264.8396 | 8.36 | 72.7231 | 0
| Zone | Remainder of System | 4 | Average Weekday | CAISO | 1-in-10 | 2028 | 17 | 260.7801 | 265.143 | 8.2323 | 72.7927 | 0
| Zone | Remainder of System | 4 | Average Weekday | CAISO | 1-in-10 | 2028 | 18 | 224.9148 | 230.5305 | 8.2444 | 71.9472 | 0
| Zone | Remainder of System | 4 | Average Weekday | CAISO | 1-in-10 | 2028 | 19 | 230.512 | 237.1863 | 8.4989 | 70.4946 | 0
| Zone | Remainder of System | 4 | Average Weekday | CAISO | 1-in-10 | 2028 | 20 | 222.6921 | 226.0456 | 8.3949 | 68.2726 | 0
| Zone | Remainder of System | 4 | Average Weekday | CAISO | 1-in-10 | 2028 | 21 | 223.8655 | 229.1156 | 8.0842 | 65.3051 | 0
| Zone | Remainder of System | 4 | Average Weekday | CAISO | 1-in-10 | 2028 | 22 | 409.6708 | 427.6505 | 8.3142 | 63.0304 | 0
| Zone | Remainder of System | 4 | Average Weekday | CAISO | 1-in-10 | 2028 | 23 | 404.2768 | 425.2657 | 8.42 | 61.4331 | 0
| Zone | Remainder of System | 4 | Average Weekday | CAISO | 1-in-10 | 2028 | 24 | 346.988 | 371.149 | 8.5096 | 60.1413 | 0
| Zone | Remainder of System | 4 | Monthly System Peak Day | CAISO | 1-in-10 | 2028 | 1 | 269.7727 | 291.0883 | 8.4555 | 70.3336 | 0
| Zone | Remainder of System | 4 | Monthly System Peak Day | CAISO | 1-in-10 | 2028 | 2 | 268.1611 | 283.7385 | 8.3729 | 67.9333 | 0
| Zone | Remainder of System | 4 | Monthly System Peak Day | CAISO | 1-in-10 | 2028 | 3 | 427.4848 | 446.849 | 8.364 | 65.8852 | 0
| Zone | Remainder of System | 4 | Monthly System Peak Day | CAISO | 1-in-10 | 2028 | 4 | 595.6565 | 616.2258 | 8.3462 | 64.6811 | 0
| Zone | Remainder of System | 4 | Monthly System Peak Day | CAISO | 1-in-10 | 2028 | 5 | 550.5024 | 575.6929 | 8.34 | 64.9291 | 0
| Zone | Remainder of System | 4 | Monthly System Peak Day | CAISO | 1-in-10 | 2028 | 6 | 546.3992 | 564.1588 | 8.3146 | 64.885 | 0
| Zone | Remainder of System | 4 | Monthly System Peak Day | CAISO | 1-in-10 | 2028 | 7 | 549.8644 | 545.1567 | 8.3006 | 65.1559 | 0
| Zone | Remainder of System | 4 | Monthly System Peak Day | CAISO | 1-in-10 | 2028 | 8 | 534.2086 | 556.7136 | 8.5202 | 65.2855 | 0
| Zone | Remainder of System | 4 | Monthly System Peak Day | CAISO | 1-in-10 | 2028 | 9 | 505.264 | 555.1751 | 8.9949 | 68.4942 | 0
| Zone | Remainder of System | 4 | Monthly System Peak Day | CAISO | 1-in-10 | 2028 | 10 | 486.8585 | 517.9896 | 8.6669 | 73.08 | 0
| Zone | Remainder of System | 4 | Monthly System Peak Day | CAISO | 1-in-10 | 2028 | 11 | 460.4412 | 487.2865 | 8.9211 | 77.5594 | 0
| Zone | Remainder of System | 4 | Monthly System Peak Day | CAISO | 1-in-10 | 2028 | 12 | 459.9392 | 485.0113 | 9.2324 | 81.6147 | 0
| Zone | Remainder of System | 4 | Monthly System Peak Day | CAISO | 1-in-10 | 2028 | 13 | 375.9076 | 388.1532 | 9.4961 | 84.5697 | 0
| Zone | Remainder of System | 4 | Monthly System Peak Day | CAISO | 1-in-10 | 2028 | 14 | 346.8482 | 355.1658 | 9.3135 | 86.4428 | 0
| Zone | Remainder of System | 4 | Monthly System Peak Day | CAISO | 1-in-10 | 2028 | 15 | 293.9702 | 302.9083 | 8.8202 | 87.84 | 0
| Zone | Remainder of System | 4 | Monthly System Peak Day | CAISO | 1-in-10 | 2028 | 16 | 261.8457 | 263.469 | 8.3182 | 88.8178 | 0
| Zone | Remainder of System | 4 | Monthly System Peak Day | CAISO | 1-in-10 | 2028 | 17 | 260.7801 | 265.4109 | 8.1936 | 89.5453 | 0
| Zone | Remainder of System | 4 | Monthly System Peak Day | CAISO | 1-in-10 | 2028 | 18 | 224.9148 | 230.827 | 8.1984 | 89.6969 | 0
| Zone | Remainder of System | 4 | Monthly System Peak Day | CAISO | 1-in-10 | 2028 | 19 | 230.512 | 236.4902 | 8.9086 | 88.7875 | 0
| Zone | Remainder of System | 4 | Monthly System Peak Day | CAISO | 1-in-10 | 2028 | 20 | 222.6921 | 226.805 | 8.3945 | 86.7188 | 0
| Zone | Remainder of System | 4 | Monthly System Peak Day | CAISO | 1-in-10 | 2028 | 21 | 223.8655 | 231.533 | 8.4962 | 83.2297 | 0
| Zone | Remainder of System | 4 | Monthly System Peak Day | CAISO | 1-in-10 | 2028 | 22 | 409.6708 | 427.6081 | 8.2768 | 79.8656 | 0
| Zone | Remainder of System | 4 | Monthly System Peak Day | CAISO | 1-in-10 | 2028 | 23 | 404.2768 | 428.6891 | 8.3879 | 77.1739 | 0
| Zone | Remainder of System | 4 | Monthly System Peak Day | CAISO | 1-in-10 | 2028 | 24 | 346.988 | 385.6578 | 8.5475 | 74.4806 | 0
| Zone | Remainder of System | 5 | Average Weekday | CAISO | 1-in-10 | 2028 | 1 | 282.8709 | 294.2226 | 8.4967 | 62.1727 | 0
| Zone | Remainder of System | 5 | Average Weekday | CAISO | 1-in-10 | 2028 | 2 | 283.444 | 291.2584 | 8.4497 | 61.1648 | 0
| Zone | Remainder of System | 5 | Average Weekday | CAISO | 1-in-10 | 2028 | 3 | 443.5811 | 456.6017 | 8.4426 | 60.2356 | 0
| Zone | Remainder of System | 5 | Average Weekday | CAISO | 1-in-10 | 2028 | 4 | 606.7754 | 624.7937 | 8.4257 | 59.3569 | 0
| Zone | Remainder of System | 5 | Average Weekday | CAISO | 1-in-10 | 2028 | 5 | 567.5186 | 586.5541 | 8.4188 | 58.7412 | 0
| Zone | Remainder of System | 5 | Average Weekday | CAISO | 1-in-10 | 2028 | 6 | 553.68 | 574.1593 | 8.3861 | 58.1661 | 0
| Zone | Remainder of System | 5 | Average Weekday | CAISO | 1-in-10 | 2028 | 7 | 547.6436 | 548.866 | 8.3682 | 57.8997 | 0
| Zone | Remainder of System | 5 | Average Weekday | CAISO | 1-in-10 | 2028 | 8 | 544.8484 | 556.0178 | 8.5211 | 58.7071 | 0
| Zone | Remainder of System | 5 | Average Weekday | CAISO | 1-in-10 | 2028 | 9 | 512.2386 | 548.2343 | 8.7082 | 61.456 | 0
| Zone | Remainder of System | 5 | Average Weekday | CAISO | 1-in-10 | 2028 | 10 | 502.3119 | 525.5439 | 8.579 | 64.9894 | 0
| Zone | Remainder of System | 5 | Average Weekday | CAISO | 1-in-10 | 2028 | 11 | 481.8319 | 496.6777 | 8.6531 | 68.1837 | 0
| Zone | Remainder of System | 5 | Average Weekday | CAISO | 1-in-10 | 2028 | 12 | 475.0452 | 486.7411 | 8.7371 | 70.9372 | 0
| Zone | Remainder of System | 5 | Average Weekday | CAISO | 1-in-10 | 2028 | 13 | 384.4093 | 395.6333 | 8.8088 | 73.3433 | 0
| Zone | Remainder of System | 5 | Average Weekday | CAISO | 1-in-10 | 2028 | 14 | 361.6909 | 369.409 | 8.762 | 75.1538 | 0
| Zone | Remainder of System | 5 | Average Weekday | CAISO | 1-in-10 | 2028 | 15 | 318.3665 | 325.4733 | 8.6007 | 76.3764 | 0
| Zone | Remainder of System | 5 | Average Weekday | CAISO | 1-in-10 | 2028 | 16 | 277.0956 | 279.9391 | 8.3901 | 76.8846 | 0
| Zone | Remainder of System | 5 | Average Weekday | CAISO | 1-in-10 | 2028 | 17 | 265.3987 | 270.8907 | 8.2621 | 76.8837 | 0
| Zone | Remainder of System | 5 | Average Weekday | CAISO | 1-in-10 | 2028 | 18 | 239.1069 | 245.0738 | 8.2711 | 76.1315 | 0
| Zone | Remainder of System | 5 | Average Weekday | CAISO | 1-in-10 | 2028 | 19 | 248.2487 | 255.1246 | 8.497 | 74.7201 | 0
| Zone | Remainder of System | 5 | Average Weekday | CAISO | 1-in-10 | 2028 | 20 | 235.7348 | 239.0989 | 8.3945 | 72.5958 | 0
| Zone | Remainder of System | 5 | Average Weekday | CAISO | 1-in-10 | 2028 | 21 | 240.7886 | 246.1586 | 8.0861 | 69.615 | 0
| Zone | Remainder of System | 5 | Average Weekday | CAISO | 1-in-10 | 2028 | 22 | 430.0316 | 448.2966 | 8.3408 | 66.8354 | 0
| Zone | Remainder of System | 5 | Average Weekday | CAISO | 1-in-10 | 2028 | 23 | 430.4538 | 452.1378 | 8.45 | 64.9385 | 0
| Zone | Remainder of System | 5 | Average Weekday | CAISO | 1-in-10 | 2028 | 24 | 369.0518 | 394.0105 | 8.54 | 63.4049 | 0
| Zone | Remainder of System | 5 | Monthly System Peak Day | CAISO | 1-in-10 | 2028 | 1 | 282.8709 | 304.9201 | 8.4838 | 73.6895 | 0
| Zone | Remainder of System | 5 | Monthly System Peak Day | CAISO | 1-in-10 | 2028 | 2 | 283.444 | 298.638 | 8.4034 | 72.0766 | 0
| Zone | Remainder of System | 5 | Monthly System Peak Day | CAISO | 1-in-10 | 2028 | 3 | 443.5811 | 464.6416 | 8.3948 | 70.6422 | 0
| Zone | Remainder of System | 5 | Monthly System Peak Day | CAISO | 1-in-10 | 2028 | 4 | 606.7754 | 629.1153 | 8.3776 | 69.0833 | 0
| Zone | Remainder of System | 5 | Monthly System Peak Day | CAISO | 1-in-10 | 2028 | 5 | 567.5186 | 594.1819 | 8.3709 | 68.0722 | 0
| Zone | Remainder of System | 5 | Monthly System Peak Day | CAISO | 1-in-10 | 2028 | 6 | 553.68 | 574.505 | 8.3451 | 67.0072 | 0
| Zone | Remainder of System | 5 | Monthly System Peak Day | CAISO | 1-in-10 | 2028 | 7 | 547.6436 | 542.9645 | 8.3294 | 66.5788 | 0
| Zone | Remainder of System | 5 | Monthly System Peak Day | CAISO | 1-in-10 | 2028 | 8 | 544.8484 | 565.5412 | 8.5457 | 66.8927 | 0
| Zone | Remainder of System | 5 | Monthly System Peak Day | CAISO | 1-in-10 | 2028 | 9 | 512.2386 | 560.1197 | 9.0157 | 71.0933 | 0
| Zone | Remainder of System | 5 | Monthly System Peak Day | CAISO | 1-in-10 | 2028 | 10 | 502.3119 | 533.2189 | 8.6911 | 77.5111 | 0
| Zone | Remainder of System | 5 | Monthly System Peak Day | CAISO | 1-in-10 | 2028 | 11 | 481.8319 | 508.8695 | 8.9407 | 83.59 | 0
| Zone | Remainder of System | 5 | Monthly System Peak Day | CAISO | 1-in-10 | 2028 | 12 | 475.0452 | 498.7608 | 9.2476 | 87.7347 | 0
| Zone | Remainder of System | 5 | Monthly System Peak Day | CAISO | 1-in-10 | 2028 | 13 | 384.4093 | 396.1689 | 9.5085 | 90.7541 | 0
| Zone | Remainder of System | 5 | Monthly System Peak Day | CAISO | 1-in-10 | 2028 | 14 | 361.6909 | 367.9141 | 9.3283 | 92.7356 | 0
| Zone | Remainder of System | 5 | Monthly System Peak Day | CAISO | 1-in-10 | 2028 | 15 | 318.3665 | 327.1226 | 8.8402 | 93.8294 | 0
| Zone | Remainder of System | 5 | Monthly System Peak Day | CAISO | 1-in-10 | 2028 | 16 | 277.0956 | 278.7029 | 8.3458 | 93.7816 | 0
| Zone | Remainder of System | 5 | Monthly System Peak Day | CAISO | 1-in-10 | 2028 | 17 | 265.3987 | 271.1519 | 8.2223 | 93.1462 | 0
| Zone | Remainder of System | 5 | Monthly System Peak Day | CAISO | 1-in-10 | 2028 | 18 | 239.1069 | 245.0314 | 8.2228 | 92.5491 | 0
| Zone | Remainder of System | 5 | Monthly System Peak Day | CAISO | 1-in-10 | 2028 | 19 | 248.2487 | 254.2716 | 8.8928 | 91.3375 | 0
| Zone | Remainder of System | 5 | Monthly System Peak Day | CAISO | 1-in-10 | 2028 | 20 | 235.7348 | 239.8668 | 8.3941 | 88.9545 | 0
| Zone | Remainder of System | 5 | Monthly System Peak Day | CAISO | 1-in-10 | 2028 | 21 | 240.7886 | 248.5955 | 8.4965 | 85.287 | 0
| Zone | Remainder of System | 5 | Monthly System Peak Day | CAISO | 1-in-10 | 2028 | 22 | 430.0316 | 448.2886 | 8.3022 | 81.6912 | 0
| Zone | Remainder of System | 5 | Monthly System Peak Day | CAISO | 1-in-10 | 2028 | 23 | 430.4538 | 455.7066 | 8.4154 | 79.1098 | 0
| Zone | Remainder of System | 5 | Monthly System Peak Day | CAISO | 1-in-10 | 2028 | 24 | 369.0518 | 408.8743 | 8.5738 | 76.3587 | 0
| Zone | Remainder of System | 6 | Average Weekday | CAISO | 1-in-10 | 2028 | 1 | 272.9723 | 290.279 | 8.3442 | 66.1798 | 0
| Zone | Remainder of System | 6 | Average Weekday | CAISO | 1-in-10 | 2028 | 2 | 269.5358 | 283.8289 | 8.3536 | 65.4593 | 0
| Zone | Remainder of System | 6 | Average Weekday | CAISO | 1-in-10 | 2028 | 3 | 419.6695 | 440.7855 | 8.3553 | 64.7904 | 0
| Zone | Remainder of System | 6 | Average Weekday | CAISO | 1-in-10 | 2028 | 4 | 575.1375 | 594.1588 | 8.3578 | 64.1255 | 0
| Zone | Remainder of System | 6 | Average Weekday | CAISO | 1-in-10 | 2028 | 5 | 530.5893 | 558.1158 | 8.3566 | 63.6086 | 0
| Zone | Remainder of System | 6 | Average Weekday | CAISO | 1-in-10 | 2028 | 6 | 536.1437 | 566.0531 | 8.3582 | 63.1772 | 0
| Zone | Remainder of System | 6 | Average Weekday | CAISO | 1-in-10 | 2028 | 7 | 545.605 | 543.675 | 8.4001 | 62.8134 | 0
| Zone | Remainder of System | 6 | Average Weekday | CAISO | 1-in-10 | 2028 | 8 | 537.279 | 551.023 | 8.2779 | 63.3196 | 0
| Zone | Remainder of System | 6 | Average Weekday | CAISO | 1-in-10 | 2028 | 9 | 539.1638 | 565.4614 | 8.2697 | 65.3704 | 0
| Zone | Remainder of System | 6 | Average Weekday | CAISO | 1-in-10 | 2028 | 10 | 524.3027 | 540.5905 | 8.3512 | 68.2381 | 0
| Zone | Remainder of System | 6 | Average Weekday | CAISO | 1-in-10 | 2028 | 11 | 486.9138 | 501.602 | 8.3356 | 71.5251 | 0
| Zone | Remainder of System | 6 | Average Weekday | CAISO | 1-in-10 | 2028 | 12 | 479.9565 | 498.0772 | 8.2947 | 74.7391 | 0
| Zone | Remainder of System | 6 | Average Weekday | CAISO | 1-in-10 | 2028 | 13 | 389.0081 | 414.1231 | 8.3001 | 77.286 | 0
| Zone | Remainder of System | 6 | Average Weekday | CAISO | 1-in-10 | 2028 | 14 | 362.3025 | 383.5576 | 8.3253 | 79.241 | 0
| Zone | Remainder of System | 6 | Average Weekday | CAISO | 1-in-10 | 2028 | 15 | 301.2808 | 321.0168 | 8.4347 | 80.4784 | 0
| Zone | Remainder of System | 6 | Average Weekday | CAISO | 1-in-10 | 2028 | 16 | 264.3995 | 271.3861 | 8.5623 | 81.0262 | 0
| Zone | Remainder of System | 6 | Average Weekday | CAISO | 1-in-10 | 2028 | 17 | 260.9455 | 268.5676 | 9.4122 | 80.9375 | 0
| Zone | Remainder of System | 6 | Average Weekday | CAISO | 1-in-10 | 2028 | 18 | 226.3225 | 244.2923 | 9.3093 | 80.0399 | 0
| Zone | Remainder of System | 6 | Average Weekday | CAISO | 1-in-10 | 2028 | 19 | 218.1205 | 240.499 | 10.2084 | 78.5607 | 0
| Zone | Remainder of System | 6 | Average Weekday | CAISO | 1-in-10 | 2028 | 20 | 199.6361 | 213.2704 | 8.4734 | 76.4905 | 0
| Zone | Remainder of System | 6 | Average Weekday | CAISO | 1-in-10 | 2028 | 21 | 219.0022 | 238.9376 | 9.0977 | 73.5536 | 0
| Zone | Remainder of System | 6 | Average Weekday | CAISO | 1-in-10 | 2028 | 22 | 386.6501 | 414.083 | 8.3653 | 70.5065 | 0
| Zone | Remainder of System | 6 | Average Weekday | CAISO | 1-in-10 | 2028 | 23 | 409.3559 | 441.6032 | 8.3519 | 68.5894 | 0
| Zone | Remainder of System | 6 | Average Weekday | CAISO | 1-in-10 | 2028 | 24 | 377.7657 | 407.3969 | 8.3164 | 67.2621 | 0
| Zone | Remainder of System | 6 | Monthly System Peak Day | CAISO | 1-in-10 | 2028 | 1 | 272.9723 | 270.253 | 9.9454 | 74.18 | 0
| Zone | Remainder of System | 6 | Monthly System Peak Day | CAISO | 1-in-10 | 2028 | 2 | 269.5358 | 257.4577 | 9.9642 | 72.7065 | 0
| Zone | Remainder of System | 6 | Monthly System Peak Day | CAISO | 1-in-10 | 2028 | 3 | 419.6695 | 371.3848 | 9.969 | 71.5258 | 0
| Zone | Remainder of System | 6 | Monthly System Peak Day | CAISO | 1-in-10 | 2028 | 4 | 575.1375 | 478.1268 | 9.9695 | 70.6323 | 0
| Zone | Remainder of System | 6 | Monthly System Peak Day | CAISO | 1-in-10 | 2028 | 5 | 530.5893 | 450.2203 | 9.9642 | 69.5588 | 0
| Zone | Remainder of System | 6 | Monthly System Peak Day | CAISO | 1-in-10 | 2028 | 6 | 536.1437 | 469.5866 | 9.9576 | 68.8017 | 0
| Zone | Remainder of System | 6 | Monthly System Peak Day | CAISO | 1-in-10 | 2028 | 7 | 545.605 | 458.4652 | 9.9625 | 68.3586 | 0
| Zone | Remainder of System | 6 | Monthly System Peak Day | CAISO | 1-in-10 | 2028 | 8 | 537.279 | 474.5737 | 9.8958 | 69.0209 | 0
| Zone | Remainder of System | 6 | Monthly System Peak Day | CAISO | 1-in-10 | 2028 | 9 | 539.1638 | 520.4516 | 9.8779 | 72.6292 | 0
| Zone | Remainder of System | 6 | Monthly System Peak Day | CAISO | 1-in-10 | 2028 | 10 | 524.3027 | 494.7434 | 9.9209 | 78.5491 | 0
| Zone | Remainder of System | 6 | Monthly System Peak Day | CAISO | 1-in-10 | 2028 | 11 | 486.9138 | 456.75 | 9.8927 | 83.72 | 0
| Zone | Remainder of System | 6 | Monthly System Peak Day | CAISO | 1-in-10 | 2028 | 12 | 479.9565 | 453.4603 | 9.8637 | 88.5556 | 0
| Zone | Remainder of System | 6 | Monthly System Peak Day | CAISO | 1-in-10 | 2028 | 13 | 389.0081 | 382.8377 | 9.8593 | 90.5747 | 0
| Zone | Remainder of System | 6 | Monthly System Peak Day | CAISO | 1-in-10 | 2028 | 14 | 362.3025 | 361.5999 | 9.8818 | 92.3006 | 0
| Zone | Remainder of System | 6 | Monthly System Peak Day | CAISO | 1-in-10 | 2028 | 15 | 301.2808 | 306.7894 | 9.9669 | 93.8397 | 0
| Zone | Remainder of System | 6 | Monthly System Peak Day | CAISO | 1-in-10 | 2028 | 16 | 264.3995 | 258.3717 | 10.0388 | 94.9491 | 0
| Zone | Remainder of System | 6 | Monthly System Peak Day | CAISO | 1-in-10 | 2028 | 17 | 260.9455 | 265.7661 | 11.034 | 94.8055 | 0
| Zone | Remainder of System | 6 | Monthly System Peak Day | CAISO | 1-in-10 | 2028 | 18 | 226.3225 | 258.5559 | 11.0698 | 94.5518 | 0
| Zone | Remainder of System | 6 | Monthly System Peak Day | CAISO | 1-in-10 | 2028 | 19 | 218.1205 | 201.1758 | 10.6238 | 93.253 | 0
| Zone | Remainder of System | 6 | Monthly System Peak Day | CAISO | 1-in-10 | 2028 | 20 | 199.6361 | 178.156 | 9.9824 | 89.6871 | 0
| Zone | Remainder of System | 6 | Monthly System Peak Day | CAISO | 1-in-10 | 2028 | 21 | 219.0022 | 200.8017 | 11.7289 | 84.8848 | 0
| Zone | Remainder of System | 6 | Monthly System Peak Day | CAISO | 1-in-10 | 2028 | 22 | 386.6501 | 356.5843 | 10.1027 | 80.465 | 0
| Zone | Remainder of System | 6 | Monthly System Peak Day | CAISO | 1-in-10 | 2028 | 23 | 409.3559 | 371.0651 | 9.9386 | 76.8585 | 0
| Zone | Remainder of System | 6 | Monthly System Peak Day | CAISO | 1-in-10 | 2028 | 24 | 377.7657 | 359.5942 | 9.9193 | 74.8392 | 0
| Zone | Remainder of System | 7 | Average Weekday | CAISO | 1-in-10 | 2028 | 1 | 265.3192 | 282.4288 | 8.8814 | 71.9581 | 0
| Zone | Remainder of System | 7 | Average Weekday | CAISO | 1-in-10 | 2028 | 2 | 263.4506 | 274.9108 | 8.8927 | 71.2274 | 0
| Zone | Remainder of System | 7 | Average Weekday | CAISO | 1-in-10 | 2028 | 3 | 405.6774 | 426.2061 | 8.8947 | 70.5958 | 0
| Zone | Remainder of System | 7 | Average Weekday | CAISO | 1-in-10 | 2028 | 4 | 559.5558 | 581.1182 | 8.8972 | 70.0707 | 0
| Zone | Remainder of System | 7 | Average Weekday | CAISO | 1-in-10 | 2028 | 5 | 515.149 | 540.6688 | 8.8952 | 69.613 | 0
| Zone | Remainder of System | 7 | Average Weekday | CAISO | 1-in-10 | 2028 | 6 | 515.6426 | 543.2232 | 8.8937 | 69.2234 | 0
| Zone | Remainder of System | 7 | Average Weekday | CAISO | 1-in-10 | 2028 | 7 | 524.2531 | 523.1378 | 8.8761 | 69.0054 | 0
| Zone | Remainder of System | 7 | Average Weekday | CAISO | 1-in-10 | 2028 | 8 | 514.8501 | 530.3738 | 8.8201 | 69.4109 | 0
| Zone | Remainder of System | 7 | Average Weekday | CAISO | 1-in-10 | 2028 | 9 | 504.0559 | 532.168 | 8.8074 | 71.6124 | 0
| Zone | Remainder of System | 7 | Average Weekday | CAISO | 1-in-10 | 2028 | 10 | 489.6417 | 505.8222 | 8.8478 | 74.5635 | 0
| Zone | Remainder of System | 7 | Average Weekday | CAISO | 1-in-10 | 2028 | 11 | 459.0491 | 474.3026 | 8.8323 | 77.9936 | 0
| Zone | Remainder of System | 7 | Average Weekday | CAISO | 1-in-10 | 2028 | 12 | 452.5823 | 472.7101 | 8.8186 | 81.273 | 0
| Zone | Remainder of System | 7 | Average Weekday | CAISO | 1-in-10 | 2028 | 13 | 362.5879 | 387.3433 | 8.8123 | 83.8927 | 0
| Zone | Remainder of System | 7 | Average Weekday | CAISO | 1-in-10 | 2028 | 14 | 335.8669 | 357.4419 | 8.8357 | 85.8828 | 0
| Zone | Remainder of System | 7 | Average Weekday | CAISO | 1-in-10 | 2028 | 15 | 283.723 | 303.6656 | 8.8894 | 87.0524 | 0
| Zone | Remainder of System | 7 | Average Weekday | CAISO | 1-in-10 | 2028 | 16 | 245.5926 | 252.308 | 8.9286 | 87.6036 | 0
| Zone | Remainder of System | 7 | Average Weekday | CAISO | 1-in-10 | 2028 | 17 | 247.2317 | 255.864 | 9.8652 | 87.406 | 0
| Zone | Remainder of System | 7 | Average Weekday | CAISO | 1-in-10 | 2028 | 18 | 217.8996 | 236.0226 | 9.7762 | 86.5106 | 0
| Zone | Remainder of System | 7 | Average Weekday | CAISO | 1-in-10 | 2028 | 19 | 214.0173 | 236.6581 | 9.5395 | 84.947 | 0
| Zone | Remainder of System | 7 | Average Weekday | CAISO | 1-in-10 | 2028 | 20 | 202.4883 | 216.1239 | 9.1802 | 82.535 | 0
| Zone | Remainder of System | 7 | Average Weekday | CAISO | 1-in-10 | 2028 | 21 | 220.2375 | 240.239 | 9.2791 | 79.3713 | 0
| Zone | Remainder of System | 7 | Average Weekday | CAISO | 1-in-10 | 2028 | 22 | 385.3568 | 412.3013 | 8.8853 | 76.2956 | 0
| Zone | Remainder of System | 7 | Average Weekday | CAISO | 1-in-10 | 2028 | 23 | 402.1554 | 433.3652 | 8.8941 | 74.5072 | 0
| Zone | Remainder of System | 7 | Average Weekday | CAISO | 1-in-10 | 2028 | 24 | 362.1172 | 390.4265 | 8.8622 | 73.3159 | 0
| Zone | Remainder of System | 7 | Monthly System Peak Day | CAISO | 1-in-10 | 2028 | 1 | 265.3192 | 261.9201 | 8.9517 | 76.2832 | 0
| Zone | Remainder of System | 7 | Monthly System Peak Day | CAISO | 1-in-10 | 2028 | 2 | 263.4506 | 245.3891 | 8.9653 | 75.7961 | 0
| Zone | Remainder of System | 7 | Monthly System Peak Day | CAISO | 1-in-10 | 2028 | 3 | 405.6774 | 350.7851 | 8.9689 | 74.9085 | 0
| Zone | Remainder of System | 7 | Monthly System Peak Day | CAISO | 1-in-10 | 2028 | 4 | 559.5558 | 461.4196 | 8.9678 | 73.7335 | 0
| Zone | Remainder of System | 7 | Monthly System Peak Day | CAISO | 1-in-10 | 2028 | 5 | 515.149 | 430.8084 | 8.9661 | 72.7953 | 0
| Zone | Remainder of System | 7 | Monthly System Peak Day | CAISO | 1-in-10 | 2028 | 6 | 515.6426 | 454.3347 | 8.9644 | 72.2561 | 0
| Zone | Remainder of System | 7 | Monthly System Peak Day | CAISO | 1-in-10 | 2028 | 7 | 524.2531 | 444.5052 | 8.9719 | 71.7758 | 0
| Zone | Remainder of System | 7 | Monthly System Peak Day | CAISO | 1-in-10 | 2028 | 8 | 514.8501 | 459.3766 | 8.9029 | 71.9752 | 0
| Zone | Remainder of System | 7 | Monthly System Peak Day | CAISO | 1-in-10 | 2028 | 9 | 504.0559 | 485.9348 | 8.8838 | 74.5477 | 0
| Zone | Remainder of System | 7 | Monthly System Peak Day | CAISO | 1-in-10 | 2028 | 10 | 489.6417 | 458.3424 | 8.9254 | 78.0895 | 0
| Zone | Remainder of System | 7 | Monthly System Peak Day | CAISO | 1-in-10 | 2028 | 11 | 459.0491 | 428.2316 | 8.8932 | 82.0839 | 0
| Zone | Remainder of System | 7 | Monthly System Peak Day | CAISO | 1-in-10 | 2028 | 12 | 452.5823 | 426.7026 | 8.8639 | 85.8244 | 0
| Zone | Remainder of System | 7 | Monthly System Peak Day | CAISO | 1-in-10 | 2028 | 13 | 362.5879 | 358.9128 | 8.8541 | 88.5445 | 0
| Zone | Remainder of System | 7 | Monthly System Peak Day | CAISO | 1-in-10 | 2028 | 14 | 335.8669 | 336.2123 | 8.884 | 90.4209 | 0
| Zone | Remainder of System | 7 | Monthly System Peak Day | CAISO | 1-in-10 | 2028 | 15 | 283.723 | 290.9372 | 8.9697 | 91.6667 | 0
| Zone | Remainder of System | 7 | Monthly System Peak Day | CAISO | 1-in-10 | 2028 | 16 | 245.5926 | 240.2162 | 9.0233 | 92.1879 | 0
| Zone | Remainder of System | 7 | Monthly System Peak Day | CAISO | 1-in-10 | 2028 | 17 | 247.2317 | 252.9524 | 9.9259 | 91.3273 | 0
| Zone | Remainder of System | 7 | Monthly System Peak Day | CAISO | 1-in-10 | 2028 | 18 | 217.8996 | 249.474 | 9.954 | 90.6121 | 0
| Zone | Remainder of System | 7 | Monthly System Peak Day | CAISO | 1-in-10 | 2028 | 19 | 214.0173 | 199.4157 | 9.1134 | 89.1894 | 0
| Zone | Remainder of System | 7 | Monthly System Peak Day | CAISO | 1-in-10 | 2028 | 20 | 202.4883 | 176.8145 | 8.9513 | 86.5782 | 0
| Zone | Remainder of System | 7 | Monthly System Peak Day | CAISO | 1-in-10 | 2028 | 21 | 220.2375 | 201.7589 | 10.4978 | 83.2321 | 0
| Zone | Remainder of System | 7 | Monthly System Peak Day | CAISO | 1-in-10 | 2028 | 22 | 385.3568 | 355.215 | 9.0854 | 79.4189 | 0
| Zone | Remainder of System | 7 | Monthly System Peak Day | CAISO | 1-in-10 | 2028 | 23 | 402.1554 | 363.974 | 8.9307 | 77.6761 | 0
| Zone | Remainder of System | 7 | Monthly System Peak Day | CAISO | 1-in-10 | 2028 | 24 | 362.1172 | 342.5219 | 8.9232 | 76.0106 | 0
| Zone | Remainder of System | 8 | Average Weekday | CAISO | 1-in-10 | 2028 | 1 | 274.4468 | 296.1246 | 8.4466 | 71.2547 | 0
| Zone | Remainder of System | 8 | Average Weekday | CAISO | 1-in-10 | 2028 | 2 | 274.5501 | 290.9551 | 8.4603 | 70.5191 | 0
| Zone | Remainder of System | 8 | Average Weekday | CAISO | 1-in-10 | 2028 | 3 | 414.1171 | 433.9957 | 8.4627 | 69.8526 | 0
| Zone | Remainder of System | 8 | Average Weekday | CAISO | 1-in-10 | 2028 | 4 | 570.9643 | 594.6287 | 8.4654 | 69.3228 | 0
| Zone | Remainder of System | 8 | Average Weekday | CAISO | 1-in-10 | 2028 | 5 | 522.8887 | 554.9035 | 8.4629 | 68.8402 | 0
| Zone | Remainder of System | 8 | Average Weekday | CAISO | 1-in-10 | 2028 | 6 | 527.7167 | 562.4774 | 8.4607 | 68.4211 | 0
| Zone | Remainder of System | 8 | Average Weekday | CAISO | 1-in-10 | 2028 | 7 | 537.4964 | 537.6832 | 8.4418 | 68.0453 | 0
| Zone | Remainder of System | 8 | Average Weekday | CAISO | 1-in-10 | 2028 | 8 | 528.0981 | 546.7433 | 8.3754 | 67.9927 | 0
| Zone | Remainder of System | 8 | Average Weekday | CAISO | 1-in-10 | 2028 | 9 | 511.539 | 538.3903 | 8.3583 | 69.6799 | 0
| Zone | Remainder of System | 8 | Average Weekday | CAISO | 1-in-10 | 2028 | 10 | 499.6422 | 516.2751 | 8.4076 | 72.3836 | 0
| Zone | Remainder of System | 8 | Average Weekday | CAISO | 1-in-10 | 2028 | 11 | 463.6096 | 479.2592 | 8.3863 | 75.5585 | 0
| Zone | Remainder of System | 8 | Average Weekday | CAISO | 1-in-10 | 2028 | 12 | 453.6824 | 474.2827 | 8.3658 | 78.7703 | 0
| Zone | Remainder of System | 8 | Average Weekday | CAISO | 1-in-10 | 2028 | 13 | 373.2357 | 399.2986 | 8.3566 | 81.5628 | 0
| Zone | Remainder of System | 8 | Average Weekday | CAISO | 1-in-10 | 2028 | 14 | 343.4282 | 365.2878 | 8.388 | 83.8223 | 0
| Zone | Remainder of System | 8 | Average Weekday | CAISO | 1-in-10 | 2028 | 15 | 291.7001 | 311.8806 | 8.4559 | 85.2519 | 0
| Zone | Remainder of System | 8 | Average Weekday | CAISO | 1-in-10 | 2028 | 16 | 251.6627 | 258.6566 | 8.5037 | 85.8062 | 0
| Zone | Remainder of System | 8 | Average Weekday | CAISO | 1-in-10 | 2028 | 17 | 255.5123 | 261.7547 | 9.5816 | 85.7176 | 0
| Zone | Remainder of System | 8 | Average Weekday | CAISO | 1-in-10 | 2028 | 18 | 223.9957 | 241.6225 | 9.4844 | 84.8529 | 0
| Zone | Remainder of System | 8 | Average Weekday | CAISO | 1-in-10 | 2028 | 19 | 218.7428 | 240.8102 | 9.004 | 83.2713 | 0
| Zone | Remainder of System | 8 | Average Weekday | CAISO | 1-in-10 | 2028 | 20 | 215.3336 | 228.5709 | 8.6723 | 80.7948 | 0
| Zone | Remainder of System | 8 | Average Weekday | CAISO | 1-in-10 | 2028 | 21 | 230.0032 | 250.0156 | 8.9206 | 77.4441 | 0
| Zone | Remainder of System | 8 | Average Weekday | CAISO | 1-in-10 | 2028 | 22 | 388.3012 | 416.4738 | 8.4567 | 74.9825 | 0
| Zone | Remainder of System | 8 | Average Weekday | CAISO | 1-in-10 | 2028 | 23 | 406.0933 | 439.7778 | 8.4573 | 73.5263 | 0
| Zone | Remainder of System | 8 | Average Weekday | CAISO | 1-in-10 | 2028 | 24 | 367.3391 | 398.8361 | 8.423 | 72.4274 | 0
| Zone | Remainder of System | 8 | Monthly System Peak Day | CAISO | 1-in-10 | 2028 | 1 | 274.4468 | 269.5951 | 7.5026 | 74.6986 | 0
| Zone | Remainder of System | 8 | Monthly System Peak Day | CAISO | 1-in-10 | 2028 | 2 | 274.5501 | 259.1126 | 7.5217 | 73.8468 | 0
| Zone | Remainder of System | 8 | Monthly System Peak Day | CAISO | 1-in-10 | 2028 | 3 | 414.1171 | 367.2391 | 7.5267 | 73.2382 | 0
| Zone | Remainder of System | 8 | Monthly System Peak Day | CAISO | 1-in-10 | 2028 | 4 | 570.9643 | 477.687 | 7.5259 | 72.617 | 0
| Zone | Remainder of System | 8 | Monthly System Peak Day | CAISO | 1-in-10 | 2028 | 5 | 522.8887 | 449.0703 | 7.5232 | 71.9061 | 0
| Zone | Remainder of System | 8 | Monthly System Peak Day | CAISO | 1-in-10 | 2028 | 6 | 527.7167 | 463.8883 | 7.5207 | 71.2577 | 0
| Zone | Remainder of System | 8 | Monthly System Peak Day | CAISO | 1-in-10 | 2028 | 7 | 537.4964 | 450.2919 | 7.5236 | 70.7826 | 0
| Zone | Remainder of System | 8 | Monthly System Peak Day | CAISO | 1-in-10 | 2028 | 8 | 528.0981 | 468.883 | 7.4335 | 70.5706 | 0
| Zone | Remainder of System | 8 | Monthly System Peak Day | CAISO | 1-in-10 | 2028 | 9 | 511.539 | 493.625 | 7.4011 | 72.9211 | 0
| Zone | Remainder of System | 8 | Monthly System Peak Day | CAISO | 1-in-10 | 2028 | 10 | 499.6422 | 469.5139 | 7.457 | 76.5774 | 0
| Zone | Remainder of System | 8 | Monthly System Peak Day | CAISO | 1-in-10 | 2028 | 11 | 463.6096 | 432.1087 | 7.4085 | 81.4047 | 0
| Zone | Remainder of System | 8 | Monthly System Peak Day | CAISO | 1-in-10 | 2028 | 12 | 453.6824 | 426.3031 | 7.3634 | 86.5138 | 0
| Zone | Remainder of System | 8 | Monthly System Peak Day | CAISO | 1-in-10 | 2028 | 13 | 373.2357 | 370.7255 | 7.3446 | 90.2909 | 0
| Zone | Remainder of System | 8 | Monthly System Peak Day | CAISO | 1-in-10 | 2028 | 14 | 343.4282 | 344.4913 | 7.3961 | 92.9994 | 0
| Zone | Remainder of System | 8 | Monthly System Peak Day | CAISO | 1-in-10 | 2028 | 15 | 291.7001 | 299.3083 | 7.5176 | 94.0742 | 0
| Zone | Remainder of System | 8 | Monthly System Peak Day | CAISO | 1-in-10 | 2028 | 16 | 251.6627 | 246.6626 | 7.5837 | 93.95 | 0
| Zone | Remainder of System | 8 | Monthly System Peak Day | CAISO | 1-in-10 | 2028 | 17 | 255.5123 | 258.9457 | 8.6304 | 93.5315 | 0
| Zone | Remainder of System | 8 | Monthly System Peak Day | CAISO | 1-in-10 | 2028 | 18 | 223.9957 | 256.4989 | 8.6654 | 92.5376 | 0
| Zone | Remainder of System | 8 | Monthly System Peak Day | CAISO | 1-in-10 | 2028 | 19 | 218.7428 | 202.9624 | 7.2305 | 90.5697 | 0
| Zone | Remainder of System | 8 | Monthly System Peak Day | CAISO | 1-in-10 | 2028 | 20 | 215.3336 | 187.5863 | 7.1089 | 87.6982 | 0
| Zone | Remainder of System | 8 | Monthly System Peak Day | CAISO | 1-in-10 | 2028 | 21 | 230.0032 | 209.2408 | 9.2995 | 83.6248 | 0
| Zone | Remainder of System | 8 | Monthly System Peak Day | CAISO | 1-in-10 | 2028 | 22 | 388.3012 | 360.9465 | 7.6785 | 81.035 | 0
| Zone | Remainder of System | 8 | Monthly System Peak Day | CAISO | 1-in-10 | 2028 | 23 | 406.0933 | 373.2811 | 7.4804 | 79.7215 | 0
| Zone | Remainder of System | 8 | Monthly System Peak Day | CAISO | 1-in-10 | 2028 | 24 | 367.3391 | 351.3777 | 7.4655 | 78.5289 | 0
| Zone | Remainder of System | 8 | Typical Event Day | CAISO | 1-in-10 | 2028 | 1 | 274.4468 | 269.5951 | 7.5026 | 75.8434 | 0
| Zone | Remainder of System | 8 | Typical Event Day | CAISO | 1-in-10 | 2028 | 2 | 274.5501 | 259.1126 | 7.5217 | 74.8463 | 0
| Zone | Remainder of System | 8 | Typical Event Day | CAISO | 1-in-10 | 2028 | 3 | 414.1171 | 367.2391 | 7.5267 | 73.928 | 0
| Zone | Remainder of System | 8 | Typical Event Day | CAISO | 1-in-10 | 2028 | 4 | 570.9643 | 477.687 | 7.5259 | 73.0337 | 0
| Zone | Remainder of System | 8 | Typical Event Day | CAISO | 1-in-10 | 2028 | 5 | 522.8887 | 449.0703 | 7.5232 | 72.2504 | 0
| Zone | Remainder of System | 8 | Typical Event Day | CAISO | 1-in-10 | 2028 | 6 | 527.7167 | 463.8883 | 7.5207 | 71.656 | 0
| Zone | Remainder of System | 8 | Typical Event Day | CAISO | 1-in-10 | 2028 | 7 | 537.4964 | 450.2919 | 7.5236 | 71.2208 | 0
| Zone | Remainder of System | 8 | Typical Event Day | CAISO | 1-in-10 | 2028 | 8 | 528.0981 | 468.883 | 7.4335 | 71.4786 | 0
| Zone | Remainder of System | 8 | Typical Event Day | CAISO | 1-in-10 | 2028 | 9 | 511.539 | 493.625 | 7.4011 | 73.9817 | 0
| Zone | Remainder of System | 8 | Typical Event Day | CAISO | 1-in-10 | 2028 | 10 | 499.6422 | 469.5139 | 7.457 | 78.079 | 0
| Zone | Remainder of System | 8 | Typical Event Day | CAISO | 1-in-10 | 2028 | 11 | 463.6096 | 432.1087 | 7.4085 | 82.7241 | 0
| Zone | Remainder of System | 8 | Typical Event Day | CAISO | 1-in-10 | 2028 | 12 | 453.6824 | 426.3031 | 7.3634 | 87.2549 | 0
| Zone | Remainder of System | 8 | Typical Event Day | CAISO | 1-in-10 | 2028 | 13 | 373.2357 | 370.7255 | 7.3446 | 90.2166 | 0
| Zone | Remainder of System | 8 | Typical Event Day | CAISO | 1-in-10 | 2028 | 14 | 343.4282 | 344.4913 | 7.3961 | 92.2609 | 0
| Zone | Remainder of System | 8 | Typical Event Day | CAISO | 1-in-10 | 2028 | 15 | 291.7001 | 299.3083 | 7.5176 | 93.5815 | 0
| Zone | Remainder of System | 8 | Typical Event Day | CAISO | 1-in-10 | 2028 | 16 | 251.6627 | 246.6626 | 7.5837 | 94.1627 | 0
| Zone | Remainder of System | 8 | Typical Event Day | CAISO | 1-in-10 | 2028 | 17 | 255.5123 | 258.9457 | 8.6304 | 93.8577 | 0
| Zone | Remainder of System | 8 | Typical Event Day | CAISO | 1-in-10 | 2028 | 18 | 223.9957 | 256.4989 | 8.6654 | 93.0799 | 0
| Zone | Remainder of System | 8 | Typical Event Day | CAISO | 1-in-10 | 2028 | 19 | 218.7428 | 202.9624 | 7.2305 | 91.4746 | 0
| Zone | Remainder of System | 8 | Typical Event Day | CAISO | 1-in-10 | 2028 | 20 | 215.3336 | 187.5863 | 7.1089 | 88.5784 | 0
| Zone | Remainder of System | 8 | Typical Event Day | CAISO | 1-in-10 | 2028 | 21 | 230.0032 | 209.2408 | 9.2995 | 84.7427 | 0
| Zone | Remainder of System | 8 | Typical Event Day | CAISO | 1-in-10 | 2028 | 22 | 388.3012 | 360.9465 | 7.6785 | 81.5441 | 0
| Zone | Remainder of System | 8 | Typical Event Day | CAISO | 1-in-10 | 2028 | 23 | 406.0933 | 373.2811 | 7.4804 | 79.5436 | 0
| Zone | Remainder of System | 8 | Typical Event Day | CAISO | 1-in-10 | 2028 | 24 | 367.3391 | 351.3777 | 7.4655 | 77.967 | 0
| Zone | Remainder of System | 9 | Average Weekday | CAISO | 1-in-10 | 2028 | 1 | 270.2845 | 279.6899 | 9.1508 | 71.0646 | 0
| Zone | Remainder of System | 9 | Average Weekday | CAISO | 1-in-10 | 2028 | 2 | 277.6211 | 279.3277 | 9.1682 | 70.1203 | 0
| Zone | Remainder of System | 9 | Average Weekday | CAISO | 1-in-10 | 2028 | 3 | 440.7559 | 435.7155 | 9.1706 | 69.2506 | 0
| Zone | Remainder of System | 9 | Average Weekday | CAISO | 1-in-10 | 2028 | 4 | 601.1293 | 597.989 | 9.1731 | 68.4826 | 0
| Zone | Remainder of System | 9 | Average Weekday | CAISO | 1-in-10 | 2028 | 5 | 537.0913 | 536.0096 | 9.1679 | 67.8093 | 0
| Zone | Remainder of System | 9 | Average Weekday | CAISO | 1-in-10 | 2028 | 6 | 525.5294 | 533.7771 | 9.1592 | 67.2573 | 0
| Zone | Remainder of System | 9 | Average Weekday | CAISO | 1-in-10 | 2028 | 7 | 554.2345 | 541.6768 | 9.1315 | 66.785 | 0
| Zone | Remainder of System | 9 | Average Weekday | CAISO | 1-in-10 | 2028 | 8 | 527.7896 | 524.8467 | 9.084 | 66.4866 | 0
| Zone | Remainder of System | 9 | Average Weekday | CAISO | 1-in-10 | 2028 | 9 | 484.2701 | 506.3558 | 9.0718 | 67.9182 | 0
| Zone | Remainder of System | 9 | Average Weekday | CAISO | 1-in-10 | 2028 | 10 | 478.6655 | 490.7828 | 9.1236 | 71.1915 | 0
| Zone | Remainder of System | 9 | Average Weekday | CAISO | 1-in-10 | 2028 | 11 | 447.7469 | 459.9974 | 9.1018 | 74.8699 | 0
| Zone | Remainder of System | 9 | Average Weekday | CAISO | 1-in-10 | 2028 | 12 | 440.2956 | 452.9104 | 9.0781 | 78.4748 | 0
| Zone | Remainder of System | 9 | Average Weekday | CAISO | 1-in-10 | 2028 | 13 | 371.5527 | 385.4016 | 9.0657 | 81.3392 | 0
| Zone | Remainder of System | 9 | Average Weekday | CAISO | 1-in-10 | 2028 | 14 | 333.5179 | 347.4245 | 9.0928 | 83.4193 | 0
| Zone | Remainder of System | 9 | Average Weekday | CAISO | 1-in-10 | 2028 | 15 | 283.5247 | 298.5385 | 9.1452 | 84.7282 | 0
| Zone | Remainder of System | 9 | Average Weekday | CAISO | 1-in-10 | 2028 | 16 | 253.0847 | 255.6733 | 9.1907 | 85.0989 | 0
| Zone | Remainder of System | 9 | Average Weekday | CAISO | 1-in-10 | 2028 | 17 | 258.7166 | 264.7201 | 10.1841 | 84.9067 | 0
| Zone | Remainder of System | 9 | Average Weekday | CAISO | 1-in-10 | 2028 | 18 | 229.2259 | 246.5284 | 10.0663 | 83.9833 | 0
| Zone | Remainder of System | 9 | Average Weekday | CAISO | 1-in-10 | 2028 | 19 | 229.7614 | 249.8637 | 10.0793 | 82.1152 | 0
| Zone | Remainder of System | 9 | Average Weekday | CAISO | 1-in-10 | 2028 | 20 | 226.6859 | 238.2912 | 9.1774 | 79.1843 | 0
| Zone | Remainder of System | 9 | Average Weekday | CAISO | 1-in-10 | 2028 | 21 | 235.9054 | 253.254 | 9.4032 | 76.077 | 0
| Zone | Remainder of System | 9 | Average Weekday | CAISO | 1-in-10 | 2028 | 22 | 394.0536 | 417.0772 | 9.1047 | 74.194 | 0
| Zone | Remainder of System | 9 | Average Weekday | CAISO | 1-in-10 | 2028 | 23 | 407.6247 | 430.1824 | 9.1409 | 72.8204 | 0
| Zone | Remainder of System | 9 | Average Weekday | CAISO | 1-in-10 | 2028 | 24 | 363.5132 | 382.3989 | 9.1237 | 71.6765 | 0
| Zone | Remainder of System | 9 | Monthly System Peak Day | CAISO | 1-in-10 | 2028 | 1 | 270.2845 | 258.8755 | 9.2117 | 78.2118 | 0
| Zone | Remainder of System | 9 | Monthly System Peak Day | CAISO | 1-in-10 | 2028 | 2 | 277.6211 | 252.8172 | 9.2311 | 77.0359 | 0
| Zone | Remainder of System | 9 | Monthly System Peak Day | CAISO | 1-in-10 | 2028 | 3 | 440.7559 | 371.688 | 9.2354 | 76.0394 | 0
| Zone | Remainder of System | 9 | Monthly System Peak Day | CAISO | 1-in-10 | 2028 | 4 | 601.1293 | 470.9908 | 9.234 | 75.152 | 0
| Zone | Remainder of System | 9 | Monthly System Peak Day | CAISO | 1-in-10 | 2028 | 5 | 537.0913 | 419.7371 | 9.2293 | 74.7415 | 0
| Zone | Remainder of System | 9 | Monthly System Peak Day | CAISO | 1-in-10 | 2028 | 6 | 525.5294 | 421.0677 | 9.2208 | 74.3085 | 0
| Zone | Remainder of System | 9 | Monthly System Peak Day | CAISO | 1-in-10 | 2028 | 7 | 554.2345 | 440.3328 | 9.2208 | 73.9662 | 0
| Zone | Remainder of System | 9 | Monthly System Peak Day | CAISO | 1-in-10 | 2028 | 8 | 527.7896 | 431.7561 | 9.1592 | 74.3479 | 0
| Zone | Remainder of System | 9 | Monthly System Peak Day | CAISO | 1-in-10 | 2028 | 9 | 484.2701 | 459.2433 | 9.14 | 75.8286 | 0
| Zone | Remainder of System | 9 | Monthly System Peak Day | CAISO | 1-in-10 | 2028 | 10 | 478.6655 | 439.8128 | 9.1909 | 79.1 | 0
| Zone | Remainder of System | 9 | Monthly System Peak Day | CAISO | 1-in-10 | 2028 | 11 | 447.7469 | 409.4131 | 9.1516 | 83.6879 | 0
| Zone | Remainder of System | 9 | Monthly System Peak Day | CAISO | 1-in-10 | 2028 | 12 | 440.2956 | 405.9391 | 9.1128 | 88.1258 | 0
| Zone | Remainder of System | 9 | Monthly System Peak Day | CAISO | 1-in-10 | 2028 | 13 | 371.5527 | 349.2591 | 9.0969 | 91.4561 | 0
| Zone | Remainder of System | 9 | Monthly System Peak Day | CAISO | 1-in-10 | 2028 | 14 | 333.5179 | 320.7216 | 9.131 | 93.3227 | 0
| Zone | Remainder of System | 9 | Monthly System Peak Day | CAISO | 1-in-10 | 2028 | 15 | 283.5247 | 281.8828 | 9.2183 | 94.7455 | 0
| Zone | Remainder of System | 9 | Monthly System Peak Day | CAISO | 1-in-10 | 2028 | 16 | 253.0847 | 240.5601 | 9.2766 | 95.5636 | 0
| Zone | Remainder of System | 9 | Monthly System Peak Day | CAISO | 1-in-10 | 2028 | 17 | 258.7166 | 262.1927 | 10.2012 | 95.7667 | 0
| Zone | Remainder of System | 9 | Monthly System Peak Day | CAISO | 1-in-10 | 2028 | 18 | 229.2259 | 258.9239 | 10.1878 | 94.6182 | 0
| Zone | Remainder of System | 9 | Monthly System Peak Day | CAISO | 1-in-10 | 2028 | 19 | 229.7614 | 210.2051 | 9.6372 | 92.8864 | 0
| Zone | Remainder of System | 9 | Monthly System Peak Day | CAISO | 1-in-10 | 2028 | 20 | 226.6859 | 197.7688 | 8.9657 | 90.35 | 0
| Zone | Remainder of System | 9 | Monthly System Peak Day | CAISO | 1-in-10 | 2028 | 21 | 235.9054 | 216.3696 | 10.4094 | 87.2288 | 0
| Zone | Remainder of System | 9 | Monthly System Peak Day | CAISO | 1-in-10 | 2028 | 22 | 394.0536 | 354.8208 | 9.3174 | 85.2576 | 0
| Zone | Remainder of System | 9 | Monthly System Peak Day | CAISO | 1-in-10 | 2028 | 23 | 407.6247 | 354.8489 | 9.1684 | 83.9182 | 0
| Zone | Remainder of System | 9 | Monthly System Peak Day | CAISO | 1-in-10 | 2028 | 24 | 363.5132 | 331.103 | 9.1755 | 82.4894 | 0
| Zone | Remainder of System | 10 | Average Weekday | CAISO | 1-in-10 | 2028 | 1 | 287.4412 | 298.021 | 8.5645 | 66.821 | 0
| Zone | Remainder of System | 10 | Average Weekday | CAISO | 1-in-10 | 2028 | 2 | 281.1996 | 287.7998 | 8.4537 | 65.8764 | 0
| Zone | Remainder of System | 10 | Average Weekday | CAISO | 1-in-10 | 2028 | 3 | 433.46 | 442.8796 | 8.4386 | 65.1487 | 0
| Zone | Remainder of System | 10 | Average Weekday | CAISO | 1-in-10 | 2028 | 4 | 598.8326 | 613.5753 | 8.401 | 64.4441 | 0
| Zone | Remainder of System | 10 | Average Weekday | CAISO | 1-in-10 | 2028 | 5 | 584.8741 | 598.7192 | 8.3975 | 63.7957 | 0
| Zone | Remainder of System | 10 | Average Weekday | CAISO | 1-in-10 | 2028 | 6 | 581.8969 | 596.9911 | 8.347 | 63.2505 | 0
| Zone | Remainder of System | 10 | Average Weekday | CAISO | 1-in-10 | 2028 | 7 | 581.901 | 581.4211 | 8.3327 | 62.7507 | 0
| Zone | Remainder of System | 10 | Average Weekday | CAISO | 1-in-10 | 2028 | 8 | 569.9868 | 574.254 | 8.6366 | 62.4032 | 0
| Zone | Remainder of System | 10 | Average Weekday | CAISO | 1-in-10 | 2028 | 9 | 543.7339 | 581.8983 | 9.0642 | 62.8006 | 0
| Zone | Remainder of System | 10 | Average Weekday | CAISO | 1-in-10 | 2028 | 10 | 525.2994 | 542.8981 | 8.7834 | 65.6724 | 0
| Zone | Remainder of System | 10 | Average Weekday | CAISO | 1-in-10 | 2028 | 11 | 508.4589 | 521.4527 | 9.0046 | 69.5905 | 0
| Zone | Remainder of System | 10 | Average Weekday | CAISO | 1-in-10 | 2028 | 12 | 497.1814 | 509.2468 | 9.2499 | 73.4477 | 0
| Zone | Remainder of System | 10 | Average Weekday | CAISO | 1-in-10 | 2028 | 13 | 399.5996 | 409.9814 | 9.4452 | 76.5732 | 0
| Zone | Remainder of System | 10 | Average Weekday | CAISO | 1-in-10 | 2028 | 14 | 350.3084 | 357.5184 | 9.3081 | 78.6528 | 0
| Zone | Remainder of System | 10 | Average Weekday | CAISO | 1-in-10 | 2028 | 15 | 304.1941 | 310.9507 | 8.914 | 79.9522 | 0
| Zone | Remainder of System | 10 | Average Weekday | CAISO | 1-in-10 | 2028 | 16 | 273.5082 | 276.2045 | 8.4107 | 80.5984 | 0
| Zone | Remainder of System | 10 | Average Weekday | CAISO | 1-in-10 | 2028 | 17 | 270.7747 | 276.9619 | 8.2061 | 80.5533 | 0
| Zone | Remainder of System | 10 | Average Weekday | CAISO | 1-in-10 | 2028 | 18 | 252.1709 | 258.8587 | 8.2636 | 79.6615 | 0
| Zone | Remainder of System | 10 | Average Weekday | CAISO | 1-in-10 | 2028 | 19 | 266.972 | 273.5886 | 8.6906 | 77.699 | 0
| Zone | Remainder of System | 10 | Average Weekday | CAISO | 1-in-10 | 2028 | 20 | 258.5453 | 262.0055 | 8.3952 | 74.602 | 0
| Zone | Remainder of System | 10 | Average Weekday | CAISO | 1-in-10 | 2028 | 21 | 246.3936 | 252.0424 | 8.0954 | 72.2635 | 0
| Zone | Remainder of System | 10 | Average Weekday | CAISO | 1-in-10 | 2028 | 22 | 431.09 | 448.9076 | 8.3288 | 70.5604 | 0
| Zone | Remainder of System | 10 | Average Weekday | CAISO | 1-in-10 | 2028 | 23 | 411.5913 | 432.157 | 8.4825 | 69.1121 | 0
| Zone | Remainder of System | 10 | Average Weekday | CAISO | 1-in-10 | 2028 | 24 | 341.6093 | 365.0205 | 8.6628 | 67.8831 | 0
| Zone | Remainder of System | 10 | Monthly System Peak Day | CAISO | 1-in-10 | 2028 | 1 | 287.4412 | 307.8376 | 8.3932 | 76.9398 | 0
| Zone | Remainder of System | 10 | Monthly System Peak Day | CAISO | 1-in-10 | 2028 | 2 | 281.1996 | 293.0993 | 8.3377 | 75.4956 | 0
| Zone | Remainder of System | 10 | Monthly System Peak Day | CAISO | 1-in-10 | 2028 | 3 | 433.46 | 447.8378 | 8.3313 | 74.3628 | 0
| Zone | Remainder of System | 10 | Monthly System Peak Day | CAISO | 1-in-10 | 2028 | 4 | 598.8326 | 615.2236 | 8.3184 | 73.3659 | 0
| Zone | Remainder of System | 10 | Monthly System Peak Day | CAISO | 1-in-10 | 2028 | 5 | 584.8741 | 603.869 | 8.3123 | 72.7463 | 0
| Zone | Remainder of System | 10 | Monthly System Peak Day | CAISO | 1-in-10 | 2028 | 6 | 581.8969 | 595.6428 | 8.2897 | 72.5802 | 0
| Zone | Remainder of System | 10 | Monthly System Peak Day | CAISO | 1-in-10 | 2028 | 7 | 581.901 | 575.6472 | 8.2776 | 71.903 | 0
| Zone | Remainder of System | 10 | Monthly System Peak Day | CAISO | 1-in-10 | 2028 | 8 | 569.9868 | 574.5635 | 8.4347 | 71.4577 | 0
| Zone | Remainder of System | 10 | Monthly System Peak Day | CAISO | 1-in-10 | 2028 | 9 | 543.7339 | 593.6336 | 8.7323 | 71.9181 | 0
| Zone | Remainder of System | 10 | Monthly System Peak Day | CAISO | 1-in-10 | 2028 | 10 | 525.2994 | 549.7911 | 8.5194 | 75.8697 | 0
| Zone | Remainder of System | 10 | Monthly System Peak Day | CAISO | 1-in-10 | 2028 | 11 | 508.4589 | 530.4445 | 8.661 | 79.7977 | 0
| Zone | Remainder of System | 10 | Monthly System Peak Day | CAISO | 1-in-10 | 2028 | 12 | 497.1814 | 522.6363 | 8.832 | 83.3609 | 0
| Zone | Remainder of System | 10 | Monthly System Peak Day | CAISO | 1-in-10 | 2028 | 13 | 399.5996 | 409.2158 | 8.9791 | 86.4797 | 0
| Zone | Remainder of System | 10 | Monthly System Peak Day | CAISO | 1-in-10 | 2028 | 14 | 350.3084 | 356.2381 | 8.8835 | 88.2344 | 0
| Zone | Remainder of System | 10 | Monthly System Peak Day | CAISO | 1-in-10 | 2028 | 15 | 304.1941 | 311.2954 | 8.5948 | 89.0484 | 0
| Zone | Remainder of System | 10 | Monthly System Peak Day | CAISO | 1-in-10 | 2028 | 16 | 273.5082 | 274.8595 | 8.2813 | 89.7625 | 0
| Zone | Remainder of System | 10 | Monthly System Peak Day | CAISO | 1-in-10 | 2028 | 17 | 270.7747 | 276.9214 | 8.1522 | 89.2516 | 0
| Zone | Remainder of System | 10 | Monthly System Peak Day | CAISO | 1-in-10 | 2028 | 18 | 252.1709 | 258.6464 | 8.1485 | 88.1547 | 0
| Zone | Remainder of System | 10 | Monthly System Peak Day | CAISO | 1-in-10 | 2028 | 19 | 266.972 | 272.6702 | 8.6498 | 85.0234 | 0
| Zone | Remainder of System | 10 | Monthly System Peak Day | CAISO | 1-in-10 | 2028 | 20 | 258.5453 | 262.5835 | 8.3947 | 81.3875 | 0
| Zone | Remainder of System | 10 | Monthly System Peak Day | CAISO | 1-in-10 | 2028 | 21 | 246.3936 | 254.6297 | 8.3368 | 78.1727 | 0
| Zone | Remainder of System | 10 | Monthly System Peak Day | CAISO | 1-in-10 | 2028 | 22 | 431.09 | 448.8589 | 8.2571 | 76.3627 | 0
| Zone | Remainder of System | 10 | Monthly System Peak Day | CAISO | 1-in-10 | 2028 | 23 | 411.5913 | 435.5102 | 8.3457 | 75.0878 | 0
| Zone | Remainder of System | 10 | Monthly System Peak Day | CAISO | 1-in-10 | 2028 | 24 | 341.6093 | 379.2706 | 8.4554 | 73.8925 | 0
| Zone | Remainder of System | 11 | Average Weekday | CAISO | 1-in-10 | 2028 | 1 | 270.3455 | 277.0053 | 8.4465 | 56.059 | 0
| Zone | Remainder of System | 11 | Average Weekday | CAISO | 1-in-10 | 2028 | 2 | 269.2245 | 275.5222 | 8.4652 | 55.0971 | 0
| Zone | Remainder of System | 11 | Average Weekday | CAISO | 1-in-10 | 2028 | 3 | 416.093 | 426.6945 | 8.4402 | 54.1595 | 0
| Zone | Remainder of System | 11 | Average Weekday | CAISO | 1-in-10 | 2028 | 4 | 592.2648 | 609.6971 | 8.4517 | 53.2044 | 0
| Zone | Remainder of System | 11 | Average Weekday | CAISO | 1-in-10 | 2028 | 5 | 557.9651 | 583.6858 | 8.4252 | 52.3654 | 0
| Zone | Remainder of System | 11 | Average Weekday | CAISO | 1-in-10 | 2028 | 6 | 546.05 | 573.6249 | 8.4312 | 51.8116 | 0
| Zone | Remainder of System | 11 | Average Weekday | CAISO | 1-in-10 | 2028 | 7 | 554.4119 | 551.5914 | 8.62 | 51.3221 | 0
| Zone | Remainder of System | 11 | Average Weekday | CAISO | 1-in-10 | 2028 | 8 | 532.4677 | 536.7797 | 8.924 | 51.0234 | 0
| Zone | Remainder of System | 11 | Average Weekday | CAISO | 1-in-10 | 2028 | 9 | 517.7349 | 545.0206 | 8.6093 | 52.5111 | 0
| Zone | Remainder of System | 11 | Average Weekday | CAISO | 1-in-10 | 2028 | 10 | 495.2757 | 507.6455 | 8.9054 | 56.466 | 0
| Zone | Remainder of System | 11 | Average Weekday | CAISO | 1-in-10 | 2028 | 11 | 468.5389 | 476.6551 | 9.0962 | 61.1659 | 0
| Zone | Remainder of System | 11 | Average Weekday | CAISO | 1-in-10 | 2028 | 12 | 462.0728 | 469.481 | 9.193 | 65.0488 | 0
| Zone | Remainder of System | 11 | Average Weekday | CAISO | 1-in-10 | 2028 | 13 | 373.3301 | 384.5144 | 8.973 | 67.8408 | 0
| Zone | Remainder of System | 11 | Average Weekday | CAISO | 1-in-10 | 2028 | 14 | 340.8817 | 348.5736 | 8.7093 | 69.5124 | 0
| Zone | Remainder of System | 11 | Average Weekday | CAISO | 1-in-10 | 2028 | 15 | 287.8704 | 297.3396 | 8.3908 | 70.4672 | 0
| Zone | Remainder of System | 11 | Average Weekday | CAISO | 1-in-10 | 2028 | 16 | 260.1415 | 262.7038 | 8.4732 | 70.7027 | 0
| Zone | Remainder of System | 11 | Average Weekday | CAISO | 1-in-10 | 2028 | 17 | 264.9582 | 270.5196 | 8.2879 | 69.9819 | 0
| Zone | Remainder of System | 11 | Average Weekday | CAISO | 1-in-10 | 2028 | 18 | 247.1283 | 253.2616 | 8.4574 | 67.953 | 0
| Zone | Remainder of System | 11 | Average Weekday | CAISO | 1-in-10 | 2028 | 19 | 263.8937 | 268.2207 | 8.4122 | 65.3114 | 0
| Zone | Remainder of System | 11 | Average Weekday | CAISO | 1-in-10 | 2028 | 20 | 248.6398 | 309.6068 | 10.4817 | 63.0346 | 0
| Zone | Remainder of System | 11 | Average Weekday | CAISO | 1-in-10 | 2028 | 21 | 235.44 | 241.709 | 8.0636 | 61.213 | 0
| Zone | Remainder of System | 11 | Average Weekday | CAISO | 1-in-10 | 2028 | 22 | 412.9146 | 428.849 | 8.4129 | 59.5838 | 0
| Zone | Remainder of System | 11 | Average Weekday | CAISO | 1-in-10 | 2028 | 23 | 393.7992 | 408.8934 | 8.5787 | 58.2328 | 0
| Zone | Remainder of System | 11 | Average Weekday | CAISO | 1-in-10 | 2028 | 24 | 322.2574 | 334.9924 | 8.503 | 57.0822 | 0
| Zone | Remainder of System | 11 | Monthly System Peak Day | CAISO | 1-in-10 | 2028 | 1 | 270.3455 | 282.0707 | 8.3644 | 69.4034 | 0
| Zone | Remainder of System | 11 | Monthly System Peak Day | CAISO | 1-in-10 | 2028 | 2 | 269.2245 | 279.418 | 8.3864 | 68.1516 | 0
| Zone | Remainder of System | 11 | Monthly System Peak Day | CAISO | 1-in-10 | 2028 | 3 | 416.093 | 430.1751 | 8.374 | 67.393 | 0
| Zone | Remainder of System | 11 | Monthly System Peak Day | CAISO | 1-in-10 | 2028 | 4 | 592.2648 | 613.4258 | 8.3838 | 66.0125 | 0
| Zone | Remainder of System | 11 | Monthly System Peak Day | CAISO | 1-in-10 | 2028 | 5 | 557.9651 | 587.3994 | 8.3746 | 65.1814 | 0
| Zone | Remainder of System | 11 | Monthly System Peak Day | CAISO | 1-in-10 | 2028 | 6 | 546.05 | 574.6913 | 8.3812 | 64.2144 | 0
| Zone | Remainder of System | 11 | Monthly System Peak Day | CAISO | 1-in-10 | 2028 | 7 | 554.4119 | 539.98 | 8.5338 | 63.6647 | 0
| Zone | Remainder of System | 11 | Monthly System Peak Day | CAISO | 1-in-10 | 2028 | 8 | 532.4677 | 542.2225 | 8.9216 | 63.8962 | 0
| Zone | Remainder of System | 11 | Monthly System Peak Day | CAISO | 1-in-10 | 2028 | 9 | 517.7349 | 553.4365 | 8.5253 | 65.4002 | 0
| Zone | Remainder of System | 11 | Monthly System Peak Day | CAISO | 1-in-10 | 2028 | 10 | 495.2757 | 517.8224 | 8.8937 | 69.6937 | 0
| Zone | Remainder of System | 11 | Monthly System Peak Day | CAISO | 1-in-10 | 2028 | 11 | 468.5389 | 490.0587 | 9.1765 | 76.562 | 0
| Zone | Remainder of System | 11 | Monthly System Peak Day | CAISO | 1-in-10 | 2028 | 12 | 462.0728 | 485.0817 | 9.3377 | 82.3128 | 0
| Zone | Remainder of System | 11 | Monthly System Peak Day | CAISO | 1-in-10 | 2028 | 13 | 373.3301 | 384.7113 | 9.0162 | 85.9891 | 0
| Zone | Remainder of System | 11 | Monthly System Peak Day | CAISO | 1-in-10 | 2028 | 14 | 340.8817 | 347.2318 | 8.6466 | 87.9797 | 0
| Zone | Remainder of System | 11 | Monthly System Peak Day | CAISO | 1-in-10 | 2028 | 15 | 287.8704 | 297.3956 | 8.3005 | 88.7703 | 0
| Zone | Remainder of System | 11 | Monthly System Peak Day | CAISO | 1-in-10 | 2028 | 16 | 260.1415 | 261.5532 | 8.3841 | 89.0578 | 0
| Zone | Remainder of System | 11 | Monthly System Peak Day | CAISO | 1-in-10 | 2028 | 17 | 264.9582 | 272.4722 | 8.2007 | 88.5875 | 0
| Zone | Remainder of System | 11 | Monthly System Peak Day | CAISO | 1-in-10 | 2028 | 18 | 247.1283 | 255.8352 | 8.3641 | 86.8453 | 0
| Zone | Remainder of System | 11 | Monthly System Peak Day | CAISO | 1-in-10 | 2028 | 19 | 263.8937 | 269.365 | 8.4113 | 83.7578 | 0
| Zone | Remainder of System | 11 | Monthly System Peak Day | CAISO | 1-in-10 | 2028 | 20 | 248.6398 | 356.8548 | 17.1585 | 79.8594 | 0
| Zone | Remainder of System | 11 | Monthly System Peak Day | CAISO | 1-in-10 | 2028 | 21 | 235.44 | 243.9986 | 8.3702 | 76.3664 | 0
| Zone | Remainder of System | 11 | Monthly System Peak Day | CAISO | 1-in-10 | 2028 | 22 | 412.9146 | 430.22 | 8.3352 | 73.8492 | 0
| Zone | Remainder of System | 11 | Monthly System Peak Day | CAISO | 1-in-10 | 2028 | 23 | 393.7992 | 414.6917 | 8.4906 | 71.6486 | 0
| Zone | Remainder of System | 11 | Monthly System Peak Day | CAISO | 1-in-10 | 2028 | 24 | 322.2574 | 344.8184 | 8.4089 | 70.3994 | 0
| Zone | Remainder of System | 12 | Average Weekday | CAISO | 1-in-10 | 2028 | 1 | 255.311 | 262.3671 | 8.3079 | 50.4524 | 0
| Zone | Remainder of System | 12 | Average Weekday | CAISO | 1-in-10 | 2028 | 2 | 251.2918 | 257.9704 | 8.3339 | 49.6307 | 0
| Zone | Remainder of System | 12 | Average Weekday | CAISO | 1-in-10 | 2028 | 3 | 392.5284 | 404.7704 | 8.3396 | 48.8824 | 0
| Zone | Remainder of System | 12 | Average Weekday | CAISO | 1-in-10 | 2028 | 4 | 567.8604 | 587.2875 | 8.3463 | 48.0839 | 0
| Zone | Remainder of System | 12 | Average Weekday | CAISO | 1-in-10 | 2028 | 5 | 537.8275 | 566.6807 | 8.3498 | 47.4648 | 0
| Zone | Remainder of System | 12 | Average Weekday | CAISO | 1-in-10 | 2028 | 6 | 514.7269 | 546.9925 | 8.355 | 46.8946 | 0
| Zone | Remainder of System | 12 | Average Weekday | CAISO | 1-in-10 | 2028 | 7 | 508.8139 | 507.6562 | 8.316 | 46.4436 | 0
| Zone | Remainder of System | 12 | Average Weekday | CAISO | 1-in-10 | 2028 | 8 | 499.8683 | 506.7237 | 8.2675 | 46.3279 | 0
| Zone | Remainder of System | 12 | Average Weekday | CAISO | 1-in-10 | 2028 | 9 | 480.8266 | 508.9942 | 8.2191 | 46.9814 | 0
| Zone | Remainder of System | 12 | Average Weekday | CAISO | 1-in-10 | 2028 | 10 | 451.3402 | 467.8493 | 8.2463 | 49.9135 | 0
| Zone | Remainder of System | 12 | Average Weekday | CAISO | 1-in-10 | 2028 | 11 | 426.4639 | 436.5039 | 8.2036 | 53.6874 | 0
| Zone | Remainder of System | 12 | Average Weekday | CAISO | 1-in-10 | 2028 | 12 | 418.892 | 425.9112 | 8.1641 | 57.1456 | 0
| Zone | Remainder of System | 12 | Average Weekday | CAISO | 1-in-10 | 2028 | 13 | 339.4747 | 350.2493 | 8.1544 | 59.6607 | 0
| Zone | Remainder of System | 12 | Average Weekday | CAISO | 1-in-10 | 2028 | 14 | 309.5201 | 318.0462 | 8.1879 | 61.3133 | 0
| Zone | Remainder of System | 12 | Average Weekday | CAISO | 1-in-10 | 2028 | 15 | 270.8116 | 279.537 | 8.2434 | 62.1542 | 0
| Zone | Remainder of System | 12 | Average Weekday | CAISO | 1-in-10 | 2028 | 16 | 237.9225 | 240.4152 | 8.3022 | 62.3151 | 0
| Zone | Remainder of System | 12 | Average Weekday | CAISO | 1-in-10 | 2028 | 17 | 243.7724 | 250.3116 | 8.167 | 61.6977 | 0
| Zone | Remainder of System | 12 | Average Weekday | CAISO | 1-in-10 | 2028 | 18 | 228.1327 | 234.0271 | 8.1458 | 59.7727 | 0
| Zone | Remainder of System | 12 | Average Weekday | CAISO | 1-in-10 | 2028 | 19 | 246.1352 | 250.4539 | 8.4118 | 57.5166 | 0
| Zone | Remainder of System | 12 | Average Weekday | CAISO | 1-in-10 | 2028 | 20 | 238.3128 | 300.0772 | 8.4276 | 55.8063 | 0
| Zone | Remainder of System | 12 | Average Weekday | CAISO | 1-in-10 | 2028 | 21 | 225.3188 | 232.0115 | 8.0633 | 54.4022 | 0
| Zone | Remainder of System | 12 | Average Weekday | CAISO | 1-in-10 | 2028 | 22 | 400.3306 | 415.9371 | 8.2508 | 53.1733 | 0
| Zone | Remainder of System | 12 | Average Weekday | CAISO | 1-in-10 | 2028 | 23 | 382.7299 | 397.4258 | 8.2763 | 52.0782 | 0
| Zone | Remainder of System | 12 | Average Weekday | CAISO | 1-in-10 | 2028 | 24 | 312.1889 | 325.7455 | 8.2796 | 51.1639 | 0
| Zone | Remainder of System | 12 | Monthly System Peak Day | CAISO | 1-in-10 | 2028 | 1 | 255.311 | 262.3671 | 8.3079 | 42.5695 | 0
| Zone | Remainder of System | 12 | Monthly System Peak Day | CAISO | 1-in-10 | 2028 | 2 | 251.2918 | 257.9704 | 8.3339 | 41.708 | 0
| Zone | Remainder of System | 12 | Monthly System Peak Day | CAISO | 1-in-10 | 2028 | 3 | 392.5284 | 404.7704 | 8.3396 | 40.6634 | 0
| Zone | Remainder of System | 12 | Monthly System Peak Day | CAISO | 1-in-10 | 2028 | 4 | 567.8604 | 587.2875 | 8.3463 | 39.7536 | 0
| Zone | Remainder of System | 12 | Monthly System Peak Day | CAISO | 1-in-10 | 2028 | 5 | 537.8275 | 566.6807 | 8.3498 | 38.8297 | 0
| Zone | Remainder of System | 12 | Monthly System Peak Day | CAISO | 1-in-10 | 2028 | 6 | 514.7269 | 546.9925 | 8.355 | 37.7472 | 0
| Zone | Remainder of System | 12 | Monthly System Peak Day | CAISO | 1-in-10 | 2028 | 7 | 508.8139 | 507.6562 | 8.316 | 36.5995 | 0
| Zone | Remainder of System | 12 | Monthly System Peak Day | CAISO | 1-in-10 | 2028 | 8 | 499.8683 | 506.7237 | 8.2675 | 36.6103 | 0
| Zone | Remainder of System | 12 | Monthly System Peak Day | CAISO | 1-in-10 | 2028 | 9 | 480.8266 | 508.9942 | 8.2191 | 37.7047 | 0
| Zone | Remainder of System | 12 | Monthly System Peak Day | CAISO | 1-in-10 | 2028 | 10 | 451.3402 | 467.8493 | 8.2463 | 41.4383 | 0
| Zone | Remainder of System | 12 | Monthly System Peak Day | CAISO | 1-in-10 | 2028 | 11 | 426.4639 | 436.5039 | 8.2036 | 45.7698 | 0
| Zone | Remainder of System | 12 | Monthly System Peak Day | CAISO | 1-in-10 | 2028 | 12 | 418.892 | 425.9112 | 8.1641 | 48.8809 | 0
| Zone | Remainder of System | 12 | Monthly System Peak Day | CAISO | 1-in-10 | 2028 | 13 | 339.4747 | 350.2493 | 8.1544 | 50.4759 | 0
| Zone | Remainder of System | 12 | Monthly System Peak Day | CAISO | 1-in-10 | 2028 | 14 | 309.5201 | 318.0462 | 8.1879 | 51.6747 | 0
| Zone | Remainder of System | 12 | Monthly System Peak Day | CAISO | 1-in-10 | 2028 | 15 | 270.8116 | 279.537 | 8.2434 | 52.7272 | 0
| Zone | Remainder of System | 12 | Monthly System Peak Day | CAISO | 1-in-10 | 2028 | 16 | 237.9225 | 240.4152 | 8.3022 | 53.1839 | 0
| Zone | Remainder of System | 12 | Monthly System Peak Day | CAISO | 1-in-10 | 2028 | 17 | 243.7724 | 250.3116 | 8.167 | 52.9211 | 0
| Zone | Remainder of System | 12 | Monthly System Peak Day | CAISO | 1-in-10 | 2028 | 18 | 228.1327 | 234.0271 | 8.1458 | 51.1658 | 0
| Zone | Remainder of System | 12 | Monthly System Peak Day | CAISO | 1-in-10 | 2028 | 19 | 246.1352 | 250.4539 | 8.4118 | 49.0081 | 0
| Zone | Remainder of System | 12 | Monthly System Peak Day | CAISO | 1-in-10 | 2028 | 20 | 238.3128 | 300.0772 | 8.4276 | 47.4864 | 0
| Zone | Remainder of System | 12 | Monthly System Peak Day | CAISO | 1-in-10 | 2028 | 21 | 225.3188 | 232.0115 | 8.0633 | 46.0752 | 0
| Zone | Remainder of System | 12 | Monthly System Peak Day | CAISO | 1-in-10 | 2028 | 22 | 400.3306 | 415.9371 | 8.2508 | 44.3067 | 0
| Zone | Remainder of System | 12 | Monthly System Peak Day | CAISO | 1-in-10 | 2028 | 23 | 382.7299 | 397.4258 | 8.2763 | 43.3595 | 0
| Zone | Remainder of System | 12 | Monthly System Peak Day | CAISO | 1-in-10 | 2028 | 24 | 312.1889 | 325.7455 | 8.2796 | 42.7814 | 0
| Zone | Remainder of System | 1 | Average Weekday | CAISO | 1-in-10 | 2029 | 1 | 264.1719 | 270.517 | 8.3088 | 48.5418 | 0
| Zone | Remainder of System | 1 | Average Weekday | CAISO | 1-in-10 | 2029 | 2 | 261.9113 | 269.1691 | 8.3346 | 47.7538 | 0
| Zone | Remainder of System | 1 | Average Weekday | CAISO | 1-in-10 | 2029 | 3 | 405.76 | 417.5233 | 8.3402 | 47.1481 | 0
| Zone | Remainder of System | 1 | Average Weekday | CAISO | 1-in-10 | 2029 | 4 | 577.1229 | 595.4827 | 8.3469 | 46.4563 | 0
| Zone | Remainder of System | 1 | Average Weekday | CAISO | 1-in-10 | 2029 | 5 | 549.2049 | 577.1824 | 8.3505 | 45.7587 | 0
| Zone | Remainder of System | 1 | Average Weekday | CAISO | 1-in-10 | 2029 | 6 | 535.5519 | 566.7266 | 8.3557 | 45.1036 | 0
| Zone | Remainder of System | 1 | Average Weekday | CAISO | 1-in-10 | 2029 | 7 | 542.368 | 540.2351 | 8.3169 | 44.5655 | 0
| Zone | Remainder of System | 1 | Average Weekday | CAISO | 1-in-10 | 2029 | 8 | 533.6573 | 539.4389 | 8.2688 | 44.3307 | 0
| Zone | Remainder of System | 1 | Average Weekday | CAISO | 1-in-10 | 2029 | 9 | 501.8299 | 527.5017 | 8.2206 | 44.8068 | 0
| Zone | Remainder of System | 1 | Average Weekday | CAISO | 1-in-10 | 2029 | 10 | 483.778 | 496.9362 | 8.2475 | 47.5928 | 0
| Zone | Remainder of System | 1 | Average Weekday | CAISO | 1-in-10 | 2029 | 11 | 455.0719 | 463.4447 | 8.2053 | 51.3252 | 0
| Zone | Remainder of System | 1 | Average Weekday | CAISO | 1-in-10 | 2029 | 12 | 450.0912 | 457.1882 | 8.1663 | 54.7156 | 0
| Zone | Remainder of System | 1 | Average Weekday | CAISO | 1-in-10 | 2029 | 13 | 378.0746 | 388.8663 | 8.1567 | 57.1933 | 0
| Zone | Remainder of System | 1 | Average Weekday | CAISO | 1-in-10 | 2029 | 14 | 342.8649 | 350.5545 | 8.1898 | 58.7299 | 0
| Zone | Remainder of System | 1 | Average Weekday | CAISO | 1-in-10 | 2029 | 15 | 297.33 | 305.1078 | 8.2448 | 59.7358 | 0
| Zone | Remainder of System | 1 | Average Weekday | CAISO | 1-in-10 | 2029 | 16 | 264.3788 | 266.6208 | 8.303 | 60.1875 | 0
| Zone | Remainder of System | 1 | Average Weekday | CAISO | 1-in-10 | 2029 | 17 | 267.7216 | 274.1021 | 8.1753 | 59.7999 | 0
| Zone | Remainder of System | 1 | Average Weekday | CAISO | 1-in-10 | 2029 | 18 | 248.8556 | 254.9225 | 8.1541 | 58.3041 | 0
| Zone | Remainder of System | 1 | Average Weekday | CAISO | 1-in-10 | 2029 | 19 | 262.5334 | 266.916 | 8.4168 | 55.9215 | 0
| Zone | Remainder of System | 1 | Average Weekday | CAISO | 1-in-10 | 2029 | 20 | 252.9269 | 314.7311 | 8.4319 | 54.1041 | 0
| Zone | Remainder of System | 1 | Average Weekday | CAISO | 1-in-10 | 2029 | 21 | 235.8518 | 242.3032 | 8.07 | 52.7602 | 0
| Zone | Remainder of System | 1 | Average Weekday | CAISO | 1-in-10 | 2029 | 22 | 410.33 | 426.1993 | 8.2516 | 51.5587 | 0
| Zone | Remainder of System | 1 | Average Weekday | CAISO | 1-in-10 | 2029 | 23 | 397.5898 | 412.3601 | 8.2775 | 50.4809 | 0
| Zone | Remainder of System | 1 | Average Weekday | CAISO | 1-in-10 | 2029 | 24 | 328.1291 | 340.5254 | 8.2807 | 49.576 | 0
| Zone | Remainder of System | 1 | Monthly System Peak Day | CAISO | 1-in-10 | 2029 | 1 | 264.1719 | 270.517 | 8.3088 | 42.8934 | 0
| Zone | Remainder of System | 1 | Monthly System Peak Day | CAISO | 1-in-10 | 2029 | 2 | 261.9113 | 269.1691 | 8.3346 | 42.5892 | 0
| Zone | Remainder of System | 1 | Monthly System Peak Day | CAISO | 1-in-10 | 2029 | 3 | 405.76 | 417.5233 | 8.3402 | 42.6298 | 0
| Zone | Remainder of System | 1 | Monthly System Peak Day | CAISO | 1-in-10 | 2029 | 4 | 577.1229 | 595.4827 | 8.3469 | 42.2222 | 0
| Zone | Remainder of System | 1 | Monthly System Peak Day | CAISO | 1-in-10 | 2029 | 5 | 549.2049 | 577.1824 | 8.3505 | 42.1184 | 0
| Zone | Remainder of System | 1 | Monthly System Peak Day | CAISO | 1-in-10 | 2029 | 6 | 535.5519 | 566.7266 | 8.3557 | 41.1072 | 0
| Zone | Remainder of System | 1 | Monthly System Peak Day | CAISO | 1-in-10 | 2029 | 7 | 542.368 | 540.2351 | 8.3169 | 40.9603 | 0
| Zone | Remainder of System | 1 | Monthly System Peak Day | CAISO | 1-in-10 | 2029 | 8 | 533.6573 | 539.4389 | 8.2688 | 40.0328 | 0
| Zone | Remainder of System | 1 | Monthly System Peak Day | CAISO | 1-in-10 | 2029 | 9 | 501.8299 | 527.5017 | 8.2206 | 39.5062 | 0
| Zone | Remainder of System | 1 | Monthly System Peak Day | CAISO | 1-in-10 | 2029 | 10 | 483.778 | 496.9362 | 8.2475 | 41.8467 | 0
| Zone | Remainder of System | 1 | Monthly System Peak Day | CAISO | 1-in-10 | 2029 | 11 | 455.0719 | 463.4447 | 8.2053 | 44.5803 | 0
| Zone | Remainder of System | 1 | Monthly System Peak Day | CAISO | 1-in-10 | 2029 | 12 | 450.0912 | 457.1882 | 8.1663 | 46.5347 | 0
| Zone | Remainder of System | 1 | Monthly System Peak Day | CAISO | 1-in-10 | 2029 | 13 | 378.0746 | 388.8663 | 8.1567 | 47.7191 | 0
| Zone | Remainder of System | 1 | Monthly System Peak Day | CAISO | 1-in-10 | 2029 | 14 | 342.8649 | 350.5545 | 8.1898 | 47.7652 | 0
| Zone | Remainder of System | 1 | Monthly System Peak Day | CAISO | 1-in-10 | 2029 | 15 | 297.33 | 305.1078 | 8.2448 | 48.745 | 0
| Zone | Remainder of System | 1 | Monthly System Peak Day | CAISO | 1-in-10 | 2029 | 16 | 264.3788 | 266.6208 | 8.303 | 49.632 | 0
| Zone | Remainder of System | 1 | Monthly System Peak Day | CAISO | 1-in-10 | 2029 | 17 | 267.7216 | 274.1021 | 8.1753 | 49.8894 | 0
| Zone | Remainder of System | 1 | Monthly System Peak Day | CAISO | 1-in-10 | 2029 | 18 | 248.8556 | 254.9225 | 8.1541 | 48.9595 | 0
| Zone | Remainder of System | 1 | Monthly System Peak Day | CAISO | 1-in-10 | 2029 | 19 | 262.5334 | 266.916 | 8.4168 | 47.0345 | 0
| Zone | Remainder of System | 1 | Monthly System Peak Day | CAISO | 1-in-10 | 2029 | 20 | 252.9269 | 314.7311 | 8.4319 | 45.7869 | 0
| Zone | Remainder of System | 1 | Monthly System Peak Day | CAISO | 1-in-10 | 2029 | 21 | 235.8518 | 242.3032 | 8.07 | 44.3828 | 0
| Zone | Remainder of System | 1 | Monthly System Peak Day | CAISO | 1-in-10 | 2029 | 22 | 410.33 | 426.1993 | 8.2516 | 43.4539 | 0
| Zone | Remainder of System | 1 | Monthly System Peak Day | CAISO | 1-in-10 | 2029 | 23 | 397.5898 | 412.3601 | 8.2775 | 42.4061 | 0
| Zone | Remainder of System | 1 | Monthly System Peak Day | CAISO | 1-in-10 | 2029 | 24 | 328.1291 | 340.5254 | 8.2807 | 41.5072 | 0
| Zone | Remainder of System | 2 | Average Weekday | CAISO | 1-in-10 | 2029 | 1 | 264.2205 | 271.3826 | 8.3655 | 48.459 | 0
| Zone | Remainder of System | 2 | Average Weekday | CAISO | 1-in-10 | 2029 | 2 | 258.5684 | 266.713 | 8.397 | 47.5419 | 0
| Zone | Remainder of System | 2 | Average Weekday | CAISO | 1-in-10 | 2029 | 3 | 398.8226 | 412.0154 | 8.4036 | 46.6419 | 0
| Zone | Remainder of System | 2 | Average Weekday | CAISO | 1-in-10 | 2029 | 4 | 566.4269 | 587.6147 | 8.4115 | 45.8387 | 0
| Zone | Remainder of System | 2 | Average Weekday | CAISO | 1-in-10 | 2029 | 5 | 546.8052 | 577.7766 | 8.4148 | 45.2517 | 0
| Zone | Remainder of System | 2 | Average Weekday | CAISO | 1-in-10 | 2029 | 6 | 537.3135 | 570.45 | 8.4196 | 44.686 | 0
| Zone | Remainder of System | 2 | Average Weekday | CAISO | 1-in-10 | 2029 | 7 | 530.0975 | 529.4262 | 8.3722 | 44.3074 | 0
| Zone | Remainder of System | 2 | Average Weekday | CAISO | 1-in-10 | 2029 | 8 | 520.2839 | 526.5058 | 8.3149 | 44.0731 | 0
| Zone | Remainder of System | 2 | Average Weekday | CAISO | 1-in-10 | 2029 | 9 | 500.7249 | 526.8077 | 8.2567 | 45.55 | 0
| Zone | Remainder of System | 2 | Average Weekday | CAISO | 1-in-10 | 2029 | 10 | 478.4728 | 491.0003 | 8.2916 | 49.0257 | 0
| Zone | Remainder of System | 2 | Average Weekday | CAISO | 1-in-10 | 2029 | 11 | 454.2537 | 462.8603 | 8.2381 | 52.9099 | 0
| Zone | Remainder of System | 2 | Average Weekday | CAISO | 1-in-10 | 2029 | 12 | 449.0812 | 456.859 | 8.1874 | 56.1067 | 0
| Zone | Remainder of System | 2 | Average Weekday | CAISO | 1-in-10 | 2029 | 13 | 372.8126 | 384.6506 | 8.1739 | 58.3854 | 0
| Zone | Remainder of System | 2 | Average Weekday | CAISO | 1-in-10 | 2029 | 14 | 334.584 | 342.8984 | 8.2172 | 59.7708 | 0
| Zone | Remainder of System | 2 | Average Weekday | CAISO | 1-in-10 | 2029 | 15 | 283.7572 | 293.8359 | 8.2871 | 60.7058 | 0
| Zone | Remainder of System | 2 | Average Weekday | CAISO | 1-in-10 | 2029 | 16 | 253.9969 | 257.8227 | 8.359 | 61.1002 | 0
| Zone | Remainder of System | 2 | Average Weekday | CAISO | 1-in-10 | 2029 | 17 | 246.5013 | 251.6404 | 8.2076 | 60.7203 | 0
| Zone | Remainder of System | 2 | Average Weekday | CAISO | 1-in-10 | 2029 | 18 | 233.1492 | 238.3084 | 8.18 | 59.46 | 0
| Zone | Remainder of System | 2 | Average Weekday | CAISO | 1-in-10 | 2029 | 19 | 254.9782 | 259.4419 | 8.4168 | 57.2102 | 0
| Zone | Remainder of System | 2 | Average Weekday | CAISO | 1-in-10 | 2029 | 20 | 246.1058 | 306.0298 | 8.4354 | 55.0534 | 0
| Zone | Remainder of System | 2 | Average Weekday | CAISO | 1-in-10 | 2029 | 21 | 224.3226 | 230.5127 | 8.0444 | 53.325 | 0
| Zone | Remainder of System | 2 | Average Weekday | CAISO | 1-in-10 | 2029 | 22 | 395.287 | 411.0038 | 8.2925 | 52.0124 | 0
| Zone | Remainder of System | 2 | Average Weekday | CAISO | 1-in-10 | 2029 | 23 | 380.8798 | 396.0494 | 8.3265 | 50.8797 | 0
| Zone | Remainder of System | 2 | Average Weekday | CAISO | 1-in-10 | 2029 | 24 | 321.1147 | 334.7779 | 8.3307 | 49.8149 | 0
| Zone | Remainder of System | 2 | Monthly System Peak Day | CAISO | 1-in-10 | 2029 | 1 | 264.2205 | 271.3826 | 8.3655 | 49.3947 | 0
| Zone | Remainder of System | 2 | Monthly System Peak Day | CAISO | 1-in-10 | 2029 | 2 | 258.5684 | 266.713 | 8.397 | 49.177 | 0
| Zone | Remainder of System | 2 | Monthly System Peak Day | CAISO | 1-in-10 | 2029 | 3 | 398.8226 | 412.0154 | 8.4036 | 48.9855 | 0
| Zone | Remainder of System | 2 | Monthly System Peak Day | CAISO | 1-in-10 | 2029 | 4 | 566.4269 | 587.6147 | 8.4115 | 49.4251 | 0
| Zone | Remainder of System | 2 | Monthly System Peak Day | CAISO | 1-in-10 | 2029 | 5 | 546.8052 | 577.7766 | 8.4148 | 49.1723 | 0
| Zone | Remainder of System | 2 | Monthly System Peak Day | CAISO | 1-in-10 | 2029 | 6 | 537.3135 | 570.45 | 8.4196 | 48.6181 | 0
| Zone | Remainder of System | 2 | Monthly System Peak Day | CAISO | 1-in-10 | 2029 | 7 | 530.0975 | 529.4262 | 8.3722 | 48.1661 | 0
| Zone | Remainder of System | 2 | Monthly System Peak Day | CAISO | 1-in-10 | 2029 | 8 | 520.2839 | 526.5058 | 8.3149 | 48.0934 | 0
| Zone | Remainder of System | 2 | Monthly System Peak Day | CAISO | 1-in-10 | 2029 | 9 | 500.7249 | 526.8077 | 8.2567 | 48.2762 | 0
| Zone | Remainder of System | 2 | Monthly System Peak Day | CAISO | 1-in-10 | 2029 | 10 | 478.4728 | 491.0003 | 8.2916 | 49.295 | 0
| Zone | Remainder of System | 2 | Monthly System Peak Day | CAISO | 1-in-10 | 2029 | 11 | 454.2537 | 462.8603 | 8.2381 | 50.3528 | 0
| Zone | Remainder of System | 2 | Monthly System Peak Day | CAISO | 1-in-10 | 2029 | 12 | 449.0812 | 456.859 | 8.1874 | 51.499 | 0
| Zone | Remainder of System | 2 | Monthly System Peak Day | CAISO | 1-in-10 | 2029 | 13 | 372.8126 | 384.6506 | 8.1739 | 52.9288 | 0
| Zone | Remainder of System | 2 | Monthly System Peak Day | CAISO | 1-in-10 | 2029 | 14 | 334.584 | 342.8984 | 8.2172 | 54.0821 | 0
| Zone | Remainder of System | 2 | Monthly System Peak Day | CAISO | 1-in-10 | 2029 | 15 | 283.7572 | 293.8359 | 8.2871 | 54.6582 | 0
| Zone | Remainder of System | 2 | Monthly System Peak Day | CAISO | 1-in-10 | 2029 | 16 | 253.9969 | 257.8227 | 8.359 | 54.7659 | 0
| Zone | Remainder of System | 2 | Monthly System Peak Day | CAISO | 1-in-10 | 2029 | 17 | 246.5013 | 251.6404 | 8.2076 | 56.1957 | 0
| Zone | Remainder of System | 2 | Monthly System Peak Day | CAISO | 1-in-10 | 2029 | 18 | 233.1492 | 238.3084 | 8.18 | 54.984 | 0
| Zone | Remainder of System | 2 | Monthly System Peak Day | CAISO | 1-in-10 | 2029 | 19 | 254.9782 | 259.4419 | 8.4168 | 53.8312 | 0
| Zone | Remainder of System | 2 | Monthly System Peak Day | CAISO | 1-in-10 | 2029 | 20 | 246.1058 | 306.0298 | 8.4354 | 52.8373 | 0
| Zone | Remainder of System | 2 | Monthly System Peak Day | CAISO | 1-in-10 | 2029 | 21 | 224.3226 | 230.5127 | 8.0444 | 52.3428 | 0
| Zone | Remainder of System | 2 | Monthly System Peak Day | CAISO | 1-in-10 | 2029 | 22 | 395.287 | 411.0038 | 8.2925 | 51.7723 | 0
| Zone | Remainder of System | 2 | Monthly System Peak Day | CAISO | 1-in-10 | 2029 | 23 | 380.8798 | 396.0494 | 8.3265 | 51.2011 | 0
| Zone | Remainder of System | 2 | Monthly System Peak Day | CAISO | 1-in-10 | 2029 | 24 | 321.1147 | 334.7779 | 8.3307 | 50.5653 | 0
| Zone | Remainder of System | 3 | Average Weekday | CAISO | 1-in-10 | 2029 | 1 | 271.677 | 283.5211 | 8.4524 | 57.5537 | 0
| Zone | Remainder of System | 3 | Average Weekday | CAISO | 1-in-10 | 2029 | 2 | 266.3118 | 274.1046 | 8.4037 | 56.4206 | 0
| Zone | Remainder of System | 3 | Average Weekday | CAISO | 1-in-10 | 2029 | 3 | 425.664 | 436.8375 | 8.3964 | 55.3452 | 0
| Zone | Remainder of System | 3 | Average Weekday | CAISO | 1-in-10 | 2029 | 4 | 599.0627 | 615.9171 | 8.3792 | 54.4215 | 0
| Zone | Remainder of System | 3 | Average Weekday | CAISO | 1-in-10 | 2029 | 5 | 565.4734 | 584.8558 | 8.3731 | 53.6273 | 0
| Zone | Remainder of System | 3 | Average Weekday | CAISO | 1-in-10 | 2029 | 6 | 556.3821 | 575.7324 | 8.3416 | 52.9063 | 0
| Zone | Remainder of System | 3 | Average Weekday | CAISO | 1-in-10 | 2029 | 7 | 560.5097 | 561.1981 | 8.3266 | 52.44 | 0
| Zone | Remainder of System | 3 | Average Weekday | CAISO | 1-in-10 | 2029 | 8 | 538.4022 | 548.8515 | 8.4807 | 52.295 | 0
| Zone | Remainder of System | 3 | Average Weekday | CAISO | 1-in-10 | 2029 | 9 | 523.2246 | 563.0881 | 8.6712 | 53.6088 | 0
| Zone | Remainder of System | 3 | Average Weekday | CAISO | 1-in-10 | 2029 | 10 | 504.0348 | 526.6825 | 8.5386 | 57.1162 | 0
| Zone | Remainder of System | 3 | Average Weekday | CAISO | 1-in-10 | 2029 | 11 | 471.7393 | 488.2433 | 8.6176 | 61.4632 | 0
| Zone | Remainder of System | 3 | Average Weekday | CAISO | 1-in-10 | 2029 | 12 | 471.4268 | 483.5249 | 8.7069 | 65.4775 | 0
| Zone | Remainder of System | 3 | Average Weekday | CAISO | 1-in-10 | 2029 | 13 | 377.9228 | 388.7718 | 8.7819 | 68.7024 | 0
| Zone | Remainder of System | 3 | Average Weekday | CAISO | 1-in-10 | 2029 | 14 | 353.3977 | 361.0435 | 8.7318 | 70.914 | 0
| Zone | Remainder of System | 3 | Average Weekday | CAISO | 1-in-10 | 2029 | 15 | 306.3562 | 313.3624 | 8.5651 | 72.242 | 0
| Zone | Remainder of System | 3 | Average Weekday | CAISO | 1-in-10 | 2029 | 16 | 272.8718 | 275.7563 | 8.3483 | 72.9142 | 0
| Zone | Remainder of System | 3 | Average Weekday | CAISO | 1-in-10 | 2029 | 17 | 274.481 | 280.2086 | 8.2037 | 72.9266 | 0
| Zone | Remainder of System | 3 | Average Weekday | CAISO | 1-in-10 | 2029 | 18 | 247.7144 | 254.0929 | 8.2182 | 71.945 | 0
| Zone | Remainder of System | 3 | Average Weekday | CAISO | 1-in-10 | 2029 | 19 | 262.3253 | 268.9746 | 8.5037 | 70.1003 | 0
| Zone | Remainder of System | 3 | Average Weekday | CAISO | 1-in-10 | 2029 | 20 | 248.6445 | 251.8406 | 8.3997 | 67.4013 | 0
| Zone | Remainder of System | 3 | Average Weekday | CAISO | 1-in-10 | 2029 | 21 | 220.8728 | 225.8716 | 8.0735 | 64.6072 | 0
| Zone | Remainder of System | 3 | Average Weekday | CAISO | 1-in-10 | 2029 | 22 | 419.4898 | 437.8295 | 8.3061 | 62.6982 | 0
| Zone | Remainder of System | 3 | Average Weekday | CAISO | 1-in-10 | 2029 | 23 | 409.8828 | 431.3279 | 8.4076 | 61.2385 | 0
| Zone | Remainder of System | 3 | Average Weekday | CAISO | 1-in-10 | 2029 | 24 | 352.7283 | 377.7525 | 8.4976 | 59.8218 | 0
| Zone | Remainder of System | 3 | Monthly System Peak Day | CAISO | 1-in-10 | 2029 | 1 | 271.677 | 294.3356 | 8.4418 | 63.8584 | 0
| Zone | Remainder of System | 3 | Monthly System Peak Day | CAISO | 1-in-10 | 2029 | 2 | 266.3118 | 281.5099 | 8.3588 | 62.1419 | 0
| Zone | Remainder of System | 3 | Monthly System Peak Day | CAISO | 1-in-10 | 2029 | 3 | 425.664 | 444.3576 | 8.3499 | 61.0177 | 0
| Zone | Remainder of System | 3 | Monthly System Peak Day | CAISO | 1-in-10 | 2029 | 4 | 599.0627 | 620.4531 | 8.3321 | 59.9552 | 0
| Zone | Remainder of System | 3 | Monthly System Peak Day | CAISO | 1-in-10 | 2029 | 5 | 565.4734 | 592.3582 | 8.3261 | 58.873 | 0
| Zone | Remainder of System | 3 | Monthly System Peak Day | CAISO | 1-in-10 | 2029 | 6 | 556.3821 | 575.3235 | 8.3012 | 57.7036 | 0
| Zone | Remainder of System | 3 | Monthly System Peak Day | CAISO | 1-in-10 | 2029 | 7 | 560.5097 | 555.473 | 8.2882 | 56.8933 | 0
| Zone | Remainder of System | 3 | Monthly System Peak Day | CAISO | 1-in-10 | 2029 | 8 | 538.4022 | 561.1072 | 8.5076 | 56.4569 | 0
| Zone | Remainder of System | 3 | Monthly System Peak Day | CAISO | 1-in-10 | 2029 | 9 | 523.2246 | 574.7158 | 8.983 | 57.9028 | 0
| Zone | Remainder of System | 3 | Monthly System Peak Day | CAISO | 1-in-10 | 2029 | 10 | 504.0348 | 535.2766 | 8.654 | 62.68 | 0
| Zone | Remainder of System | 3 | Monthly System Peak Day | CAISO | 1-in-10 | 2029 | 11 | 471.7393 | 501.7019 | 8.9094 | 68.5633 | 0
| Zone | Remainder of System | 3 | Monthly System Peak Day | CAISO | 1-in-10 | 2029 | 12 | 471.4268 | 496.6717 | 9.2221 | 74.63 | 0
| Zone | Remainder of System | 3 | Monthly System Peak Day | CAISO | 1-in-10 | 2029 | 13 | 377.9228 | 390.0556 | 9.4866 | 79.9691 | 0
| Zone | Remainder of System | 3 | Monthly System Peak Day | CAISO | 1-in-10 | 2029 | 14 | 353.3977 | 361.6935 | 9.3031 | 82.6747 | 0
| Zone | Remainder of System | 3 | Monthly System Peak Day | CAISO | 1-in-10 | 2029 | 15 | 306.3562 | 314.7165 | 8.8087 | 83.9275 | 0
| Zone | Remainder of System | 3 | Monthly System Peak Day | CAISO | 1-in-10 | 2029 | 16 | 272.8718 | 274.4302 | 8.3054 | 84.8709 | 0
| Zone | Remainder of System | 3 | Monthly System Peak Day | CAISO | 1-in-10 | 2029 | 17 | 274.481 | 280.4395 | 8.1649 | 85.4575 | 0
| Zone | Remainder of System | 3 | Monthly System Peak Day | CAISO | 1-in-10 | 2029 | 18 | 247.7144 | 254.0264 | 8.172 | 85.1969 | 0
| Zone | Remainder of System | 3 | Monthly System Peak Day | CAISO | 1-in-10 | 2029 | 19 | 262.3253 | 268.2367 | 8.9112 | 83.6747 | 0
| Zone | Remainder of System | 3 | Monthly System Peak Day | CAISO | 1-in-10 | 2029 | 20 | 248.6445 | 252.6273 | 8.3993 | 81.2166 | 0
| Zone | Remainder of System | 3 | Monthly System Peak Day | CAISO | 1-in-10 | 2029 | 21 | 220.8728 | 228.2818 | 8.4842 | 77.2319 | 0
| Zone | Remainder of System | 3 | Monthly System Peak Day | CAISO | 1-in-10 | 2029 | 22 | 419.4898 | 437.9103 | 8.2679 | 74.0355 | 0
| Zone | Remainder of System | 3 | Monthly System Peak Day | CAISO | 1-in-10 | 2029 | 23 | 409.8828 | 434.8833 | 8.3745 | 71.1653 | 0
| Zone | Remainder of System | 3 | Monthly System Peak Day | CAISO | 1-in-10 | 2029 | 24 | 352.7283 | 392.6595 | 8.5341 | 68.9205 | 0
| Zone | Remainder of System | 4 | Average Weekday | CAISO | 1-in-10 | 2029 | 1 | 269.8219 | 281.0343 | 8.4689 | 58.8942 | 0
| Zone | Remainder of System | 4 | Average Weekday | CAISO | 1-in-10 | 2029 | 2 | 268.2278 | 276.8175 | 8.4208 | 57.8643 | 0
| Zone | Remainder of System | 4 | Average Weekday | CAISO | 1-in-10 | 2029 | 3 | 427.5861 | 439.4214 | 8.4136 | 56.8375 | 0
| Zone | Remainder of System | 4 | Average Weekday | CAISO | 1-in-10 | 2029 | 4 | 595.754 | 612.6732 | 8.3966 | 55.8951 | 0
| Zone | Remainder of System | 4 | Average Weekday | CAISO | 1-in-10 | 2029 | 5 | 550.5753 | 568.7583 | 8.3903 | 55.1051 | 0
| Zone | Remainder of System | 4 | Average Weekday | CAISO | 1-in-10 | 2029 | 6 | 546.5053 | 564.9527 | 8.3586 | 54.4914 | 0
| Zone | Remainder of System | 4 | Average Weekday | CAISO | 1-in-10 | 2029 | 7 | 549.9653 | 551.1263 | 8.3424 | 54.0511 | 0
| Zone | Remainder of System | 4 | Average Weekday | CAISO | 1-in-10 | 2029 | 8 | 534.2863 | 541.7261 | 8.4958 | 53.933 | 0
| Zone | Remainder of System | 4 | Average Weekday | CAISO | 1-in-10 | 2029 | 9 | 505.3395 | 543.7832 | 8.6849 | 55.9565 | 0
| Zone | Remainder of System | 4 | Average Weekday | CAISO | 1-in-10 | 2029 | 10 | 486.916 | 510.1154 | 8.5536 | 59.3948 | 0
| Zone | Remainder of System | 4 | Average Weekday | CAISO | 1-in-10 | 2029 | 11 | 460.4781 | 474.742 | 8.6309 | 63.1669 | 0
| Zone | Remainder of System | 4 | Average Weekday | CAISO | 1-in-10 | 2029 | 12 | 459.9801 | 472.0797 | 8.7185 | 66.6331 | 0
| Zone | Remainder of System | 4 | Average Weekday | CAISO | 1-in-10 | 2029 | 13 | 375.9186 | 386.6995 | 8.7923 | 69.1363 | 0
| Zone | Remainder of System | 4 | Average Weekday | CAISO | 1-in-10 | 2029 | 14 | 346.8787 | 354.5644 | 8.7433 | 70.9166 | 0
| Zone | Remainder of System | 4 | Average Weekday | CAISO | 1-in-10 | 2029 | 15 | 293.9792 | 301.2628 | 8.5784 | 72.1063 | 0
| Zone | Remainder of System | 4 | Average Weekday | CAISO | 1-in-10 | 2029 | 16 | 261.8541 | 264.848 | 8.364 | 72.7231 | 0
| Zone | Remainder of System | 4 | Average Weekday | CAISO | 1-in-10 | 2029 | 17 | 260.8062 | 265.1677 | 8.2367 | 72.7927 | 0
| Zone | Remainder of System | 4 | Average Weekday | CAISO | 1-in-10 | 2029 | 18 | 224.9403 | 230.5562 | 8.2488 | 71.9472 | 0
| Zone | Remainder of System | 4 | Average Weekday | CAISO | 1-in-10 | 2029 | 19 | 230.5277 | 237.2007 | 8.5039 | 70.4946 | 0
| Zone | Remainder of System | 4 | Average Weekday | CAISO | 1-in-10 | 2029 | 20 | 222.6895 | 226.043 | 8.3998 | 68.2726 | 0
| Zone | Remainder of System | 4 | Average Weekday | CAISO | 1-in-10 | 2029 | 21 | 223.8545 | 229.1056 | 8.0887 | 65.3051 | 0
| Zone | Remainder of System | 4 | Average Weekday | CAISO | 1-in-10 | 2029 | 22 | 409.7083 | 427.6878 | 8.3182 | 63.0304 | 0
| Zone | Remainder of System | 4 | Average Weekday | CAISO | 1-in-10 | 2029 | 23 | 404.3566 | 425.3455 | 8.4239 | 61.4331 | 0
| Zone | Remainder of System | 4 | Average Weekday | CAISO | 1-in-10 | 2029 | 24 | 347.0833 | 371.2472 | 8.5135 | 60.1413 | 0
| Zone | Remainder of System | 4 | Monthly System Peak Day | CAISO | 1-in-10 | 2029 | 1 | 269.8219 | 291.1375 | 8.4595 | 70.3336 | 0
| Zone | Remainder of System | 4 | Monthly System Peak Day | CAISO | 1-in-10 | 2029 | 2 | 268.2278 | 283.8052 | 8.3769 | 67.9333 | 0
| Zone | Remainder of System | 4 | Monthly System Peak Day | CAISO | 1-in-10 | 2029 | 3 | 427.5861 | 446.9534 | 8.368 | 65.8852 | 0
| Zone | Remainder of System | 4 | Monthly System Peak Day | CAISO | 1-in-10 | 2029 | 4 | 595.754 | 616.3394 | 8.3502 | 64.6811 | 0
| Zone | Remainder of System | 4 | Monthly System Peak Day | CAISO | 1-in-10 | 2029 | 5 | 550.5753 | 575.7668 | 8.344 | 64.9291 | 0
| Zone | Remainder of System | 4 | Monthly System Peak Day | CAISO | 1-in-10 | 2029 | 6 | 546.5053 | 564.2649 | 8.3186 | 64.885 | 0
| Zone | Remainder of System | 4 | Monthly System Peak Day | CAISO | 1-in-10 | 2029 | 7 | 549.9653 | 545.2577 | 8.3046 | 65.1559 | 0
| Zone | Remainder of System | 4 | Monthly System Peak Day | CAISO | 1-in-10 | 2029 | 8 | 534.2863 | 556.7604 | 8.5241 | 65.2855 | 0
| Zone | Remainder of System | 4 | Monthly System Peak Day | CAISO | 1-in-10 | 2029 | 9 | 505.3395 | 555.254 | 8.9987 | 68.4942 | 0
| Zone | Remainder of System | 4 | Monthly System Peak Day | CAISO | 1-in-10 | 2029 | 10 | 486.916 | 518.0599 | 8.6708 | 73.08 | 0
| Zone | Remainder of System | 4 | Monthly System Peak Day | CAISO | 1-in-10 | 2029 | 11 | 460.4781 | 487.3332 | 8.9249 | 77.5594 | 0
| Zone | Remainder of System | 4 | Monthly System Peak Day | CAISO | 1-in-10 | 2029 | 12 | 459.9801 | 485.0521 | 9.2362 | 81.6147 | 0
| Zone | Remainder of System | 4 | Monthly System Peak Day | CAISO | 1-in-10 | 2029 | 13 | 375.9186 | 388.1737 | 9.4999 | 84.5697 | 0
| Zone | Remainder of System | 4 | Monthly System Peak Day | CAISO | 1-in-10 | 2029 | 14 | 346.8787 | 355.2063 | 9.3172 | 86.4428 | 0
| Zone | Remainder of System | 4 | Monthly System Peak Day | CAISO | 1-in-10 | 2029 | 15 | 293.9792 | 302.9173 | 8.8241 | 87.84 | 0
| Zone | Remainder of System | 4 | Monthly System Peak Day | CAISO | 1-in-10 | 2029 | 16 | 261.8541 | 263.4774 | 8.3222 | 88.8178 | 0
| Zone | Remainder of System | 4 | Monthly System Peak Day | CAISO | 1-in-10 | 2029 | 17 | 260.8062 | 265.437 | 8.198 | 89.5453 | 0
| Zone | Remainder of System | 4 | Monthly System Peak Day | CAISO | 1-in-10 | 2029 | 18 | 224.9403 | 230.8527 | 8.2028 | 89.6969 | 0
| Zone | Remainder of System | 4 | Monthly System Peak Day | CAISO | 1-in-10 | 2029 | 19 | 230.5277 | 236.5059 | 8.9134 | 88.7875 | 0
| Zone | Remainder of System | 4 | Monthly System Peak Day | CAISO | 1-in-10 | 2029 | 20 | 222.6895 | 226.8024 | 8.3994 | 86.7188 | 0
| Zone | Remainder of System | 4 | Monthly System Peak Day | CAISO | 1-in-10 | 2029 | 21 | 223.8545 | 231.5231 | 8.5005 | 83.2297 | 0
| Zone | Remainder of System | 4 | Monthly System Peak Day | CAISO | 1-in-10 | 2029 | 22 | 409.7083 | 427.6454 | 8.2808 | 79.8656 | 0
| Zone | Remainder of System | 4 | Monthly System Peak Day | CAISO | 1-in-10 | 2029 | 23 | 404.3566 | 428.7689 | 8.3919 | 77.1739 | 0
| Zone | Remainder of System | 4 | Monthly System Peak Day | CAISO | 1-in-10 | 2029 | 24 | 347.0833 | 385.7547 | 8.5514 | 74.4806 | 0
| Zone | Remainder of System | 5 | Average Weekday | CAISO | 1-in-10 | 2029 | 1 | 282.9184 | 294.2717 | 8.5006 | 62.1727 | 0
| Zone | Remainder of System | 5 | Average Weekday | CAISO | 1-in-10 | 2029 | 2 | 283.4901 | 291.3219 | 8.4536 | 61.1648 | 0
| Zone | Remainder of System | 5 | Average Weekday | CAISO | 1-in-10 | 2029 | 3 | 443.6854 | 456.7061 | 8.4465 | 60.2356 | 0
| Zone | Remainder of System | 5 | Average Weekday | CAISO | 1-in-10 | 2029 | 4 | 606.8851 | 624.9052 | 8.4296 | 59.3569 | 0
| Zone | Remainder of System | 5 | Average Weekday | CAISO | 1-in-10 | 2029 | 5 | 567.5914 | 586.6279 | 8.4228 | 58.7412 | 0
| Zone | Remainder of System | 5 | Average Weekday | CAISO | 1-in-10 | 2029 | 6 | 553.7797 | 574.2761 | 8.3901 | 58.1661 | 0
| Zone | Remainder of System | 5 | Average Weekday | CAISO | 1-in-10 | 2029 | 7 | 547.7446 | 548.967 | 8.3722 | 57.8997 | 0
| Zone | Remainder of System | 5 | Average Weekday | CAISO | 1-in-10 | 2029 | 8 | 544.926 | 556.0955 | 8.5251 | 58.7071 | 0
| Zone | Remainder of System | 5 | Average Weekday | CAISO | 1-in-10 | 2029 | 9 | 512.3141 | 548.3127 | 8.7121 | 61.456 | 0
| Zone | Remainder of System | 5 | Average Weekday | CAISO | 1-in-10 | 2029 | 10 | 502.3822 | 525.6142 | 8.583 | 64.9894 | 0
| Zone | Remainder of System | 5 | Average Weekday | CAISO | 1-in-10 | 2029 | 11 | 481.8689 | 496.7245 | 8.6571 | 68.1837 | 0
| Zone | Remainder of System | 5 | Average Weekday | CAISO | 1-in-10 | 2029 | 12 | 475.0843 | 486.7802 | 8.7411 | 70.9372 | 0
| Zone | Remainder of System | 5 | Average Weekday | CAISO | 1-in-10 | 2029 | 13 | 384.4171 | 395.6443 | 8.8128 | 73.3433 | 0
| Zone | Remainder of System | 5 | Average Weekday | CAISO | 1-in-10 | 2029 | 14 | 361.7215 | 369.4395 | 8.766 | 75.1538 | 0
| Zone | Remainder of System | 5 | Average Weekday | CAISO | 1-in-10 | 2029 | 15 | 318.3748 | 325.4823 | 8.6046 | 76.3764 | 0
| Zone | Remainder of System | 5 | Average Weekday | CAISO | 1-in-10 | 2029 | 16 | 277.1048 | 279.9483 | 8.3941 | 76.8846 | 0
| Zone | Remainder of System | 5 | Average Weekday | CAISO | 1-in-10 | 2029 | 17 | 265.4218 | 270.9153 | 8.2665 | 76.8837 | 0
| Zone | Remainder of System | 5 | Average Weekday | CAISO | 1-in-10 | 2029 | 18 | 239.13 | 245.0986 | 8.2754 | 76.1315 | 0
| Zone | Remainder of System | 5 | Average Weekday | CAISO | 1-in-10 | 2029 | 19 | 248.261 | 255.1369 | 8.502 | 74.7201 | 0
| Zone | Remainder of System | 5 | Average Weekday | CAISO | 1-in-10 | 2029 | 20 | 235.7306 | 239.0963 | 8.3994 | 72.5958 | 0
| Zone | Remainder of System | 5 | Average Weekday | CAISO | 1-in-10 | 2029 | 21 | 240.7791 | 246.1491 | 8.0907 | 69.615 | 0
| Zone | Remainder of System | 5 | Average Weekday | CAISO | 1-in-10 | 2029 | 22 | 430.0691 | 448.3339 | 8.3448 | 66.8354 | 0
| Zone | Remainder of System | 5 | Average Weekday | CAISO | 1-in-10 | 2029 | 23 | 430.5335 | 452.2176 | 8.4539 | 64.9385 | 0
| Zone | Remainder of System | 5 | Average Weekday | CAISO | 1-in-10 | 2029 | 24 | 369.1471 | 394.1058 | 8.5439 | 63.4049 | 0
| Zone | Remainder of System | 5 | Monthly System Peak Day | CAISO | 1-in-10 | 2029 | 1 | 282.9184 | 304.9693 | 8.4878 | 73.6895 | 0
| Zone | Remainder of System | 5 | Monthly System Peak Day | CAISO | 1-in-10 | 2029 | 2 | 283.4901 | 298.7047 | 8.4074 | 72.0766 | 0
| Zone | Remainder of System | 5 | Monthly System Peak Day | CAISO | 1-in-10 | 2029 | 3 | 443.6854 | 464.7459 | 8.3987 | 70.6422 | 0
| Zone | Remainder of System | 5 | Monthly System Peak Day | CAISO | 1-in-10 | 2029 | 4 | 606.8851 | 629.2288 | 8.3816 | 69.0833 | 0
| Zone | Remainder of System | 5 | Monthly System Peak Day | CAISO | 1-in-10 | 2029 | 5 | 567.5914 | 594.2558 | 8.3748 | 68.0722 | 0
| Zone | Remainder of System | 5 | Monthly System Peak Day | CAISO | 1-in-10 | 2029 | 6 | 553.7797 | 574.6218 | 8.3491 | 67.0072 | 0
| Zone | Remainder of System | 5 | Monthly System Peak Day | CAISO | 1-in-10 | 2029 | 7 | 547.7446 | 543.0654 | 8.3334 | 66.5788 | 0
| Zone | Remainder of System | 5 | Monthly System Peak Day | CAISO | 1-in-10 | 2029 | 8 | 544.926 | 565.5881 | 8.5496 | 66.8927 | 0
| Zone | Remainder of System | 5 | Monthly System Peak Day | CAISO | 1-in-10 | 2029 | 9 | 512.3141 | 560.1986 | 9.0195 | 71.0933 | 0
| Zone | Remainder of System | 5 | Monthly System Peak Day | CAISO | 1-in-10 | 2029 | 10 | 502.3822 | 533.2892 | 8.695 | 77.5111 | 0
| Zone | Remainder of System | 5 | Monthly System Peak Day | CAISO | 1-in-10 | 2029 | 11 | 481.8689 | 508.9163 | 8.9446 | 83.59 | 0
| Zone | Remainder of System | 5 | Monthly System Peak Day | CAISO | 1-in-10 | 2029 | 12 | 475.0843 | 498.7999 | 9.2514 | 87.7347 | 0
| Zone | Remainder of System | 5 | Monthly System Peak Day | CAISO | 1-in-10 | 2029 | 13 | 384.4171 | 396.1766 | 9.5122 | 90.7541 | 0
| Zone | Remainder of System | 5 | Monthly System Peak Day | CAISO | 1-in-10 | 2029 | 14 | 361.7215 | 367.9546 | 9.332 | 92.7356 | 0
| Zone | Remainder of System | 5 | Monthly System Peak Day | CAISO | 1-in-10 | 2029 | 15 | 318.3748 | 327.1317 | 8.844 | 93.8294 | 0
| Zone | Remainder of System | 5 | Monthly System Peak Day | CAISO | 1-in-10 | 2029 | 16 | 277.1048 | 278.7121 | 8.3498 | 93.7816 | 0
| Zone | Remainder of System | 5 | Monthly System Peak Day | CAISO | 1-in-10 | 2029 | 17 | 265.4218 | 271.1765 | 8.2267 | 93.1462 | 0
| Zone | Remainder of System | 5 | Monthly System Peak Day | CAISO | 1-in-10 | 2029 | 18 | 239.13 | 245.0562 | 8.2271 | 92.5491 | 0
| Zone | Remainder of System | 5 | Monthly System Peak Day | CAISO | 1-in-10 | 2029 | 19 | 248.261 | 254.284 | 8.8976 | 91.3375 | 0
| Zone | Remainder of System | 5 | Monthly System Peak Day | CAISO | 1-in-10 | 2029 | 20 | 235.7306 | 239.8642 | 8.399 | 88.9545 | 0
| Zone | Remainder of System | 5 | Monthly System Peak Day | CAISO | 1-in-10 | 2029 | 21 | 240.7791 | 248.5859 | 8.5009 | 85.287 | 0
| Zone | Remainder of System | 5 | Monthly System Peak Day | CAISO | 1-in-10 | 2029 | 22 | 430.0691 | 448.3261 | 8.3062 | 81.6912 | 0
| Zone | Remainder of System | 5 | Monthly System Peak Day | CAISO | 1-in-10 | 2029 | 23 | 430.5335 | 455.7863 | 8.4194 | 79.1098 | 0
| Zone | Remainder of System | 5 | Monthly System Peak Day | CAISO | 1-in-10 | 2029 | 24 | 369.1471 | 408.9683 | 8.5777 | 76.3587 | 0
| Zone | Remainder of System | 6 | Average Weekday | CAISO | 1-in-10 | 2029 | 1 | 273.01 | 290.3185 | 8.3482 | 66.1798 | 0
| Zone | Remainder of System | 6 | Average Weekday | CAISO | 1-in-10 | 2029 | 2 | 269.6262 | 283.9365 | 8.3576 | 65.4593 | 0
| Zone | Remainder of System | 6 | Average Weekday | CAISO | 1-in-10 | 2029 | 3 | 419.7555 | 440.8837 | 8.3593 | 64.7904 | 0
| Zone | Remainder of System | 6 | Average Weekday | CAISO | 1-in-10 | 2029 | 4 | 575.2483 | 594.2669 | 8.3618 | 64.1255 | 0
| Zone | Remainder of System | 6 | Average Weekday | CAISO | 1-in-10 | 2029 | 5 | 530.659 | 558.2014 | 8.3605 | 63.6086 | 0
| Zone | Remainder of System | 6 | Average Weekday | CAISO | 1-in-10 | 2029 | 6 | 536.2403 | 566.16 | 8.3622 | 63.1772 | 0
| Zone | Remainder of System | 6 | Average Weekday | CAISO | 1-in-10 | 2029 | 7 | 545.6985 | 543.7729 | 8.4041 | 62.8134 | 0
| Zone | Remainder of System | 6 | Average Weekday | CAISO | 1-in-10 | 2029 | 8 | 537.3326 | 551.0983 | 8.282 | 63.3196 | 0
| Zone | Remainder of System | 6 | Average Weekday | CAISO | 1-in-10 | 2029 | 9 | 539.2317 | 565.5293 | 8.2738 | 65.3704 | 0
| Zone | Remainder of System | 6 | Average Weekday | CAISO | 1-in-10 | 2029 | 10 | 524.3593 | 540.647 | 8.3552 | 68.2381 | 0
| Zone | Remainder of System | 6 | Average Weekday | CAISO | 1-in-10 | 2029 | 11 | 486.9497 | 501.638 | 8.3397 | 71.5251 | 0
| Zone | Remainder of System | 6 | Average Weekday | CAISO | 1-in-10 | 2029 | 12 | 479.9831 | 498.1039 | 8.299 | 74.7391 | 0
| Zone | Remainder of System | 6 | Average Weekday | CAISO | 1-in-10 | 2029 | 13 | 389.0275 | 414.1424 | 8.3043 | 77.286 | 0
| Zone | Remainder of System | 6 | Average Weekday | CAISO | 1-in-10 | 2029 | 14 | 362.3322 | 383.5872 | 8.3295 | 79.241 | 0
| Zone | Remainder of System | 6 | Average Weekday | CAISO | 1-in-10 | 2029 | 15 | 301.2895 | 321.0255 | 8.4388 | 80.4784 | 0
| Zone | Remainder of System | 6 | Average Weekday | CAISO | 1-in-10 | 2029 | 16 | 264.4072 | 271.3993 | 8.5662 | 81.0262 | 0
| Zone | Remainder of System | 6 | Average Weekday | CAISO | 1-in-10 | 2029 | 17 | 260.9695 | 268.5903 | 9.4161 | 80.9375 | 0
| Zone | Remainder of System | 6 | Average Weekday | CAISO | 1-in-10 | 2029 | 18 | 226.3475 | 244.3156 | 9.3132 | 80.0399 | 0
| Zone | Remainder of System | 6 | Average Weekday | CAISO | 1-in-10 | 2029 | 19 | 218.1332 | 240.5117 | 10.2125 | 78.5607 | 0
| Zone | Remainder of System | 6 | Average Weekday | CAISO | 1-in-10 | 2029 | 20 | 199.6307 | 213.265 | 8.4783 | 76.4905 | 0
| Zone | Remainder of System | 6 | Average Weekday | CAISO | 1-in-10 | 2029 | 21 | 218.9924 | 238.9254 | 9.1018 | 73.5536 | 0
| Zone | Remainder of System | 6 | Average Weekday | CAISO | 1-in-10 | 2029 | 22 | 386.6863 | 414.1191 | 8.3693 | 70.5065 | 0
| Zone | Remainder of System | 6 | Average Weekday | CAISO | 1-in-10 | 2029 | 23 | 409.4333 | 441.6806 | 8.3559 | 68.5894 | 0
| Zone | Remainder of System | 6 | Average Weekday | CAISO | 1-in-10 | 2029 | 24 | 377.8578 | 407.4893 | 8.3204 | 67.2621 | 0
| Zone | Remainder of System | 6 | Monthly System Peak Day | CAISO | 1-in-10 | 2029 | 1 | 273.01 | 270.2909 | 9.9488 | 74.18 | 0
| Zone | Remainder of System | 6 | Monthly System Peak Day | CAISO | 1-in-10 | 2029 | 2 | 269.6262 | 257.5439 | 9.9675 | 72.7065 | 0
| Zone | Remainder of System | 6 | Monthly System Peak Day | CAISO | 1-in-10 | 2029 | 3 | 419.7555 | 371.4885 | 9.9723 | 71.5258 | 0
| Zone | Remainder of System | 6 | Monthly System Peak Day | CAISO | 1-in-10 | 2029 | 4 | 575.2483 | 478.2351 | 9.9728 | 70.6323 | 0
| Zone | Remainder of System | 6 | Monthly System Peak Day | CAISO | 1-in-10 | 2029 | 5 | 530.659 | 450.3069 | 9.9675 | 69.5588 | 0
| Zone | Remainder of System | 6 | Monthly System Peak Day | CAISO | 1-in-10 | 2029 | 6 | 536.2403 | 469.6636 | 9.9609 | 68.8017 | 0
| Zone | Remainder of System | 6 | Monthly System Peak Day | CAISO | 1-in-10 | 2029 | 7 | 545.6985 | 458.5258 | 9.9658 | 68.3586 | 0
| Zone | Remainder of System | 6 | Monthly System Peak Day | CAISO | 1-in-10 | 2029 | 8 | 537.3326 | 474.6236 | 9.8992 | 69.0209 | 0
| Zone | Remainder of System | 6 | Monthly System Peak Day | CAISO | 1-in-10 | 2029 | 9 | 539.2317 | 520.519 | 9.8814 | 72.6292 | 0
| Zone | Remainder of System | 6 | Monthly System Peak Day | CAISO | 1-in-10 | 2029 | 10 | 524.3593 | 494.7992 | 9.9244 | 78.5491 | 0
| Zone | Remainder of System | 6 | Monthly System Peak Day | CAISO | 1-in-10 | 2029 | 11 | 486.9497 | 456.7858 | 9.8962 | 83.72 | 0
| Zone | Remainder of System | 6 | Monthly System Peak Day | CAISO | 1-in-10 | 2029 | 12 | 479.9831 | 453.47 | 9.8673 | 88.5556 | 0
| Zone | Remainder of System | 6 | Monthly System Peak Day | CAISO | 1-in-10 | 2029 | 13 | 389.0275 | 382.8469 | 9.8629 | 90.5747 | 0
| Zone | Remainder of System | 6 | Monthly System Peak Day | CAISO | 1-in-10 | 2029 | 14 | 362.3322 | 361.6313 | 9.8853 | 92.3006 | 0
| Zone | Remainder of System | 6 | Monthly System Peak Day | CAISO | 1-in-10 | 2029 | 15 | 301.2895 | 306.8003 | 9.9703 | 93.8397 | 0
| Zone | Remainder of System | 6 | Monthly System Peak Day | CAISO | 1-in-10 | 2029 | 16 | 264.4072 | 258.3804 | 10.0421 | 94.9491 | 0
| Zone | Remainder of System | 6 | Monthly System Peak Day | CAISO | 1-in-10 | 2029 | 17 | 260.9695 | 265.7888 | 11.0373 | 94.8055 | 0
| Zone | Remainder of System | 6 | Monthly System Peak Day | CAISO | 1-in-10 | 2029 | 18 | 226.3475 | 258.5799 | 11.0731 | 94.5518 | 0
| Zone | Remainder of System | 6 | Monthly System Peak Day | CAISO | 1-in-10 | 2029 | 19 | 218.1332 | 201.194 | 10.6278 | 93.253 | 0
| Zone | Remainder of System | 6 | Monthly System Peak Day | CAISO | 1-in-10 | 2029 | 20 | 199.6307 | 178.1624 | 9.9865 | 89.6871 | 0
| Zone | Remainder of System | 6 | Monthly System Peak Day | CAISO | 1-in-10 | 2029 | 21 | 218.9924 | 200.7993 | 11.732 | 84.8848 | 0
| Zone | Remainder of System | 6 | Monthly System Peak Day | CAISO | 1-in-10 | 2029 | 22 | 386.6863 | 356.6171 | 10.106 | 80.465 | 0
| Zone | Remainder of System | 6 | Monthly System Peak Day | CAISO | 1-in-10 | 2029 | 23 | 409.4333 | 371.1365 | 9.942 | 76.8585 | 0
| Zone | Remainder of System | 6 | Monthly System Peak Day | CAISO | 1-in-10 | 2029 | 24 | 377.8578 | 359.6853 | 9.9226 | 74.8392 | 0
| Zone | Remainder of System | 7 | Average Weekday | CAISO | 1-in-10 | 2029 | 1 | 265.3569 | 282.4683 | 8.8851 | 71.9581 | 0
| Zone | Remainder of System | 7 | Average Weekday | CAISO | 1-in-10 | 2029 | 2 | 263.5461 | 275.0215 | 8.8965 | 71.2274 | 0
| Zone | Remainder of System | 7 | Average Weekday | CAISO | 1-in-10 | 2029 | 3 | 405.7632 | 426.3044 | 8.8985 | 70.5958 | 0
| Zone | Remainder of System | 7 | Average Weekday | CAISO | 1-in-10 | 2029 | 4 | 559.6664 | 581.2125 | 8.9009 | 70.0707 | 0
| Zone | Remainder of System | 7 | Average Weekday | CAISO | 1-in-10 | 2029 | 5 | 515.2177 | 540.7384 | 8.899 | 69.613 | 0
| Zone | Remainder of System | 7 | Average Weekday | CAISO | 1-in-10 | 2029 | 6 | 515.7363 | 543.3302 | 8.8974 | 69.2234 | 0
| Zone | Remainder of System | 7 | Average Weekday | CAISO | 1-in-10 | 2029 | 7 | 524.3515 | 523.2358 | 8.8798 | 69.0054 | 0
| Zone | Remainder of System | 7 | Average Weekday | CAISO | 1-in-10 | 2029 | 8 | 514.9116 | 530.449 | 8.8239 | 69.4109 | 0
| Zone | Remainder of System | 7 | Average Weekday | CAISO | 1-in-10 | 2029 | 9 | 504.1238 | 532.2446 | 8.8113 | 71.6124 | 0
| Zone | Remainder of System | 7 | Average Weekday | CAISO | 1-in-10 | 2029 | 10 | 489.6982 | 505.8788 | 8.8516 | 74.5635 | 0
| Zone | Remainder of System | 7 | Average Weekday | CAISO | 1-in-10 | 2029 | 11 | 459.0851 | 474.3387 | 8.8362 | 77.9936 | 0
| Zone | Remainder of System | 7 | Average Weekday | CAISO | 1-in-10 | 2029 | 12 | 452.6219 | 472.7498 | 8.8225 | 81.273 | 0
| Zone | Remainder of System | 7 | Average Weekday | CAISO | 1-in-10 | 2029 | 13 | 362.6072 | 387.3626 | 8.8163 | 83.8927 | 0
| Zone | Remainder of System | 7 | Average Weekday | CAISO | 1-in-10 | 2029 | 14 | 335.8965 | 357.4812 | 8.8397 | 85.8828 | 0
| Zone | Remainder of System | 7 | Average Weekday | CAISO | 1-in-10 | 2029 | 15 | 283.7304 | 303.6743 | 8.8932 | 87.0524 | 0
| Zone | Remainder of System | 7 | Average Weekday | CAISO | 1-in-10 | 2029 | 16 | 245.5995 | 252.3204 | 8.9324 | 87.6036 | 0
| Zone | Remainder of System | 7 | Average Weekday | CAISO | 1-in-10 | 2029 | 17 | 247.2557 | 255.8854 | 9.8688 | 87.406 | 0
| Zone | Remainder of System | 7 | Average Weekday | CAISO | 1-in-10 | 2029 | 18 | 217.9246 | 236.0459 | 9.7798 | 86.5106 | 0
| Zone | Remainder of System | 7 | Average Weekday | CAISO | 1-in-10 | 2029 | 19 | 214.0301 | 236.6708 | 9.5439 | 84.947 | 0
| Zone | Remainder of System | 7 | Average Weekday | CAISO | 1-in-10 | 2029 | 20 | 202.4829 | 216.1185 | 9.1848 | 82.535 | 0
| Zone | Remainder of System | 7 | Average Weekday | CAISO | 1-in-10 | 2029 | 21 | 220.2253 | 240.2268 | 9.2831 | 79.3713 | 0
| Zone | Remainder of System | 7 | Average Weekday | CAISO | 1-in-10 | 2029 | 22 | 385.393 | 412.3375 | 8.889 | 76.2956 | 0
| Zone | Remainder of System | 7 | Average Weekday | CAISO | 1-in-10 | 2029 | 23 | 402.2328 | 433.4425 | 8.8978 | 74.5072 | 0
| Zone | Remainder of System | 7 | Average Weekday | CAISO | 1-in-10 | 2029 | 24 | 362.2094 | 390.5187 | 8.8659 | 73.3159 | 0
| Zone | Remainder of System | 7 | Monthly System Peak Day | CAISO | 1-in-10 | 2029 | 1 | 265.3569 | 261.9597 | 8.9554 | 76.2832 | 0
| Zone | Remainder of System | 7 | Monthly System Peak Day | CAISO | 1-in-10 | 2029 | 2 | 263.5461 | 245.4803 | 8.9691 | 75.7961 | 0
| Zone | Remainder of System | 7 | Monthly System Peak Day | CAISO | 1-in-10 | 2029 | 3 | 405.7632 | 350.8741 | 8.9726 | 74.9085 | 0
| Zone | Remainder of System | 7 | Monthly System Peak Day | CAISO | 1-in-10 | 2029 | 4 | 559.6664 | 461.5276 | 8.9715 | 73.7335 | 0
| Zone | Remainder of System | 7 | Monthly System Peak Day | CAISO | 1-in-10 | 2029 | 5 | 515.2177 | 430.8939 | 8.9698 | 72.7953 | 0
| Zone | Remainder of System | 7 | Monthly System Peak Day | CAISO | 1-in-10 | 2029 | 6 | 515.7363 | 454.4117 | 8.9681 | 72.2561 | 0
| Zone | Remainder of System | 7 | Monthly System Peak Day | CAISO | 1-in-10 | 2029 | 7 | 524.3515 | 444.5659 | 8.9756 | 71.7758 | 0
| Zone | Remainder of System | 7 | Monthly System Peak Day | CAISO | 1-in-10 | 2029 | 8 | 514.9116 | 459.4265 | 8.9066 | 71.9752 | 0
| Zone | Remainder of System | 7 | Monthly System Peak Day | CAISO | 1-in-10 | 2029 | 9 | 504.1238 | 486.007 | 8.8877 | 74.5477 | 0
| Zone | Remainder of System | 7 | Monthly System Peak Day | CAISO | 1-in-10 | 2029 | 10 | 489.6982 | 458.3981 | 8.9292 | 78.0895 | 0
| Zone | Remainder of System | 7 | Monthly System Peak Day | CAISO | 1-in-10 | 2029 | 11 | 459.0851 | 428.2416 | 8.8971 | 82.0839 | 0
| Zone | Remainder of System | 7 | Monthly System Peak Day | CAISO | 1-in-10 | 2029 | 12 | 452.6219 | 426.727 | 8.8679 | 85.8244 | 0
| Zone | Remainder of System | 7 | Monthly System Peak Day | CAISO | 1-in-10 | 2029 | 13 | 362.6072 | 358.9187 | 8.8581 | 88.5445 | 0
| Zone | Remainder of System | 7 | Monthly System Peak Day | CAISO | 1-in-10 | 2029 | 14 | 335.8965 | 336.2401 | 8.8879 | 90.4209 | 0
| Zone | Remainder of System | 7 | Monthly System Peak Day | CAISO | 1-in-10 | 2029 | 15 | 283.7304 | 290.9455 | 8.9735 | 91.6667 | 0
| Zone | Remainder of System | 7 | Monthly System Peak Day | CAISO | 1-in-10 | 2029 | 16 | 245.5995 | 240.2228 | 9.027 | 92.1879 | 0
| Zone | Remainder of System | 7 | Monthly System Peak Day | CAISO | 1-in-10 | 2029 | 17 | 247.2557 | 252.9738 | 9.9295 | 91.3273 | 0
| Zone | Remainder of System | 7 | Monthly System Peak Day | CAISO | 1-in-10 | 2029 | 18 | 217.9246 | 249.4973 | 9.9576 | 90.6121 | 0
| Zone | Remainder of System | 7 | Monthly System Peak Day | CAISO | 1-in-10 | 2029 | 19 | 214.0301 | 199.4349 | 9.118 | 89.1894 | 0
| Zone | Remainder of System | 7 | Monthly System Peak Day | CAISO | 1-in-10 | 2029 | 20 | 202.4829 | 176.824 | 8.9559 | 86.5782 | 0
| Zone | Remainder of System | 7 | Monthly System Peak Day | CAISO | 1-in-10 | 2029 | 21 | 220.2253 | 201.7514 | 10.5013 | 83.2321 | 0
| Zone | Remainder of System | 7 | Monthly System Peak Day | CAISO | 1-in-10 | 2029 | 22 | 385.393 | 355.2478 | 9.089 | 79.4189 | 0
| Zone | Remainder of System | 7 | Monthly System Peak Day | CAISO | 1-in-10 | 2029 | 23 | 402.2328 | 364.0454 | 8.9345 | 77.6761 | 0
| Zone | Remainder of System | 7 | Monthly System Peak Day | CAISO | 1-in-10 | 2029 | 24 | 362.2094 | 342.613 | 8.9269 | 76.0106 | 0
| Zone | Remainder of System | 8 | Average Weekday | CAISO | 1-in-10 | 2029 | 1 | 274.4926 | 296.1721 | 8.4505 | 71.2547 | 0
| Zone | Remainder of System | 8 | Average Weekday | CAISO | 1-in-10 | 2029 | 2 | 274.6425 | 291.0627 | 8.4642 | 70.5191 | 0
| Zone | Remainder of System | 8 | Average Weekday | CAISO | 1-in-10 | 2029 | 3 | 414.2166 | 434.0903 | 8.4667 | 69.8526 | 0
| Zone | Remainder of System | 8 | Average Weekday | CAISO | 1-in-10 | 2029 | 4 | 571.0749 | 594.7527 | 8.4693 | 69.3228 | 0
| Zone | Remainder of System | 8 | Average Weekday | CAISO | 1-in-10 | 2029 | 5 | 522.9732 | 554.989 | 8.4668 | 68.8402 | 0
| Zone | Remainder of System | 8 | Average Weekday | CAISO | 1-in-10 | 2029 | 6 | 527.8133 | 562.5844 | 8.4646 | 68.4211 | 0
| Zone | Remainder of System | 8 | Average Weekday | CAISO | 1-in-10 | 2029 | 7 | 537.5943 | 537.7811 | 8.4458 | 68.0453 | 0
| Zone | Remainder of System | 8 | Average Weekday | CAISO | 1-in-10 | 2029 | 8 | 528.1734 | 546.8186 | 8.3794 | 67.9927 | 0
| Zone | Remainder of System | 8 | Average Weekday | CAISO | 1-in-10 | 2029 | 9 | 511.6069 | 538.4583 | 8.3624 | 69.6799 | 0
| Zone | Remainder of System | 8 | Average Weekday | CAISO | 1-in-10 | 2029 | 10 | 499.6987 | 516.3317 | 8.4116 | 72.3836 | 0
| Zone | Remainder of System | 8 | Average Weekday | CAISO | 1-in-10 | 2029 | 11 | 463.6456 | 479.2952 | 8.3904 | 75.5585 | 0
| Zone | Remainder of System | 8 | Average Weekday | CAISO | 1-in-10 | 2029 | 12 | 453.722 | 474.3223 | 8.37 | 78.7703 | 0
| Zone | Remainder of System | 8 | Average Weekday | CAISO | 1-in-10 | 2029 | 13 | 373.2551 | 399.3179 | 8.3608 | 81.5628 | 0
| Zone | Remainder of System | 8 | Average Weekday | CAISO | 1-in-10 | 2029 | 14 | 343.4578 | 365.3174 | 8.3922 | 83.8223 | 0
| Zone | Remainder of System | 8 | Average Weekday | CAISO | 1-in-10 | 2029 | 15 | 291.7088 | 311.8893 | 8.46 | 85.2519 | 0
| Zone | Remainder of System | 8 | Average Weekday | CAISO | 1-in-10 | 2029 | 16 | 251.6696 | 258.6635 | 8.5076 | 85.8062 | 0
| Zone | Remainder of System | 8 | Average Weekday | CAISO | 1-in-10 | 2029 | 17 | 255.5363 | 261.7761 | 9.5854 | 85.7176 | 0
| Zone | Remainder of System | 8 | Average Weekday | CAISO | 1-in-10 | 2029 | 18 | 224.0208 | 241.6457 | 9.4882 | 84.8529 | 0
| Zone | Remainder of System | 8 | Average Weekday | CAISO | 1-in-10 | 2029 | 19 | 218.7521 | 240.8229 | 9.0087 | 83.2713 | 0
| Zone | Remainder of System | 8 | Average Weekday | CAISO | 1-in-10 | 2029 | 20 | 215.3271 | 228.5644 | 8.6771 | 80.7948 | 0
| Zone | Remainder of System | 8 | Average Weekday | CAISO | 1-in-10 | 2029 | 21 | 229.9924 | 250.0034 | 8.9247 | 77.4441 | 0
| Zone | Remainder of System | 8 | Average Weekday | CAISO | 1-in-10 | 2029 | 22 | 388.3374 | 416.51 | 8.4606 | 74.9825 | 0
| Zone | Remainder of System | 8 | Average Weekday | CAISO | 1-in-10 | 2029 | 23 | 406.1706 | 439.8552 | 8.4613 | 73.5263 | 0
| Zone | Remainder of System | 8 | Average Weekday | CAISO | 1-in-10 | 2029 | 24 | 367.4313 | 398.9283 | 8.427 | 72.4274 | 0
| Zone | Remainder of System | 8 | Monthly System Peak Day | CAISO | 1-in-10 | 2029 | 1 | 274.4926 | 269.6347 | 7.507 | 74.6986 | 0
| Zone | Remainder of System | 8 | Monthly System Peak Day | CAISO | 1-in-10 | 2029 | 2 | 274.6425 | 259.2089 | 7.5261 | 73.8468 | 0
| Zone | Remainder of System | 8 | Monthly System Peak Day | CAISO | 1-in-10 | 2029 | 3 | 414.2166 | 367.3393 | 7.5312 | 73.2382 | 0
| Zone | Remainder of System | 8 | Monthly System Peak Day | CAISO | 1-in-10 | 2029 | 4 | 571.0749 | 477.813 | 7.5303 | 72.617 | 0
| Zone | Remainder of System | 8 | Monthly System Peak Day | CAISO | 1-in-10 | 2029 | 5 | 522.9732 | 449.1569 | 7.5276 | 71.9061 | 0
| Zone | Remainder of System | 8 | Monthly System Peak Day | CAISO | 1-in-10 | 2029 | 6 | 527.8133 | 463.9653 | 7.5251 | 71.2577 | 0
| Zone | Remainder of System | 8 | Monthly System Peak Day | CAISO | 1-in-10 | 2029 | 7 | 537.5943 | 450.3525 | 7.528 | 70.7826 | 0
| Zone | Remainder of System | 8 | Monthly System Peak Day | CAISO | 1-in-10 | 2029 | 8 | 528.1734 | 468.9328 | 7.438 | 70.5706 | 0
| Zone | Remainder of System | 8 | Monthly System Peak Day | CAISO | 1-in-10 | 2029 | 9 | 511.6069 | 493.6885 | 7.4058 | 72.9211 | 0
| Zone | Remainder of System | 8 | Monthly System Peak Day | CAISO | 1-in-10 | 2029 | 10 | 499.6987 | 469.5697 | 7.4615 | 76.5774 | 0
| Zone | Remainder of System | 8 | Monthly System Peak Day | CAISO | 1-in-10 | 2029 | 11 | 463.6456 | 432.1445 | 7.4131 | 81.4047 | 0
| Zone | Remainder of System | 8 | Monthly System Peak Day | CAISO | 1-in-10 | 2029 | 12 | 453.722 | 426.3275 | 7.3682 | 86.5138 | 0
| Zone | Remainder of System | 8 | Monthly System Peak Day | CAISO | 1-in-10 | 2029 | 13 | 373.2551 | 370.7223 | 7.3494 | 90.2909 | 0
| Zone | Remainder of System | 8 | Monthly System Peak Day | CAISO | 1-in-10 | 2029 | 14 | 343.4578 | 344.5227 | 7.4008 | 92.9994 | 0
| Zone | Remainder of System | 8 | Monthly System Peak Day | CAISO | 1-in-10 | 2029 | 15 | 291.7088 | 299.3167 | 7.5221 | 94.0742 | 0
| Zone | Remainder of System | 8 | Monthly System Peak Day | CAISO | 1-in-10 | 2029 | 16 | 251.6696 | 246.6692 | 7.5881 | 93.95 | 0
| Zone | Remainder of System | 8 | Monthly System Peak Day | CAISO | 1-in-10 | 2029 | 17 | 255.5363 | 258.9672 | 8.6346 | 93.5315 | 0
| Zone | Remainder of System | 8 | Monthly System Peak Day | CAISO | 1-in-10 | 2029 | 18 | 224.0208 | 256.5201 | 8.6695 | 92.5376 | 0
| Zone | Remainder of System | 8 | Monthly System Peak Day | CAISO | 1-in-10 | 2029 | 19 | 218.7521 | 202.98 | 7.2363 | 90.5697 | 0
| Zone | Remainder of System | 8 | Monthly System Peak Day | CAISO | 1-in-10 | 2029 | 20 | 215.3271 | 187.5909 | 7.1147 | 87.6982 | 0
| Zone | Remainder of System | 8 | Monthly System Peak Day | CAISO | 1-in-10 | 2029 | 21 | 229.9924 | 209.2294 | 9.3035 | 83.6248 | 0
| Zone | Remainder of System | 8 | Monthly System Peak Day | CAISO | 1-in-10 | 2029 | 22 | 388.3374 | 360.9795 | 7.6828 | 81.035 | 0
| Zone | Remainder of System | 8 | Monthly System Peak Day | CAISO | 1-in-10 | 2029 | 23 | 406.1706 | 373.3525 | 7.4848 | 79.7215 | 0
| Zone | Remainder of System | 8 | Monthly System Peak Day | CAISO | 1-in-10 | 2029 | 24 | 367.4313 | 351.4688 | 7.47 | 78.5289 | 0
| Zone | Remainder of System | 8 | Typical Event Day | CAISO | 1-in-10 | 2029 | 1 | 274.4926 | 269.6347 | 7.507 | 75.8434 | 0
| Zone | Remainder of System | 8 | Typical Event Day | CAISO | 1-in-10 | 2029 | 2 | 274.6425 | 259.2089 | 7.5261 | 74.8463 | 0
| Zone | Remainder of System | 8 | Typical Event Day | CAISO | 1-in-10 | 2029 | 3 | 414.2166 | 367.3393 | 7.5312 | 73.928 | 0
| Zone | Remainder of System | 8 | Typical Event Day | CAISO | 1-in-10 | 2029 | 4 | 571.0749 | 477.813 | 7.5303 | 73.0337 | 0
| Zone | Remainder of System | 8 | Typical Event Day | CAISO | 1-in-10 | 2029 | 5 | 522.9732 | 449.1569 | 7.5276 | 72.2504 | 0
| Zone | Remainder of System | 8 | Typical Event Day | CAISO | 1-in-10 | 2029 | 6 | 527.8133 | 463.9653 | 7.5251 | 71.656 | 0
| Zone | Remainder of System | 8 | Typical Event Day | CAISO | 1-in-10 | 2029 | 7 | 537.5943 | 450.3525 | 7.528 | 71.2208 | 0
| Zone | Remainder of System | 8 | Typical Event Day | CAISO | 1-in-10 | 2029 | 8 | 528.1734 | 468.9328 | 7.438 | 71.4786 | 0
| Zone | Remainder of System | 8 | Typical Event Day | CAISO | 1-in-10 | 2029 | 9 | 511.6069 | 493.6885 | 7.4058 | 73.9817 | 0
| Zone | Remainder of System | 8 | Typical Event Day | CAISO | 1-in-10 | 2029 | 10 | 499.6987 | 469.5697 | 7.4615 | 78.079 | 0
| Zone | Remainder of System | 8 | Typical Event Day | CAISO | 1-in-10 | 2029 | 11 | 463.6456 | 432.1445 | 7.4131 | 82.7241 | 0
| Zone | Remainder of System | 8 | Typical Event Day | CAISO | 1-in-10 | 2029 | 12 | 453.722 | 426.3275 | 7.3682 | 87.2549 | 0
| Zone | Remainder of System | 8 | Typical Event Day | CAISO | 1-in-10 | 2029 | 13 | 373.2551 | 370.7223 | 7.3494 | 90.2166 | 0
| Zone | Remainder of System | 8 | Typical Event Day | CAISO | 1-in-10 | 2029 | 14 | 343.4578 | 344.5227 | 7.4008 | 92.2609 | 0
| Zone | Remainder of System | 8 | Typical Event Day | CAISO | 1-in-10 | 2029 | 15 | 291.7088 | 299.3167 | 7.5221 | 93.5815 | 0
| Zone | Remainder of System | 8 | Typical Event Day | CAISO | 1-in-10 | 2029 | 16 | 251.6696 | 246.6692 | 7.5881 | 94.1627 | 0
| Zone | Remainder of System | 8 | Typical Event Day | CAISO | 1-in-10 | 2029 | 17 | 255.5363 | 258.9672 | 8.6346 | 93.8577 | 0
| Zone | Remainder of System | 8 | Typical Event Day | CAISO | 1-in-10 | 2029 | 18 | 224.0208 | 256.5201 | 8.6695 | 93.0799 | 0
| Zone | Remainder of System | 8 | Typical Event Day | CAISO | 1-in-10 | 2029 | 19 | 218.7521 | 202.98 | 7.2363 | 91.4746 | 0
| Zone | Remainder of System | 8 | Typical Event Day | CAISO | 1-in-10 | 2029 | 20 | 215.3271 | 187.5909 | 7.1147 | 88.5784 | 0
| Zone | Remainder of System | 8 | Typical Event Day | CAISO | 1-in-10 | 2029 | 21 | 229.9924 | 209.2294 | 9.3035 | 84.7427 | 0
| Zone | Remainder of System | 8 | Typical Event Day | CAISO | 1-in-10 | 2029 | 22 | 388.3374 | 360.9795 | 7.6828 | 81.5441 | 0
| Zone | Remainder of System | 8 | Typical Event Day | CAISO | 1-in-10 | 2029 | 23 | 406.1706 | 373.3525 | 7.4848 | 79.5436 | 0
| Zone | Remainder of System | 8 | Typical Event Day | CAISO | 1-in-10 | 2029 | 24 | 367.4313 | 351.4688 | 7.47 | 77.967 | 0
| Zone | Remainder of System | 9 | Average Weekday | CAISO | 1-in-10 | 2029 | 1 | 270.3223 | 279.7277 | 9.1545 | 71.0646 | 0
| Zone | Remainder of System | 9 | Average Weekday | CAISO | 1-in-10 | 2029 | 2 | 277.6694 | 279.376 | 9.1718 | 70.1203 | 0
| Zone | Remainder of System | 9 | Average Weekday | CAISO | 1-in-10 | 2029 | 3 | 440.8407 | 435.8003 | 9.1742 | 69.2506 | 0
| Zone | Remainder of System | 9 | Average Weekday | CAISO | 1-in-10 | 2029 | 4 | 601.2399 | 598.0995 | 9.1768 | 68.4826 | 0
| Zone | Remainder of System | 9 | Average Weekday | CAISO | 1-in-10 | 2029 | 5 | 537.1584 | 536.0782 | 9.1715 | 67.8093 | 0
| Zone | Remainder of System | 9 | Average Weekday | CAISO | 1-in-10 | 2029 | 6 | 525.6219 | 533.8737 | 9.1628 | 67.2573 | 0
| Zone | Remainder of System | 9 | Average Weekday | CAISO | 1-in-10 | 2029 | 7 | 554.3285 | 541.7751 | 9.1351 | 66.785 | 0
| Zone | Remainder of System | 9 | Average Weekday | CAISO | 1-in-10 | 2029 | 8 | 527.8432 | 524.9081 | 9.0877 | 66.4866 | 0
| Zone | Remainder of System | 9 | Average Weekday | CAISO | 1-in-10 | 2029 | 9 | 484.338 | 506.4237 | 9.0756 | 67.9182 | 0
| Zone | Remainder of System | 9 | Average Weekday | CAISO | 1-in-10 | 2029 | 10 | 478.722 | 490.8393 | 9.1273 | 71.1915 | 0
| Zone | Remainder of System | 9 | Average Weekday | CAISO | 1-in-10 | 2029 | 11 | 447.7829 | 460.0334 | 9.1056 | 74.8699 | 0
| Zone | Remainder of System | 9 | Average Weekday | CAISO | 1-in-10 | 2029 | 12 | 440.3222 | 452.9371 | 9.082 | 78.4748 | 0
| Zone | Remainder of System | 9 | Average Weekday | CAISO | 1-in-10 | 2029 | 13 | 371.5721 | 385.421 | 9.0696 | 81.3392 | 0
| Zone | Remainder of System | 9 | Average Weekday | CAISO | 1-in-10 | 2029 | 14 | 333.5458 | 347.4525 | 9.0967 | 83.4193 | 0
| Zone | Remainder of System | 9 | Average Weekday | CAISO | 1-in-10 | 2029 | 15 | 283.5321 | 298.5458 | 9.149 | 84.7282 | 0
| Zone | Remainder of System | 9 | Average Weekday | CAISO | 1-in-10 | 2029 | 16 | 253.0917 | 255.6802 | 9.1943 | 85.0989 | 0
| Zone | Remainder of System | 9 | Average Weekday | CAISO | 1-in-10 | 2029 | 17 | 258.7392 | 264.7415 | 10.1877 | 84.9067 | 0
| Zone | Remainder of System | 9 | Average Weekday | CAISO | 1-in-10 | 2029 | 18 | 229.2491 | 246.5517 | 10.0699 | 83.9833 | 0
| Zone | Remainder of System | 9 | Average Weekday | CAISO | 1-in-10 | 2029 | 19 | 229.7742 | 249.8764 | 10.0835 | 82.1152 | 0
| Zone | Remainder of System | 9 | Average Weekday | CAISO | 1-in-10 | 2029 | 20 | 226.6804 | 238.2864 | 9.1819 | 79.1843 | 0
| Zone | Remainder of System | 9 | Average Weekday | CAISO | 1-in-10 | 2029 | 21 | 235.8932 | 253.2418 | 9.4072 | 76.077 | 0
| Zone | Remainder of System | 9 | Average Weekday | CAISO | 1-in-10 | 2029 | 22 | 394.0898 | 417.1134 | 9.1084 | 74.194 | 0
| Zone | Remainder of System | 9 | Average Weekday | CAISO | 1-in-10 | 2029 | 23 | 407.7021 | 430.2598 | 9.1445 | 72.8204 | 0
| Zone | Remainder of System | 9 | Average Weekday | CAISO | 1-in-10 | 2029 | 24 | 363.6053 | 382.491 | 9.1274 | 71.6765 | 0
| Zone | Remainder of System | 9 | Monthly System Peak Day | CAISO | 1-in-10 | 2029 | 1 | 270.3223 | 258.9132 | 9.2154 | 78.2118 | 0
| Zone | Remainder of System | 9 | Monthly System Peak Day | CAISO | 1-in-10 | 2029 | 2 | 277.6694 | 252.8882 | 9.2347 | 77.0359 | 0
| Zone | Remainder of System | 9 | Monthly System Peak Day | CAISO | 1-in-10 | 2029 | 3 | 440.8407 | 371.7613 | 9.239 | 76.0394 | 0
| Zone | Remainder of System | 9 | Monthly System Peak Day | CAISO | 1-in-10 | 2029 | 4 | 601.2399 | 471.0972 | 9.2376 | 75.152 | 0
| Zone | Remainder of System | 9 | Monthly System Peak Day | CAISO | 1-in-10 | 2029 | 5 | 537.1584 | 419.8052 | 9.2329 | 74.7415 | 0
| Zone | Remainder of System | 9 | Monthly System Peak Day | CAISO | 1-in-10 | 2029 | 6 | 525.6219 | 421.1331 | 9.2244 | 74.3085 | 0
| Zone | Remainder of System | 9 | Monthly System Peak Day | CAISO | 1-in-10 | 2029 | 7 | 554.3285 | 440.394 | 9.2244 | 73.9662 | 0
| Zone | Remainder of System | 9 | Monthly System Peak Day | CAISO | 1-in-10 | 2029 | 8 | 527.8432 | 431.7921 | 9.1629 | 74.3479 | 0
| Zone | Remainder of System | 9 | Monthly System Peak Day | CAISO | 1-in-10 | 2029 | 9 | 484.338 | 459.3069 | 9.1437 | 75.8286 | 0
| Zone | Remainder of System | 9 | Monthly System Peak Day | CAISO | 1-in-10 | 2029 | 10 | 478.722 | 439.8693 | 9.1946 | 79.1 | 0
| Zone | Remainder of System | 9 | Monthly System Peak Day | CAISO | 1-in-10 | 2029 | 11 | 447.7829 | 409.4489 | 9.1554 | 83.6879 | 0
| Zone | Remainder of System | 9 | Monthly System Peak Day | CAISO | 1-in-10 | 2029 | 12 | 440.3222 | 405.9505 | 9.1167 | 88.1258 | 0
| Zone | Remainder of System | 9 | Monthly System Peak Day | CAISO | 1-in-10 | 2029 | 13 | 371.5721 | 349.26 | 9.1008 | 91.4561 | 0
| Zone | Remainder of System | 9 | Monthly System Peak Day | CAISO | 1-in-10 | 2029 | 14 | 333.5458 | 320.753 | 9.1348 | 93.3227 | 0
| Zone | Remainder of System | 9 | Monthly System Peak Day | CAISO | 1-in-10 | 2029 | 15 | 283.5321 | 281.8912 | 9.222 | 94.7455 | 0
| Zone | Remainder of System | 9 | Monthly System Peak Day | CAISO | 1-in-10 | 2029 | 16 | 253.0917 | 240.5667 | 9.2802 | 95.5636 | 0
| Zone | Remainder of System | 9 | Monthly System Peak Day | CAISO | 1-in-10 | 2029 | 17 | 258.7392 | 262.2141 | 10.2047 | 95.7667 | 0
| Zone | Remainder of System | 9 | Monthly System Peak Day | CAISO | 1-in-10 | 2029 | 18 | 229.2491 | 258.9471 | 10.1913 | 94.6182 | 0
| Zone | Remainder of System | 9 | Monthly System Peak Day | CAISO | 1-in-10 | 2029 | 19 | 229.7742 | 210.2243 | 9.6416 | 92.8864 | 0
| Zone | Remainder of System | 9 | Monthly System Peak Day | CAISO | 1-in-10 | 2029 | 20 | 226.6804 | 197.7749 | 8.9703 | 90.35 | 0
| Zone | Remainder of System | 9 | Monthly System Peak Day | CAISO | 1-in-10 | 2029 | 21 | 235.8932 | 216.3607 | 10.4129 | 87.2288 | 0
| Zone | Remainder of System | 9 | Monthly System Peak Day | CAISO | 1-in-10 | 2029 | 22 | 394.0898 | 354.8538 | 9.321 | 85.2576 | 0
| Zone | Remainder of System | 9 | Monthly System Peak Day | CAISO | 1-in-10 | 2029 | 23 | 407.7021 | 354.9203 | 9.172 | 83.9182 | 0
| Zone | Remainder of System | 9 | Monthly System Peak Day | CAISO | 1-in-10 | 2029 | 24 | 363.6053 | 331.1941 | 9.1791 | 82.4894 | 0
| Zone | Remainder of System | 10 | Average Weekday | CAISO | 1-in-10 | 2029 | 1 | 287.4886 | 298.0702 | 8.5684 | 66.821 | 0
| Zone | Remainder of System | 10 | Average Weekday | CAISO | 1-in-10 | 2029 | 2 | 281.2477 | 287.8479 | 8.4577 | 65.8764 | 0
| Zone | Remainder of System | 10 | Average Weekday | CAISO | 1-in-10 | 2029 | 3 | 433.5424 | 442.9621 | 8.4425 | 65.1487 | 0
| Zone | Remainder of System | 10 | Average Weekday | CAISO | 1-in-10 | 2029 | 4 | 598.9283 | 613.671 | 8.405 | 64.4441 | 0
| Zone | Remainder of System | 10 | Average Weekday | CAISO | 1-in-10 | 2029 | 5 | 584.9455 | 598.7762 | 8.4014 | 63.7957 | 0
| Zone | Remainder of System | 10 | Average Weekday | CAISO | 1-in-10 | 2029 | 6 | 581.9935 | 597.0878 | 8.351 | 63.2505 | 0
| Zone | Remainder of System | 10 | Average Weekday | CAISO | 1-in-10 | 2029 | 7 | 581.9979 | 581.5221 | 8.3367 | 62.7507 | 0
| Zone | Remainder of System | 10 | Average Weekday | CAISO | 1-in-10 | 2029 | 8 | 570.0421 | 574.3316 | 8.6405 | 62.4032 | 0
| Zone | Remainder of System | 10 | Average Weekday | CAISO | 1-in-10 | 2029 | 9 | 543.801 | 581.9772 | 9.068 | 62.8006 | 0
| Zone | Remainder of System | 10 | Average Weekday | CAISO | 1-in-10 | 2029 | 10 | 525.3577 | 542.9564 | 8.7873 | 65.6724 | 0
| Zone | Remainder of System | 10 | Average Weekday | CAISO | 1-in-10 | 2029 | 11 | 508.496 | 521.4899 | 9.0085 | 69.5905 | 0
| Zone | Remainder of System | 10 | Average Weekday | CAISO | 1-in-10 | 2029 | 12 | 497.2222 | 509.2876 | 9.2536 | 73.4477 | 0
| Zone | Remainder of System | 10 | Average Weekday | CAISO | 1-in-10 | 2029 | 13 | 399.6116 | 409.9933 | 9.4489 | 76.5732 | 0
| Zone | Remainder of System | 10 | Average Weekday | CAISO | 1-in-10 | 2029 | 14 | 350.3389 | 357.549 | 9.3118 | 78.6528 | 0
| Zone | Remainder of System | 10 | Average Weekday | CAISO | 1-in-10 | 2029 | 15 | 304.2017 | 310.9583 | 8.9178 | 79.9522 | 0
| Zone | Remainder of System | 10 | Average Weekday | CAISO | 1-in-10 | 2029 | 16 | 273.514 | 276.2103 | 8.4146 | 80.5984 | 0
| Zone | Remainder of System | 10 | Average Weekday | CAISO | 1-in-10 | 2029 | 17 | 270.7968 | 276.9865 | 8.2105 | 80.5533 | 0
| Zone | Remainder of System | 10 | Average Weekday | CAISO | 1-in-10 | 2029 | 18 | 252.191 | 258.8835 | 8.268 | 79.6615 | 0
| Zone | Remainder of System | 10 | Average Weekday | CAISO | 1-in-10 | 2029 | 19 | 266.9831 | 273.5996 | 8.6955 | 77.699 | 0
| Zone | Remainder of System | 10 | Average Weekday | CAISO | 1-in-10 | 2029 | 20 | 258.5403 | 262.0005 | 8.4002 | 74.602 | 0
| Zone | Remainder of System | 10 | Average Weekday | CAISO | 1-in-10 | 2029 | 21 | 246.3792 | 252.0281 | 8.1 | 72.2635 | 0
| Zone | Remainder of System | 10 | Average Weekday | CAISO | 1-in-10 | 2029 | 22 | 431.1266 | 448.9449 | 8.3328 | 70.5604 | 0
| Zone | Remainder of System | 10 | Average Weekday | CAISO | 1-in-10 | 2029 | 23 | 411.6711 | 432.2367 | 8.4864 | 69.1121 | 0
| Zone | Remainder of System | 10 | Average Weekday | CAISO | 1-in-10 | 2029 | 24 | 341.7032 | 365.1145 | 8.6667 | 67.8831 | 0
| Zone | Remainder of System | 10 | Monthly System Peak Day | CAISO | 1-in-10 | 2029 | 1 | 287.4886 | 307.8868 | 8.3972 | 76.9398 | 0
| Zone | Remainder of System | 10 | Monthly System Peak Day | CAISO | 1-in-10 | 2029 | 2 | 281.2477 | 293.1628 | 8.3417 | 75.4956 | 0
| Zone | Remainder of System | 10 | Monthly System Peak Day | CAISO | 1-in-10 | 2029 | 3 | 433.5424 | 447.9354 | 8.3353 | 74.3628 | 0
| Zone | Remainder of System | 10 | Monthly System Peak Day | CAISO | 1-in-10 | 2029 | 4 | 598.9283 | 615.3193 | 8.3223 | 73.3659 | 0
| Zone | Remainder of System | 10 | Monthly System Peak Day | CAISO | 1-in-10 | 2029 | 5 | 584.9455 | 603.9265 | 8.3163 | 72.7463 | 0
| Zone | Remainder of System | 10 | Monthly System Peak Day | CAISO | 1-in-10 | 2029 | 6 | 581.9935 | 595.7424 | 8.2937 | 72.5802 | 0
| Zone | Remainder of System | 10 | Monthly System Peak Day | CAISO | 1-in-10 | 2029 | 7 | 581.9979 | 575.7481 | 8.2817 | 71.903 | 0
| Zone | Remainder of System | 10 | Monthly System Peak Day | CAISO | 1-in-10 | 2029 | 8 | 570.0421 | 574.6367 | 8.4387 | 71.4577 | 0
| Zone | Remainder of System | 10 | Monthly System Peak Day | CAISO | 1-in-10 | 2029 | 9 | 543.801 | 593.7125 | 8.7362 | 71.9181 | 0
| Zone | Remainder of System | 10 | Monthly System Peak Day | CAISO | 1-in-10 | 2029 | 10 | 525.3577 | 549.8622 | 8.5233 | 75.8697 | 0
| Zone | Remainder of System | 10 | Monthly System Peak Day | CAISO | 1-in-10 | 2029 | 11 | 508.496 | 530.4914 | 8.665 | 79.7977 | 0
| Zone | Remainder of System | 10 | Monthly System Peak Day | CAISO | 1-in-10 | 2029 | 12 | 497.2222 | 522.6771 | 8.836 | 83.3609 | 0
| Zone | Remainder of System | 10 | Monthly System Peak Day | CAISO | 1-in-10 | 2029 | 13 | 399.6116 | 409.2244 | 8.983 | 86.4797 | 0
| Zone | Remainder of System | 10 | Monthly System Peak Day | CAISO | 1-in-10 | 2029 | 14 | 350.3389 | 356.2686 | 8.8875 | 88.2344 | 0
| Zone | Remainder of System | 10 | Monthly System Peak Day | CAISO | 1-in-10 | 2029 | 15 | 304.2017 | 311.3044 | 8.5988 | 89.0484 | 0
| Zone | Remainder of System | 10 | Monthly System Peak Day | CAISO | 1-in-10 | 2029 | 16 | 273.514 | 274.8653 | 8.2853 | 89.7625 | 0
| Zone | Remainder of System | 10 | Monthly System Peak Day | CAISO | 1-in-10 | 2029 | 17 | 270.7968 | 276.946 | 8.1566 | 89.2516 | 0
| Zone | Remainder of System | 10 | Monthly System Peak Day | CAISO | 1-in-10 | 2029 | 18 | 252.191 | 258.6712 | 8.1529 | 88.1547 | 0
| Zone | Remainder of System | 10 | Monthly System Peak Day | CAISO | 1-in-10 | 2029 | 19 | 266.9831 | 272.6812 | 8.6546 | 85.0234 | 0
| Zone | Remainder of System | 10 | Monthly System Peak Day | CAISO | 1-in-10 | 2029 | 20 | 258.5403 | 262.5785 | 8.3997 | 81.3875 | 0
| Zone | Remainder of System | 10 | Monthly System Peak Day | CAISO | 1-in-10 | 2029 | 21 | 246.3792 | 254.6153 | 8.3412 | 78.1727 | 0
| Zone | Remainder of System | 10 | Monthly System Peak Day | CAISO | 1-in-10 | 2029 | 22 | 431.1266 | 448.8962 | 8.2612 | 76.3627 | 0
| Zone | Remainder of System | 10 | Monthly System Peak Day | CAISO | 1-in-10 | 2029 | 23 | 411.6711 | 435.5899 | 8.3497 | 75.0878 | 0
| Zone | Remainder of System | 10 | Monthly System Peak Day | CAISO | 1-in-10 | 2029 | 24 | 341.7032 | 379.3645 | 8.4593 | 73.8925 | 0
| Zone | Remainder of System | 11 | Average Weekday | CAISO | 1-in-10 | 2029 | 1 | 270.3867 | 277.0482 | 8.4505 | 56.059 | 0
| Zone | Remainder of System | 11 | Average Weekday | CAISO | 1-in-10 | 2029 | 2 | 269.2663 | 275.5641 | 8.4691 | 55.0971 | 0
| Zone | Remainder of System | 11 | Average Weekday | CAISO | 1-in-10 | 2029 | 3 | 416.1692 | 426.7738 | 8.4441 | 54.1595 | 0
| Zone | Remainder of System | 11 | Average Weekday | CAISO | 1-in-10 | 2029 | 4 | 592.3547 | 609.789 | 8.4557 | 53.2044 | 0
| Zone | Remainder of System | 11 | Average Weekday | CAISO | 1-in-10 | 2029 | 5 | 558.017 | 583.7545 | 8.4291 | 52.3654 | 0
| Zone | Remainder of System | 11 | Average Weekday | CAISO | 1-in-10 | 2029 | 6 | 546.1402 | 573.7311 | 8.4351 | 51.8116 | 0
| Zone | Remainder of System | 11 | Average Weekday | CAISO | 1-in-10 | 2029 | 7 | 554.5089 | 551.6879 | 8.6238 | 51.3221 | 0
| Zone | Remainder of System | 11 | Average Weekday | CAISO | 1-in-10 | 2029 | 8 | 532.5229 | 536.8492 | 8.9278 | 51.0234 | 0
| Zone | Remainder of System | 11 | Average Weekday | CAISO | 1-in-10 | 2029 | 9 | 517.8015 | 545.0961 | 8.6132 | 52.5111 | 0
| Zone | Remainder of System | 11 | Average Weekday | CAISO | 1-in-10 | 2029 | 10 | 495.3332 | 507.703 | 8.9092 | 56.466 | 0
| Zone | Remainder of System | 11 | Average Weekday | CAISO | 1-in-10 | 2029 | 11 | 468.5759 | 476.6921 | 9.1 | 61.1659 | 0
| Zone | Remainder of System | 11 | Average Weekday | CAISO | 1-in-10 | 2029 | 12 | 462.1137 | 469.5219 | 9.1968 | 65.0488 | 0
| Zone | Remainder of System | 11 | Average Weekday | CAISO | 1-in-10 | 2029 | 13 | 373.3387 | 384.5231 | 8.9769 | 67.8408 | 0
| Zone | Remainder of System | 11 | Average Weekday | CAISO | 1-in-10 | 2029 | 14 | 340.9085 | 348.6004 | 8.7133 | 69.5124 | 0
| Zone | Remainder of System | 11 | Average Weekday | CAISO | 1-in-10 | 2029 | 15 | 287.8794 | 297.3486 | 8.3948 | 70.4672 | 0
| Zone | Remainder of System | 11 | Average Weekday | CAISO | 1-in-10 | 2029 | 16 | 260.1479 | 262.7102 | 8.4772 | 70.7027 | 0
| Zone | Remainder of System | 11 | Average Weekday | CAISO | 1-in-10 | 2029 | 17 | 264.9772 | 270.5411 | 8.2922 | 69.9819 | 0
| Zone | Remainder of System | 11 | Average Weekday | CAISO | 1-in-10 | 2029 | 18 | 247.1483 | 253.2816 | 8.4617 | 67.953 | 0
| Zone | Remainder of System | 11 | Average Weekday | CAISO | 1-in-10 | 2029 | 19 | 263.906 | 268.233 | 8.4173 | 65.3114 | 0
| Zone | Remainder of System | 11 | Average Weekday | CAISO | 1-in-10 | 2029 | 20 | 248.6349 | 309.6018 | 10.4857 | 63.0346 | 0
| Zone | Remainder of System | 11 | Average Weekday | CAISO | 1-in-10 | 2029 | 21 | 235.4245 | 241.6935 | 8.0681 | 61.213 | 0
| Zone | Remainder of System | 11 | Average Weekday | CAISO | 1-in-10 | 2029 | 22 | 412.9509 | 428.886 | 8.4169 | 59.5838 | 0
| Zone | Remainder of System | 11 | Average Weekday | CAISO | 1-in-10 | 2029 | 23 | 393.8789 | 408.9731 | 8.5826 | 58.2328 | 0
| Zone | Remainder of System | 11 | Average Weekday | CAISO | 1-in-10 | 2029 | 24 | 322.3439 | 335.0789 | 8.5069 | 57.0822 | 0
| Zone | Remainder of System | 11 | Monthly System Peak Day | CAISO | 1-in-10 | 2029 | 1 | 270.3867 | 282.1136 | 8.3684 | 69.4034 | 0
| Zone | Remainder of System | 11 | Monthly System Peak Day | CAISO | 1-in-10 | 2029 | 2 | 269.2663 | 279.4599 | 8.3903 | 68.1516 | 0
| Zone | Remainder of System | 11 | Monthly System Peak Day | CAISO | 1-in-10 | 2029 | 3 | 416.1692 | 430.2545 | 8.3779 | 67.393 | 0
| Zone | Remainder of System | 11 | Monthly System Peak Day | CAISO | 1-in-10 | 2029 | 4 | 592.3547 | 613.5235 | 8.3877 | 66.0125 | 0
| Zone | Remainder of System | 11 | Monthly System Peak Day | CAISO | 1-in-10 | 2029 | 5 | 558.017 | 587.468 | 8.3786 | 65.1814 | 0
| Zone | Remainder of System | 11 | Monthly System Peak Day | CAISO | 1-in-10 | 2029 | 6 | 546.1402 | 574.7958 | 8.3851 | 64.2144 | 0
| Zone | Remainder of System | 11 | Monthly System Peak Day | CAISO | 1-in-10 | 2029 | 7 | 554.5089 | 540.07 | 8.5377 | 63.6647 | 0
| Zone | Remainder of System | 11 | Monthly System Peak Day | CAISO | 1-in-10 | 2029 | 8 | 532.5229 | 542.2956 | 8.9253 | 63.8962 | 0
| Zone | Remainder of System | 11 | Monthly System Peak Day | CAISO | 1-in-10 | 2029 | 9 | 517.8015 | 553.5153 | 8.5293 | 65.4002 | 0
| Zone | Remainder of System | 11 | Monthly System Peak Day | CAISO | 1-in-10 | 2029 | 10 | 495.3332 | 517.8928 | 8.8975 | 69.6937 | 0
| Zone | Remainder of System | 11 | Monthly System Peak Day | CAISO | 1-in-10 | 2029 | 11 | 468.5759 | 490.1057 | 9.1803 | 76.562 | 0
| Zone | Remainder of System | 11 | Monthly System Peak Day | CAISO | 1-in-10 | 2029 | 12 | 462.1137 | 485.1205 | 9.3414 | 82.3128 | 0
| Zone | Remainder of System | 11 | Monthly System Peak Day | CAISO | 1-in-10 | 2029 | 13 | 373.3387 | 384.719 | 9.0201 | 85.9891 | 0
| Zone | Remainder of System | 11 | Monthly System Peak Day | CAISO | 1-in-10 | 2029 | 14 | 340.9085 | 347.2686 | 8.6506 | 87.9797 | 0
| Zone | Remainder of System | 11 | Monthly System Peak Day | CAISO | 1-in-10 | 2029 | 15 | 287.8794 | 297.4046 | 8.3046 | 88.7703 | 0
| Zone | Remainder of System | 11 | Monthly System Peak Day | CAISO | 1-in-10 | 2029 | 16 | 260.1479 | 261.5596 | 8.3881 | 89.0578 | 0
| Zone | Remainder of System | 11 | Monthly System Peak Day | CAISO | 1-in-10 | 2029 | 17 | 264.9772 | 272.4913 | 8.2051 | 88.5875 | 0
| Zone | Remainder of System | 11 | Monthly System Peak Day | CAISO | 1-in-10 | 2029 | 18 | 247.1483 | 255.8552 | 8.3684 | 86.8453 | 0
| Zone | Remainder of System | 11 | Monthly System Peak Day | CAISO | 1-in-10 | 2029 | 19 | 263.906 | 269.3774 | 8.4163 | 83.7578 | 0
| Zone | Remainder of System | 11 | Monthly System Peak Day | CAISO | 1-in-10 | 2029 | 20 | 248.6349 | 356.8481 | 17.1609 | 79.8594 | 0
| Zone | Remainder of System | 11 | Monthly System Peak Day | CAISO | 1-in-10 | 2029 | 21 | 235.4245 | 243.983 | 8.3746 | 76.3664 | 0
| Zone | Remainder of System | 11 | Monthly System Peak Day | CAISO | 1-in-10 | 2029 | 22 | 412.9509 | 430.257 | 8.3391 | 73.8492 | 0
| Zone | Remainder of System | 11 | Monthly System Peak Day | CAISO | 1-in-10 | 2029 | 23 | 393.8789 | 414.7711 | 8.4945 | 71.6486 | 0
| Zone | Remainder of System | 11 | Monthly System Peak Day | CAISO | 1-in-10 | 2029 | 24 | 322.3439 | 344.9121 | 8.4129 | 70.3994 | 0
| Zone | Remainder of System | 12 | Average Weekday | CAISO | 1-in-10 | 2029 | 1 | 255.3582 | 262.4161 | 8.3119 | 50.4524 | 0
| Zone | Remainder of System | 12 | Average Weekday | CAISO | 1-in-10 | 2029 | 2 | 251.3397 | 258.0338 | 8.3379 | 49.6307 | 0
| Zone | Remainder of System | 12 | Average Weekday | CAISO | 1-in-10 | 2029 | 3 | 392.6258 | 404.8708 | 8.3436 | 48.8824 | 0
| Zone | Remainder of System | 12 | Average Weekday | CAISO | 1-in-10 | 2029 | 4 | 567.9702 | 587.3993 | 8.3502 | 48.0839 | 0
| Zone | Remainder of System | 12 | Average Weekday | CAISO | 1-in-10 | 2029 | 5 | 537.9013 | 566.7546 | 8.3538 | 47.4648 | 0
| Zone | Remainder of System | 12 | Average Weekday | CAISO | 1-in-10 | 2029 | 6 | 514.8266 | 547.1093 | 8.359 | 46.8946 | 0
| Zone | Remainder of System | 12 | Average Weekday | CAISO | 1-in-10 | 2029 | 7 | 508.9103 | 507.7572 | 8.32 | 46.4436 | 0
| Zone | Remainder of System | 12 | Average Weekday | CAISO | 1-in-10 | 2029 | 8 | 499.946 | 506.8013 | 8.2716 | 46.3279 | 0
| Zone | Remainder of System | 12 | Average Weekday | CAISO | 1-in-10 | 2029 | 9 | 480.9021 | 509.0697 | 8.2232 | 46.9814 | 0
| Zone | Remainder of System | 12 | Average Weekday | CAISO | 1-in-10 | 2029 | 10 | 451.3977 | 467.9196 | 8.2504 | 49.9135 | 0
| Zone | Remainder of System | 12 | Average Weekday | CAISO | 1-in-10 | 2029 | 11 | 426.5009 | 436.5506 | 8.2078 | 53.6874 | 0
| Zone | Remainder of System | 12 | Average Weekday | CAISO | 1-in-10 | 2029 | 12 | 418.9311 | 425.9503 | 8.1684 | 57.1456 | 0
| Zone | Remainder of System | 12 | Average Weekday | CAISO | 1-in-10 | 2029 | 13 | 339.4857 | 350.2603 | 8.1587 | 59.6607 | 0
| Zone | Remainder of System | 12 | Average Weekday | CAISO | 1-in-10 | 2029 | 14 | 309.5605 | 318.0867 | 8.1922 | 61.3133 | 0
| Zone | Remainder of System | 12 | Average Weekday | CAISO | 1-in-10 | 2029 | 15 | 270.8206 | 279.5532 | 8.2476 | 62.1542 | 0
| Zone | Remainder of System | 12 | Average Weekday | CAISO | 1-in-10 | 2029 | 16 | 237.929 | 240.4275 | 8.3062 | 62.3151 | 0
| Zone | Remainder of System | 12 | Average Weekday | CAISO | 1-in-10 | 2029 | 17 | 243.7946 | 250.3362 | 8.1715 | 61.6977 | 0
| Zone | Remainder of System | 12 | Average Weekday | CAISO | 1-in-10 | 2029 | 18 | 228.1527 | 234.0471 | 8.1503 | 59.7727 | 0
| Zone | Remainder of System | 12 | Average Weekday | CAISO | 1-in-10 | 2029 | 19 | 246.1476 | 250.4662 | 8.4168 | 57.5166 | 0
| Zone | Remainder of System | 12 | Average Weekday | CAISO | 1-in-10 | 2029 | 20 | 238.3062 | 300.0706 | 8.4325 | 55.8063 | 0
| Zone | Remainder of System | 12 | Average Weekday | CAISO | 1-in-10 | 2029 | 21 | 225.3033 | 231.9975 | 8.0679 | 54.4022 | 0
| Zone | Remainder of System | 12 | Average Weekday | CAISO | 1-in-10 | 2029 | 22 | 400.367 | 415.9741 | 8.2548 | 53.1733 | 0
| Zone | Remainder of System | 12 | Average Weekday | CAISO | 1-in-10 | 2029 | 23 | 382.8097 | 397.5055 | 8.2803 | 52.0782 | 0
| Zone | Remainder of System | 12 | Average Weekday | CAISO | 1-in-10 | 2029 | 24 | 312.2825 | 325.8391 | 8.2836 | 51.1639 | 0
| Zone | Remainder of System | 12 | Monthly System Peak Day | CAISO | 1-in-10 | 2029 | 1 | 255.3582 | 262.4161 | 8.3119 | 42.5695 | 0
| Zone | Remainder of System | 12 | Monthly System Peak Day | CAISO | 1-in-10 | 2029 | 2 | 251.3397 | 258.0338 | 8.3379 | 41.708 | 0
| Zone | Remainder of System | 12 | Monthly System Peak Day | CAISO | 1-in-10 | 2029 | 3 | 392.6258 | 404.8708 | 8.3436 | 40.6634 | 0
| Zone | Remainder of System | 12 | Monthly System Peak Day | CAISO | 1-in-10 | 2029 | 4 | 567.9702 | 587.3993 | 8.3502 | 39.7536 | 0
| Zone | Remainder of System | 12 | Monthly System Peak Day | CAISO | 1-in-10 | 2029 | 5 | 537.9013 | 566.7546 | 8.3538 | 38.8297 | 0
| Zone | Remainder of System | 12 | Monthly System Peak Day | CAISO | 1-in-10 | 2029 | 6 | 514.8266 | 547.1093 | 8.359 | 37.7472 | 0
| Zone | Remainder of System | 12 | Monthly System Peak Day | CAISO | 1-in-10 | 2029 | 7 | 508.9103 | 507.7572 | 8.32 | 36.5995 | 0
| Zone | Remainder of System | 12 | Monthly System Peak Day | CAISO | 1-in-10 | 2029 | 8 | 499.946 | 506.8013 | 8.2716 | 36.6103 | 0
| Zone | Remainder of System | 12 | Monthly System Peak Day | CAISO | 1-in-10 | 2029 | 9 | 480.9021 | 509.0697 | 8.2232 | 37.7047 | 0
| Zone | Remainder of System | 12 | Monthly System Peak Day | CAISO | 1-in-10 | 2029 | 10 | 451.3977 | 467.9196 | 8.2504 | 41.4383 | 0
| Zone | Remainder of System | 12 | Monthly System Peak Day | CAISO | 1-in-10 | 2029 | 11 | 426.5009 | 436.5506 | 8.2078 | 45.7698 | 0
| Zone | Remainder of System | 12 | Monthly System Peak Day | CAISO | 1-in-10 | 2029 | 12 | 418.9311 | 425.9503 | 8.1684 | 48.8809 | 0
| Zone | Remainder of System | 12 | Monthly System Peak Day | CAISO | 1-in-10 | 2029 | 13 | 339.4857 | 350.2603 | 8.1587 | 50.4759 | 0
| Zone | Remainder of System | 12 | Monthly System Peak Day | CAISO | 1-in-10 | 2029 | 14 | 309.5605 | 318.0867 | 8.1922 | 51.6747 | 0
| Zone | Remainder of System | 12 | Monthly System Peak Day | CAISO | 1-in-10 | 2029 | 15 | 270.8206 | 279.5532 | 8.2476 | 52.7272 | 0
| Zone | Remainder of System | 12 | Monthly System Peak Day | CAISO | 1-in-10 | 2029 | 16 | 237.929 | 240.4275 | 8.3062 | 53.1839 | 0
| Zone | Remainder of System | 12 | Monthly System Peak Day | CAISO | 1-in-10 | 2029 | 17 | 243.7946 | 250.3362 | 8.1715 | 52.9211 | 0
| Zone | Remainder of System | 12 | Monthly System Peak Day | CAISO | 1-in-10 | 2029 | 18 | 228.1527 | 234.0471 | 8.1503 | 51.1658 | 0
| Zone | Remainder of System | 12 | Monthly System Peak Day | CAISO | 1-in-10 | 2029 | 19 | 246.1476 | 250.4662 | 8.4168 | 49.0081 | 0
| Zone | Remainder of System | 12 | Monthly System Peak Day | CAISO | 1-in-10 | 2029 | 20 | 238.3062 | 300.0706 | 8.4325 | 47.4864 | 0
| Zone | Remainder of System | 12 | Monthly System Peak Day | CAISO | 1-in-10 | 2029 | 21 | 225.3033 | 231.9975 | 8.0679 | 46.0752 | 0
| Zone | Remainder of System | 12 | Monthly System Peak Day | CAISO | 1-in-10 | 2029 | 22 | 400.367 | 415.9741 | 8.2548 | 44.3067 | 0
| Zone | Remainder of System | 12 | Monthly System Peak Day | CAISO | 1-in-10 | 2029 | 23 | 382.8097 | 397.5055 | 8.2803 | 43.3595 | 0
| Zone | Remainder of System | 12 | Monthly System Peak Day | CAISO | 1-in-10 | 2029 | 24 | 312.2825 | 325.8391 | 8.2836 | 42.7814 | 0
| Zone | Remainder of System | 1 | Average Weekday | CAISO | 1-in-10 | 2030 | 1 | 264.1926 | 270.5386 | 8.3109 | 48.5418 | 0
| Zone | Remainder of System | 1 | Average Weekday | CAISO | 1-in-10 | 2030 | 2 | 261.9391 | 269.1979 | 8.3367 | 47.7538 | 0
| Zone | Remainder of System | 1 | Average Weekday | CAISO | 1-in-10 | 2030 | 3 | 405.8077 | 417.571 | 8.3423 | 47.1481 | 0
| Zone | Remainder of System | 1 | Average Weekday | CAISO | 1-in-10 | 2030 | 4 | 577.1749 | 595.5356 | 8.3489 | 46.4563 | 0
| Zone | Remainder of System | 1 | Average Weekday | CAISO | 1-in-10 | 2030 | 5 | 549.2388 | 577.2167 | 8.3525 | 45.7587 | 0
| Zone | Remainder of System | 1 | Average Weekday | CAISO | 1-in-10 | 2030 | 6 | 535.5985 | 566.7819 | 8.3578 | 45.1036 | 0
| Zone | Remainder of System | 1 | Average Weekday | CAISO | 1-in-10 | 2030 | 7 | 542.4164 | 540.2834 | 8.3189 | 44.5655 | 0
| Zone | Remainder of System | 1 | Average Weekday | CAISO | 1-in-10 | 2030 | 8 | 533.6921 | 539.4738 | 8.2708 | 44.3307 | 0
| Zone | Remainder of System | 1 | Average Weekday | CAISO | 1-in-10 | 2030 | 9 | 501.8633 | 527.5395 | 8.2228 | 44.8068 | 0
| Zone | Remainder of System | 1 | Average Weekday | CAISO | 1-in-10 | 2030 | 10 | 483.8068 | 496.965 | 8.2496 | 47.5928 | 0
| Zone | Remainder of System | 1 | Average Weekday | CAISO | 1-in-10 | 2030 | 11 | 455.0903 | 463.4632 | 8.2074 | 51.3252 | 0
| Zone | Remainder of System | 1 | Average Weekday | CAISO | 1-in-10 | 2030 | 12 | 450.1108 | 457.2086 | 8.1685 | 54.7156 | 0
| Zone | Remainder of System | 1 | Average Weekday | CAISO | 1-in-10 | 2030 | 13 | 378.0801 | 388.8718 | 8.1589 | 57.1933 | 0
| Zone | Remainder of System | 1 | Average Weekday | CAISO | 1-in-10 | 2030 | 14 | 342.8802 | 350.5697 | 8.192 | 58.7299 | 0
| Zone | Remainder of System | 1 | Average Weekday | CAISO | 1-in-10 | 2030 | 15 | 297.3344 | 305.1124 | 8.2469 | 59.7358 | 0
| Zone | Remainder of System | 1 | Average Weekday | CAISO | 1-in-10 | 2030 | 16 | 264.3821 | 266.6237 | 8.3051 | 60.1875 | 0
| Zone | Remainder of System | 1 | Average Weekday | CAISO | 1-in-10 | 2030 | 17 | 267.7328 | 274.1133 | 8.1775 | 59.7999 | 0
| Zone | Remainder of System | 1 | Average Weekday | CAISO | 1-in-10 | 2030 | 18 | 248.8656 | 254.9338 | 8.1563 | 58.3041 | 0
| Zone | Remainder of System | 1 | Average Weekday | CAISO | 1-in-10 | 2030 | 19 | 262.5396 | 266.9221 | 8.4194 | 55.9215 | 0
| Zone | Remainder of System | 1 | Average Weekday | CAISO | 1-in-10 | 2030 | 20 | 252.9236 | 314.7278 | 8.4344 | 54.1041 | 0
| Zone | Remainder of System | 1 | Average Weekday | CAISO | 1-in-10 | 2030 | 21 | 235.8441 | 242.296 | 8.0724 | 52.7602 | 0
| Zone | Remainder of System | 1 | Average Weekday | CAISO | 1-in-10 | 2030 | 22 | 410.3482 | 426.2179 | 8.2537 | 51.5587 | 0
| Zone | Remainder of System | 1 | Average Weekday | CAISO | 1-in-10 | 2030 | 23 | 397.6297 | 412.4001 | 8.2795 | 50.4809 | 0
| Zone | Remainder of System | 1 | Average Weekday | CAISO | 1-in-10 | 2030 | 24 | 328.1725 | 340.5688 | 8.2827 | 49.576 | 0
| Zone | Remainder of System | 1 | Monthly System Peak Day | CAISO | 1-in-10 | 2030 | 1 | 264.1926 | 270.5386 | 8.3109 | 42.8934 | 0
| Zone | Remainder of System | 1 | Monthly System Peak Day | CAISO | 1-in-10 | 2030 | 2 | 261.9391 | 269.1979 | 8.3367 | 42.5892 | 0
| Zone | Remainder of System | 1 | Monthly System Peak Day | CAISO | 1-in-10 | 2030 | 3 | 405.8077 | 417.571 | 8.3423 | 42.6298 | 0
| Zone | Remainder of System | 1 | Monthly System Peak Day | CAISO | 1-in-10 | 2030 | 4 | 577.1749 | 595.5356 | 8.3489 | 42.2222 | 0
| Zone | Remainder of System | 1 | Monthly System Peak Day | CAISO | 1-in-10 | 2030 | 5 | 549.2388 | 577.2167 | 8.3525 | 42.1184 | 0
| Zone | Remainder of System | 1 | Monthly System Peak Day | CAISO | 1-in-10 | 2030 | 6 | 535.5985 | 566.7819 | 8.3578 | 41.1072 | 0
| Zone | Remainder of System | 1 | Monthly System Peak Day | CAISO | 1-in-10 | 2030 | 7 | 542.4164 | 540.2834 | 8.3189 | 40.9603 | 0
| Zone | Remainder of System | 1 | Monthly System Peak Day | CAISO | 1-in-10 | 2030 | 8 | 533.6921 | 539.4738 | 8.2708 | 40.0328 | 0
| Zone | Remainder of System | 1 | Monthly System Peak Day | CAISO | 1-in-10 | 2030 | 9 | 501.8633 | 527.5395 | 8.2228 | 39.5062 | 0
| Zone | Remainder of System | 1 | Monthly System Peak Day | CAISO | 1-in-10 | 2030 | 10 | 483.8068 | 496.965 | 8.2496 | 41.8467 | 0
| Zone | Remainder of System | 1 | Monthly System Peak Day | CAISO | 1-in-10 | 2030 | 11 | 455.0903 | 463.4632 | 8.2074 | 44.5803 | 0
| Zone | Remainder of System | 1 | Monthly System Peak Day | CAISO | 1-in-10 | 2030 | 12 | 450.1108 | 457.2086 | 8.1685 | 46.5347 | 0
| Zone | Remainder of System | 1 | Monthly System Peak Day | CAISO | 1-in-10 | 2030 | 13 | 378.0801 | 388.8718 | 8.1589 | 47.7191 | 0
| Zone | Remainder of System | 1 | Monthly System Peak Day | CAISO | 1-in-10 | 2030 | 14 | 342.8802 | 350.5697 | 8.192 | 47.7652 | 0
| Zone | Remainder of System | 1 | Monthly System Peak Day | CAISO | 1-in-10 | 2030 | 15 | 297.3344 | 305.1124 | 8.2469 | 48.745 | 0
| Zone | Remainder of System | 1 | Monthly System Peak Day | CAISO | 1-in-10 | 2030 | 16 | 264.3821 | 266.6237 | 8.3051 | 49.632 | 0
| Zone | Remainder of System | 1 | Monthly System Peak Day | CAISO | 1-in-10 | 2030 | 17 | 267.7328 | 274.1133 | 8.1775 | 49.8894 | 0
| Zone | Remainder of System | 1 | Monthly System Peak Day | CAISO | 1-in-10 | 2030 | 18 | 248.8656 | 254.9338 | 8.1563 | 48.9595 | 0
| Zone | Remainder of System | 1 | Monthly System Peak Day | CAISO | 1-in-10 | 2030 | 19 | 262.5396 | 266.9221 | 8.4194 | 47.0345 | 0
| Zone | Remainder of System | 1 | Monthly System Peak Day | CAISO | 1-in-10 | 2030 | 20 | 252.9236 | 314.7278 | 8.4344 | 45.7869 | 0
| Zone | Remainder of System | 1 | Monthly System Peak Day | CAISO | 1-in-10 | 2030 | 21 | 235.8441 | 242.296 | 8.0724 | 44.3828 | 0
| Zone | Remainder of System | 1 | Monthly System Peak Day | CAISO | 1-in-10 | 2030 | 22 | 410.3482 | 426.2179 | 8.2537 | 43.4539 | 0
| Zone | Remainder of System | 1 | Monthly System Peak Day | CAISO | 1-in-10 | 2030 | 23 | 397.6297 | 412.4001 | 8.2795 | 42.4061 | 0
| Zone | Remainder of System | 1 | Monthly System Peak Day | CAISO | 1-in-10 | 2030 | 24 | 328.1725 | 340.5688 | 8.2827 | 41.5072 | 0
| Zone | Remainder of System | 2 | Average Weekday | CAISO | 1-in-10 | 2030 | 1 | 264.2442 | 271.4072 | 8.3675 | 48.459 | 0
| Zone | Remainder of System | 2 | Average Weekday | CAISO | 1-in-10 | 2030 | 2 | 258.6002 | 266.7448 | 8.399 | 47.5419 | 0
| Zone | Remainder of System | 2 | Average Weekday | CAISO | 1-in-10 | 2030 | 3 | 398.8732 | 412.0676 | 8.4056 | 46.6419 | 0
| Zone | Remainder of System | 2 | Average Weekday | CAISO | 1-in-10 | 2030 | 4 | 566.4818 | 587.6706 | 8.4135 | 45.8387 | 0
| Zone | Remainder of System | 2 | Average Weekday | CAISO | 1-in-10 | 2030 | 5 | 546.8422 | 577.8135 | 8.4169 | 45.2517 | 0
| Zone | Remainder of System | 2 | Average Weekday | CAISO | 1-in-10 | 2030 | 6 | 537.3634 | 570.5076 | 8.4216 | 44.686 | 0
| Zone | Remainder of System | 2 | Average Weekday | CAISO | 1-in-10 | 2030 | 7 | 530.148 | 529.48 | 8.3742 | 44.3074 | 0
| Zone | Remainder of System | 2 | Average Weekday | CAISO | 1-in-10 | 2030 | 8 | 520.3227 | 526.5447 | 8.317 | 44.0731 | 0
| Zone | Remainder of System | 2 | Average Weekday | CAISO | 1-in-10 | 2030 | 9 | 500.7582 | 526.8469 | 8.2588 | 45.55 | 0
| Zone | Remainder of System | 2 | Average Weekday | CAISO | 1-in-10 | 2030 | 10 | 478.5015 | 491.0291 | 8.2937 | 49.0257 | 0
| Zone | Remainder of System | 2 | Average Weekday | CAISO | 1-in-10 | 2030 | 11 | 454.2722 | 462.8787 | 8.2403 | 52.9099 | 0
| Zone | Remainder of System | 2 | Average Weekday | CAISO | 1-in-10 | 2030 | 12 | 449.1007 | 456.8794 | 8.1896 | 56.1067 | 0
| Zone | Remainder of System | 2 | Average Weekday | CAISO | 1-in-10 | 2030 | 13 | 372.8233 | 384.6613 | 8.1761 | 58.3854 | 0
| Zone | Remainder of System | 2 | Average Weekday | CAISO | 1-in-10 | 2030 | 14 | 334.6043 | 342.9187 | 8.2194 | 59.7708 | 0
| Zone | Remainder of System | 2 | Average Weekday | CAISO | 1-in-10 | 2030 | 15 | 283.7617 | 293.844 | 8.2892 | 60.7058 | 0
| Zone | Remainder of System | 2 | Average Weekday | CAISO | 1-in-10 | 2030 | 16 | 254.0011 | 257.8298 | 8.361 | 61.1002 | 0
| Zone | Remainder of System | 2 | Average Weekday | CAISO | 1-in-10 | 2030 | 17 | 246.5116 | 251.6515 | 8.2099 | 60.7203 | 0
| Zone | Remainder of System | 2 | Average Weekday | CAISO | 1-in-10 | 2030 | 18 | 233.1598 | 238.3198 | 8.1823 | 59.46 | 0
| Zone | Remainder of System | 2 | Average Weekday | CAISO | 1-in-10 | 2030 | 19 | 254.9844 | 259.448 | 8.4194 | 57.2102 | 0
| Zone | Remainder of System | 2 | Average Weekday | CAISO | 1-in-10 | 2030 | 20 | 246.1019 | 306.0265 | 8.4379 | 55.0534 | 0
| Zone | Remainder of System | 2 | Average Weekday | CAISO | 1-in-10 | 2030 | 21 | 224.3151 | 230.5052 | 8.0467 | 53.325 | 0
| Zone | Remainder of System | 2 | Average Weekday | CAISO | 1-in-10 | 2030 | 22 | 395.3053 | 411.0224 | 8.2945 | 52.0124 | 0
| Zone | Remainder of System | 2 | Average Weekday | CAISO | 1-in-10 | 2030 | 23 | 380.9196 | 396.0893 | 8.3285 | 50.8797 | 0
| Zone | Remainder of System | 2 | Average Weekday | CAISO | 1-in-10 | 2030 | 24 | 321.1617 | 334.8256 | 8.3327 | 49.8149 | 0
| Zone | Remainder of System | 2 | Monthly System Peak Day | CAISO | 1-in-10 | 2030 | 1 | 264.2442 | 271.4072 | 8.3675 | 49.3947 | 0
| Zone | Remainder of System | 2 | Monthly System Peak Day | CAISO | 1-in-10 | 2030 | 2 | 258.6002 | 266.7448 | 8.399 | 49.177 | 0
| Zone | Remainder of System | 2 | Monthly System Peak Day | CAISO | 1-in-10 | 2030 | 3 | 398.8732 | 412.0676 | 8.4056 | 48.9855 | 0
| Zone | Remainder of System | 2 | Monthly System Peak Day | CAISO | 1-in-10 | 2030 | 4 | 566.4818 | 587.6706 | 8.4135 | 49.4251 | 0
| Zone | Remainder of System | 2 | Monthly System Peak Day | CAISO | 1-in-10 | 2030 | 5 | 546.8422 | 577.8135 | 8.4169 | 49.1723 | 0
| Zone | Remainder of System | 2 | Monthly System Peak Day | CAISO | 1-in-10 | 2030 | 6 | 537.3634 | 570.5076 | 8.4216 | 48.6181 | 0
| Zone | Remainder of System | 2 | Monthly System Peak Day | CAISO | 1-in-10 | 2030 | 7 | 530.148 | 529.48 | 8.3742 | 48.1661 | 0
| Zone | Remainder of System | 2 | Monthly System Peak Day | CAISO | 1-in-10 | 2030 | 8 | 520.3227 | 526.5447 | 8.317 | 48.0934 | 0
| Zone | Remainder of System | 2 | Monthly System Peak Day | CAISO | 1-in-10 | 2030 | 9 | 500.7582 | 526.8469 | 8.2588 | 48.2762 | 0
| Zone | Remainder of System | 2 | Monthly System Peak Day | CAISO | 1-in-10 | 2030 | 10 | 478.5015 | 491.0291 | 8.2937 | 49.295 | 0
| Zone | Remainder of System | 2 | Monthly System Peak Day | CAISO | 1-in-10 | 2030 | 11 | 454.2722 | 462.8787 | 8.2403 | 50.3528 | 0
| Zone | Remainder of System | 2 | Monthly System Peak Day | CAISO | 1-in-10 | 2030 | 12 | 449.1007 | 456.8794 | 8.1896 | 51.499 | 0
| Zone | Remainder of System | 2 | Monthly System Peak Day | CAISO | 1-in-10 | 2030 | 13 | 372.8233 | 384.6613 | 8.1761 | 52.9288 | 0
| Zone | Remainder of System | 2 | Monthly System Peak Day | CAISO | 1-in-10 | 2030 | 14 | 334.6043 | 342.9187 | 8.2194 | 54.0821 | 0
| Zone | Remainder of System | 2 | Monthly System Peak Day | CAISO | 1-in-10 | 2030 | 15 | 283.7617 | 293.844 | 8.2892 | 54.6582 | 0
| Zone | Remainder of System | 2 | Monthly System Peak Day | CAISO | 1-in-10 | 2030 | 16 | 254.0011 | 257.8298 | 8.361 | 54.7659 | 0
| Zone | Remainder of System | 2 | Monthly System Peak Day | CAISO | 1-in-10 | 2030 | 17 | 246.5116 | 251.6515 | 8.2099 | 56.1957 | 0
| Zone | Remainder of System | 2 | Monthly System Peak Day | CAISO | 1-in-10 | 2030 | 18 | 233.1598 | 238.3198 | 8.1823 | 54.984 | 0
| Zone | Remainder of System | 2 | Monthly System Peak Day | CAISO | 1-in-10 | 2030 | 19 | 254.9844 | 259.448 | 8.4194 | 53.8312 | 0
| Zone | Remainder of System | 2 | Monthly System Peak Day | CAISO | 1-in-10 | 2030 | 20 | 246.1019 | 306.0265 | 8.4379 | 52.8373 | 0
| Zone | Remainder of System | 2 | Monthly System Peak Day | CAISO | 1-in-10 | 2030 | 21 | 224.3151 | 230.5052 | 8.0467 | 52.3428 | 0
| Zone | Remainder of System | 2 | Monthly System Peak Day | CAISO | 1-in-10 | 2030 | 22 | 395.3053 | 411.0224 | 8.2945 | 51.7723 | 0
| Zone | Remainder of System | 2 | Monthly System Peak Day | CAISO | 1-in-10 | 2030 | 23 | 380.9196 | 396.0893 | 8.3285 | 51.2011 | 0
| Zone | Remainder of System | 2 | Monthly System Peak Day | CAISO | 1-in-10 | 2030 | 24 | 321.1617 | 334.8256 | 8.3327 | 50.5653 | 0
| Zone | Remainder of System | 3 | Average Weekday | CAISO | 1-in-10 | 2030 | 1 | 271.7028 | 283.5469 | 8.4544 | 57.5537 | 0
| Zone | Remainder of System | 3 | Average Weekday | CAISO | 1-in-10 | 2030 | 2 | 266.3375 | 274.138 | 8.4057 | 56.4206 | 0
| Zone | Remainder of System | 3 | Average Weekday | CAISO | 1-in-10 | 2030 | 3 | 425.7071 | 436.8821 | 8.3984 | 55.3452 | 0
| Zone | Remainder of System | 3 | Average Weekday | CAISO | 1-in-10 | 2030 | 4 | 599.1115 | 615.9669 | 8.3812 | 54.4215 | 0
| Zone | Remainder of System | 3 | Average Weekday | CAISO | 1-in-10 | 2030 | 5 | 565.5101 | 584.8927 | 8.3751 | 53.6273 | 0
| Zone | Remainder of System | 3 | Average Weekday | CAISO | 1-in-10 | 2030 | 6 | 556.4352 | 575.7855 | 8.3436 | 52.9063 | 0
| Zone | Remainder of System | 3 | Average Weekday | CAISO | 1-in-10 | 2030 | 7 | 560.5605 | 561.2486 | 8.3286 | 52.44 | 0
| Zone | Remainder of System | 3 | Average Weekday | CAISO | 1-in-10 | 2030 | 8 | 538.439 | 548.8955 | 8.4827 | 52.295 | 0
| Zone | Remainder of System | 3 | Average Weekday | CAISO | 1-in-10 | 2030 | 9 | 523.2623 | 563.1276 | 8.6732 | 53.6088 | 0
| Zone | Remainder of System | 3 | Average Weekday | CAISO | 1-in-10 | 2030 | 10 | 504.0699 | 526.7177 | 8.5406 | 57.1162 | 0
| Zone | Remainder of System | 3 | Average Weekday | CAISO | 1-in-10 | 2030 | 11 | 471.7627 | 488.2668 | 8.6196 | 61.4632 | 0
| Zone | Remainder of System | 3 | Average Weekday | CAISO | 1-in-10 | 2030 | 12 | 471.4472 | 483.5454 | 8.709 | 65.4775 | 0
| Zone | Remainder of System | 3 | Average Weekday | CAISO | 1-in-10 | 2030 | 13 | 377.9288 | 388.7777 | 8.7839 | 68.7024 | 0
| Zone | Remainder of System | 3 | Average Weekday | CAISO | 1-in-10 | 2030 | 14 | 353.4179 | 361.0637 | 8.7338 | 70.914 | 0
| Zone | Remainder of System | 3 | Average Weekday | CAISO | 1-in-10 | 2030 | 15 | 306.36 | 313.3662 | 8.5672 | 72.242 | 0
| Zone | Remainder of System | 3 | Average Weekday | CAISO | 1-in-10 | 2030 | 16 | 272.8748 | 275.7592 | 8.3503 | 72.9142 | 0
| Zone | Remainder of System | 3 | Average Weekday | CAISO | 1-in-10 | 2030 | 17 | 274.494 | 280.2209 | 8.206 | 72.9266 | 0
| Zone | Remainder of System | 3 | Average Weekday | CAISO | 1-in-10 | 2030 | 18 | 247.7273 | 254.1053 | 8.2205 | 71.945 | 0
| Zone | Remainder of System | 3 | Average Weekday | CAISO | 1-in-10 | 2030 | 19 | 262.3319 | 268.9811 | 8.5062 | 70.1003 | 0
| Zone | Remainder of System | 3 | Average Weekday | CAISO | 1-in-10 | 2030 | 20 | 248.644 | 251.8393 | 8.4023 | 67.4013 | 0
| Zone | Remainder of System | 3 | Average Weekday | CAISO | 1-in-10 | 2030 | 21 | 220.8688 | 225.8675 | 8.0758 | 64.6072 | 0
| Zone | Remainder of System | 3 | Average Weekday | CAISO | 1-in-10 | 2030 | 22 | 419.5085 | 437.8481 | 8.3081 | 62.6982 | 0
| Zone | Remainder of System | 3 | Average Weekday | CAISO | 1-in-10 | 2030 | 23 | 409.9228 | 431.3677 | 8.4096 | 61.2385 | 0
| Zone | Remainder of System | 3 | Average Weekday | CAISO | 1-in-10 | 2030 | 24 | 352.7774 | 377.8016 | 8.4996 | 59.8218 | 0
| Zone | Remainder of System | 3 | Monthly System Peak Day | CAISO | 1-in-10 | 2030 | 1 | 271.7028 | 294.3614 | 8.4438 | 63.8584 | 0
| Zone | Remainder of System | 3 | Monthly System Peak Day | CAISO | 1-in-10 | 2030 | 2 | 266.3375 | 281.5432 | 8.3608 | 62.1419 | 0
| Zone | Remainder of System | 3 | Monthly System Peak Day | CAISO | 1-in-10 | 2030 | 3 | 425.7071 | 444.4098 | 8.3519 | 61.0177 | 0
| Zone | Remainder of System | 3 | Monthly System Peak Day | CAISO | 1-in-10 | 2030 | 4 | 599.1115 | 620.5099 | 8.3341 | 59.9552 | 0
| Zone | Remainder of System | 3 | Monthly System Peak Day | CAISO | 1-in-10 | 2030 | 5 | 565.5101 | 592.3951 | 8.3281 | 58.873 | 0
| Zone | Remainder of System | 3 | Monthly System Peak Day | CAISO | 1-in-10 | 2030 | 6 | 556.4352 | 575.3766 | 8.3032 | 57.7036 | 0
| Zone | Remainder of System | 3 | Monthly System Peak Day | CAISO | 1-in-10 | 2030 | 7 | 560.5605 | 555.5236 | 8.2903 | 56.8933 | 0
| Zone | Remainder of System | 3 | Monthly System Peak Day | CAISO | 1-in-10 | 2030 | 8 | 538.439 | 561.1358 | 8.5096 | 56.4569 | 0
| Zone | Remainder of System | 3 | Monthly System Peak Day | CAISO | 1-in-10 | 2030 | 9 | 523.2623 | 574.7552 | 8.985 | 57.9028 | 0
| Zone | Remainder of System | 3 | Monthly System Peak Day | CAISO | 1-in-10 | 2030 | 10 | 504.0699 | 535.3121 | 8.656 | 62.68 | 0
| Zone | Remainder of System | 3 | Monthly System Peak Day | CAISO | 1-in-10 | 2030 | 11 | 471.7627 | 501.7253 | 8.9113 | 68.5633 | 0
| Zone | Remainder of System | 3 | Monthly System Peak Day | CAISO | 1-in-10 | 2030 | 12 | 471.4472 | 496.6921 | 9.224 | 74.63 | 0
| Zone | Remainder of System | 3 | Monthly System Peak Day | CAISO | 1-in-10 | 2030 | 13 | 377.9288 | 390.0668 | 9.4885 | 79.9691 | 0
| Zone | Remainder of System | 3 | Monthly System Peak Day | CAISO | 1-in-10 | 2030 | 14 | 353.4179 | 361.7137 | 9.305 | 82.6747 | 0
| Zone | Remainder of System | 3 | Monthly System Peak Day | CAISO | 1-in-10 | 2030 | 15 | 306.36 | 314.7239 | 8.8107 | 83.9275 | 0
| Zone | Remainder of System | 3 | Monthly System Peak Day | CAISO | 1-in-10 | 2030 | 16 | 272.8748 | 274.4331 | 8.3075 | 84.8709 | 0
| Zone | Remainder of System | 3 | Monthly System Peak Day | CAISO | 1-in-10 | 2030 | 17 | 274.494 | 280.4518 | 8.1671 | 85.4575 | 0
| Zone | Remainder of System | 3 | Monthly System Peak Day | CAISO | 1-in-10 | 2030 | 18 | 247.7273 | 254.0387 | 8.1743 | 85.1969 | 0
| Zone | Remainder of System | 3 | Monthly System Peak Day | CAISO | 1-in-10 | 2030 | 19 | 262.3319 | 268.2433 | 8.9136 | 83.6747 | 0
| Zone | Remainder of System | 3 | Monthly System Peak Day | CAISO | 1-in-10 | 2030 | 20 | 248.644 | 252.6268 | 8.4019 | 81.2166 | 0
| Zone | Remainder of System | 3 | Monthly System Peak Day | CAISO | 1-in-10 | 2030 | 21 | 220.8688 | 228.2778 | 8.4864 | 77.2319 | 0
| Zone | Remainder of System | 3 | Monthly System Peak Day | CAISO | 1-in-10 | 2030 | 22 | 419.5085 | 437.9288 | 8.2699 | 74.0355 | 0
| Zone | Remainder of System | 3 | Monthly System Peak Day | CAISO | 1-in-10 | 2030 | 23 | 409.9228 | 434.9232 | 8.3766 | 71.1653 | 0
| Zone | Remainder of System | 3 | Monthly System Peak Day | CAISO | 1-in-10 | 2030 | 24 | 352.7774 | 392.708 | 8.5361 | 68.9205 | 0
| Zone | Remainder of System | 4 | Average Weekday | CAISO | 1-in-10 | 2030 | 1 | 269.8464 | 281.0589 | 8.4709 | 58.8942 | 0
| Zone | Remainder of System | 4 | Average Weekday | CAISO | 1-in-10 | 2030 | 2 | 268.2612 | 276.8509 | 8.4228 | 57.8643 | 0
| Zone | Remainder of System | 4 | Average Weekday | CAISO | 1-in-10 | 2030 | 3 | 427.6367 | 439.4736 | 8.4156 | 56.8375 | 0
| Zone | Remainder of System | 4 | Average Weekday | CAISO | 1-in-10 | 2030 | 4 | 595.8029 | 612.729 | 8.3986 | 55.8951 | 0
| Zone | Remainder of System | 4 | Average Weekday | CAISO | 1-in-10 | 2030 | 5 | 550.6117 | 568.7952 | 8.3923 | 55.1051 | 0
| Zone | Remainder of System | 4 | Average Weekday | CAISO | 1-in-10 | 2030 | 6 | 546.5583 | 565.0058 | 8.3606 | 54.4914 | 0
| Zone | Remainder of System | 4 | Average Weekday | CAISO | 1-in-10 | 2030 | 7 | 550.0159 | 551.1768 | 8.3445 | 54.0511 | 0
| Zone | Remainder of System | 4 | Average Weekday | CAISO | 1-in-10 | 2030 | 8 | 534.3251 | 541.7649 | 8.4978 | 53.933 | 0
| Zone | Remainder of System | 4 | Average Weekday | CAISO | 1-in-10 | 2030 | 9 | 505.3773 | 543.8227 | 8.6869 | 55.9565 | 0
| Zone | Remainder of System | 4 | Average Weekday | CAISO | 1-in-10 | 2030 | 10 | 486.9447 | 510.1506 | 8.5556 | 59.3948 | 0
| Zone | Remainder of System | 4 | Average Weekday | CAISO | 1-in-10 | 2030 | 11 | 460.4966 | 474.7654 | 8.633 | 63.1669 | 0
| Zone | Remainder of System | 4 | Average Weekday | CAISO | 1-in-10 | 2030 | 12 | 460.0005 | 472.1001 | 8.7205 | 66.6331 | 0
| Zone | Remainder of System | 4 | Average Weekday | CAISO | 1-in-10 | 2030 | 13 | 375.9241 | 386.705 | 8.7943 | 69.1363 | 0
| Zone | Remainder of System | 4 | Average Weekday | CAISO | 1-in-10 | 2030 | 14 | 346.894 | 354.5846 | 8.7453 | 70.9166 | 0
| Zone | Remainder of System | 4 | Average Weekday | CAISO | 1-in-10 | 2030 | 15 | 293.9837 | 301.2666 | 8.5804 | 72.1063 | 0
| Zone | Remainder of System | 4 | Average Weekday | CAISO | 1-in-10 | 2030 | 16 | 261.8583 | 264.8522 | 8.366 | 72.7231 | 0
| Zone | Remainder of System | 4 | Average Weekday | CAISO | 1-in-10 | 2030 | 17 | 260.8193 | 265.18 | 8.2389 | 72.7927 | 0
| Zone | Remainder of System | 4 | Average Weekday | CAISO | 1-in-10 | 2030 | 18 | 224.953 | 230.569 | 8.251 | 71.9472 | 0
| Zone | Remainder of System | 4 | Average Weekday | CAISO | 1-in-10 | 2030 | 19 | 230.5356 | 237.2079 | 8.5064 | 70.4946 | 0
| Zone | Remainder of System | 4 | Average Weekday | CAISO | 1-in-10 | 2030 | 20 | 222.6882 | 226.0417 | 8.4023 | 68.2726 | 0
| Zone | Remainder of System | 4 | Average Weekday | CAISO | 1-in-10 | 2030 | 21 | 223.849 | 229.1006 | 8.091 | 65.3051 | 0
| Zone | Remainder of System | 4 | Average Weekday | CAISO | 1-in-10 | 2030 | 22 | 409.7271 | 427.7065 | 8.3202 | 63.0304 | 0
| Zone | Remainder of System | 4 | Average Weekday | CAISO | 1-in-10 | 2030 | 23 | 404.3965 | 425.3853 | 8.426 | 61.4331 | 0
| Zone | Remainder of System | 4 | Average Weekday | CAISO | 1-in-10 | 2030 | 24 | 347.131 | 371.2963 | 8.5155 | 60.1413 | 0
| Zone | Remainder of System | 4 | Monthly System Peak Day | CAISO | 1-in-10 | 2030 | 1 | 269.8464 | 291.1621 | 8.4615 | 70.3336 | 0
| Zone | Remainder of System | 4 | Monthly System Peak Day | CAISO | 1-in-10 | 2030 | 2 | 268.2612 | 283.8385 | 8.3789 | 67.9333 | 0
| Zone | Remainder of System | 4 | Monthly System Peak Day | CAISO | 1-in-10 | 2030 | 3 | 427.6367 | 447.0056 | 8.37 | 65.8852 | 0
| Zone | Remainder of System | 4 | Monthly System Peak Day | CAISO | 1-in-10 | 2030 | 4 | 595.8029 | 616.3962 | 8.3522 | 64.6811 | 0
| Zone | Remainder of System | 4 | Monthly System Peak Day | CAISO | 1-in-10 | 2030 | 5 | 550.6117 | 575.8038 | 8.346 | 64.9291 | 0
| Zone | Remainder of System | 4 | Monthly System Peak Day | CAISO | 1-in-10 | 2030 | 6 | 546.5583 | 564.318 | 8.3207 | 64.885 | 0
| Zone | Remainder of System | 4 | Monthly System Peak Day | CAISO | 1-in-10 | 2030 | 7 | 550.0159 | 545.3082 | 8.3066 | 65.1559 | 0
| Zone | Remainder of System | 4 | Monthly System Peak Day | CAISO | 1-in-10 | 2030 | 8 | 534.3251 | 556.7839 | 8.5261 | 65.2855 | 0
| Zone | Remainder of System | 4 | Monthly System Peak Day | CAISO | 1-in-10 | 2030 | 9 | 505.3773 | 555.2935 | 9.0006 | 68.4942 | 0
| Zone | Remainder of System | 4 | Monthly System Peak Day | CAISO | 1-in-10 | 2030 | 10 | 486.9447 | 518.0951 | 8.6728 | 73.08 | 0
| Zone | Remainder of System | 4 | Monthly System Peak Day | CAISO | 1-in-10 | 2030 | 11 | 460.4966 | 487.3566 | 8.9269 | 77.5594 | 0
| Zone | Remainder of System | 4 | Monthly System Peak Day | CAISO | 1-in-10 | 2030 | 12 | 460.0005 | 485.0725 | 9.2382 | 81.6147 | 0
| Zone | Remainder of System | 4 | Monthly System Peak Day | CAISO | 1-in-10 | 2030 | 13 | 375.9241 | 388.1839 | 9.5017 | 84.5697 | 0
| Zone | Remainder of System | 4 | Monthly System Peak Day | CAISO | 1-in-10 | 2030 | 14 | 346.894 | 355.2266 | 9.3191 | 86.4428 | 0
| Zone | Remainder of System | 4 | Monthly System Peak Day | CAISO | 1-in-10 | 2030 | 15 | 293.9837 | 302.9218 | 8.826 | 87.84 | 0
| Zone | Remainder of System | 4 | Monthly System Peak Day | CAISO | 1-in-10 | 2030 | 16 | 261.8583 | 263.4817 | 8.3242 | 88.8178 | 0
| Zone | Remainder of System | 4 | Monthly System Peak Day | CAISO | 1-in-10 | 2030 | 17 | 260.8193 | 265.4502 | 8.2002 | 89.5453 | 0
| Zone | Remainder of System | 4 | Monthly System Peak Day | CAISO | 1-in-10 | 2030 | 18 | 224.953 | 230.8656 | 8.205 | 89.6969 | 0
| Zone | Remainder of System | 4 | Monthly System Peak Day | CAISO | 1-in-10 | 2030 | 19 | 230.5356 | 236.5138 | 8.9158 | 88.7875 | 0
| Zone | Remainder of System | 4 | Monthly System Peak Day | CAISO | 1-in-10 | 2030 | 20 | 222.6882 | 226.8011 | 8.4019 | 86.7188 | 0
| Zone | Remainder of System | 4 | Monthly System Peak Day | CAISO | 1-in-10 | 2030 | 21 | 223.849 | 231.5181 | 8.5027 | 83.2297 | 0
| Zone | Remainder of System | 4 | Monthly System Peak Day | CAISO | 1-in-10 | 2030 | 22 | 409.7271 | 427.6641 | 8.2829 | 79.8656 | 0
| Zone | Remainder of System | 4 | Monthly System Peak Day | CAISO | 1-in-10 | 2030 | 23 | 404.3965 | 428.8088 | 8.3939 | 77.1739 | 0
| Zone | Remainder of System | 4 | Monthly System Peak Day | CAISO | 1-in-10 | 2030 | 24 | 347.131 | 385.8031 | 8.5534 | 74.4806 | 0
| Zone | Remainder of System | 5 | Average Weekday | CAISO | 1-in-10 | 2030 | 1 | 282.9421 | 294.2963 | 8.5026 | 62.1727 | 0
| Zone | Remainder of System | 5 | Average Weekday | CAISO | 1-in-10 | 2030 | 2 | 283.5132 | 291.3537 | 8.4556 | 61.1648 | 0
| Zone | Remainder of System | 5 | Average Weekday | CAISO | 1-in-10 | 2030 | 3 | 443.7376 | 456.7583 | 8.4485 | 60.2356 | 0
| Zone | Remainder of System | 5 | Average Weekday | CAISO | 1-in-10 | 2030 | 4 | 606.9399 | 624.961 | 8.4316 | 59.3569 | 0
| Zone | Remainder of System | 5 | Average Weekday | CAISO | 1-in-10 | 2030 | 5 | 567.6278 | 586.6649 | 8.4248 | 58.7412 | 0
| Zone | Remainder of System | 5 | Average Weekday | CAISO | 1-in-10 | 2030 | 6 | 553.8295 | 574.3345 | 8.3921 | 58.1661 | 0
| Zone | Remainder of System | 5 | Average Weekday | CAISO | 1-in-10 | 2030 | 7 | 547.7951 | 549.0175 | 8.3742 | 57.8997 | 0
| Zone | Remainder of System | 5 | Average Weekday | CAISO | 1-in-10 | 2030 | 8 | 544.9649 | 556.1343 | 8.5271 | 58.7071 | 0
| Zone | Remainder of System | 5 | Average Weekday | CAISO | 1-in-10 | 2030 | 9 | 512.3519 | 548.3519 | 8.7141 | 61.456 | 0
| Zone | Remainder of System | 5 | Average Weekday | CAISO | 1-in-10 | 2030 | 10 | 502.4174 | 525.6494 | 8.585 | 64.9894 | 0
| Zone | Remainder of System | 5 | Average Weekday | CAISO | 1-in-10 | 2030 | 11 | 481.8873 | 496.7478 | 8.6591 | 68.1837 | 0
| Zone | Remainder of System | 5 | Average Weekday | CAISO | 1-in-10 | 2030 | 12 | 475.1039 | 486.7997 | 8.7431 | 70.9372 | 0
| Zone | Remainder of System | 5 | Average Weekday | CAISO | 1-in-10 | 2030 | 13 | 384.4209 | 395.6498 | 8.8148 | 73.3433 | 0
| Zone | Remainder of System | 5 | Average Weekday | CAISO | 1-in-10 | 2030 | 14 | 361.7368 | 369.4548 | 8.768 | 75.1538 | 0
| Zone | Remainder of System | 5 | Average Weekday | CAISO | 1-in-10 | 2030 | 15 | 318.379 | 325.4868 | 8.6066 | 76.3764 | 0
| Zone | Remainder of System | 5 | Average Weekday | CAISO | 1-in-10 | 2030 | 16 | 277.1094 | 279.9529 | 8.3961 | 76.8846 | 0
| Zone | Remainder of System | 5 | Average Weekday | CAISO | 1-in-10 | 2030 | 17 | 265.4333 | 270.9277 | 8.2687 | 76.8837 | 0
| Zone | Remainder of System | 5 | Average Weekday | CAISO | 1-in-10 | 2030 | 18 | 239.1416 | 245.111 | 8.2776 | 76.1315 | 0
| Zone | Remainder of System | 5 | Average Weekday | CAISO | 1-in-10 | 2030 | 19 | 248.2672 | 255.1431 | 8.5045 | 74.7201 | 0
| Zone | Remainder of System | 5 | Average Weekday | CAISO | 1-in-10 | 2030 | 20 | 235.7284 | 239.095 | 8.4019 | 72.5958 | 0
| Zone | Remainder of System | 5 | Average Weekday | CAISO | 1-in-10 | 2030 | 21 | 240.7743 | 246.1444 | 8.093 | 69.615 | 0
| Zone | Remainder of System | 5 | Average Weekday | CAISO | 1-in-10 | 2030 | 22 | 430.0879 | 448.3526 | 8.3468 | 66.8354 | 0
| Zone | Remainder of System | 5 | Average Weekday | CAISO | 1-in-10 | 2030 | 23 | 430.5735 | 452.2575 | 8.4559 | 64.9385 | 0
| Zone | Remainder of System | 5 | Average Weekday | CAISO | 1-in-10 | 2030 | 24 | 369.1947 | 394.1534 | 8.5459 | 63.4049 | 0
| Zone | Remainder of System | 5 | Monthly System Peak Day | CAISO | 1-in-10 | 2030 | 1 | 282.9421 | 304.9939 | 8.4898 | 73.6895 | 0
| Zone | Remainder of System | 5 | Monthly System Peak Day | CAISO | 1-in-10 | 2030 | 2 | 283.5132 | 298.7381 | 8.4094 | 72.0766 | 0
| Zone | Remainder of System | 5 | Monthly System Peak Day | CAISO | 1-in-10 | 2030 | 3 | 443.7376 | 464.7982 | 8.4008 | 70.6422 | 0
| Zone | Remainder of System | 5 | Monthly System Peak Day | CAISO | 1-in-10 | 2030 | 4 | 606.9399 | 629.2856 | 8.3836 | 69.0833 | 0
| Zone | Remainder of System | 5 | Monthly System Peak Day | CAISO | 1-in-10 | 2030 | 5 | 567.6278 | 594.2927 | 8.3769 | 68.0722 | 0
| Zone | Remainder of System | 5 | Monthly System Peak Day | CAISO | 1-in-10 | 2030 | 6 | 553.8295 | 574.6803 | 8.3511 | 67.0072 | 0
| Zone | Remainder of System | 5 | Monthly System Peak Day | CAISO | 1-in-10 | 2030 | 7 | 547.7951 | 543.1159 | 8.3354 | 66.5788 | 0
| Zone | Remainder of System | 5 | Monthly System Peak Day | CAISO | 1-in-10 | 2030 | 8 | 544.9649 | 565.6115 | 8.5516 | 66.8927 | 0
| Zone | Remainder of System | 5 | Monthly System Peak Day | CAISO | 1-in-10 | 2030 | 9 | 512.3519 | 560.238 | 9.0214 | 71.0933 | 0
| Zone | Remainder of System | 5 | Monthly System Peak Day | CAISO | 1-in-10 | 2030 | 10 | 502.4174 | 533.3244 | 8.697 | 77.5111 | 0
| Zone | Remainder of System | 5 | Monthly System Peak Day | CAISO | 1-in-10 | 2030 | 11 | 481.8873 | 508.9396 | 8.9465 | 83.59 | 0
| Zone | Remainder of System | 5 | Monthly System Peak Day | CAISO | 1-in-10 | 2030 | 12 | 475.1039 | 498.8195 | 9.2533 | 87.7347 | 0
| Zone | Remainder of System | 5 | Monthly System Peak Day | CAISO | 1-in-10 | 2030 | 13 | 384.4209 | 396.1804 | 9.5141 | 90.7541 | 0
| Zone | Remainder of System | 5 | Monthly System Peak Day | CAISO | 1-in-10 | 2030 | 14 | 361.7368 | 367.9749 | 9.3339 | 92.7356 | 0
| Zone | Remainder of System | 5 | Monthly System Peak Day | CAISO | 1-in-10 | 2030 | 15 | 318.379 | 327.1362 | 8.846 | 93.8294 | 0
| Zone | Remainder of System | 5 | Monthly System Peak Day | CAISO | 1-in-10 | 2030 | 16 | 277.1094 | 278.7167 | 8.3519 | 93.7816 | 0
| Zone | Remainder of System | 5 | Monthly System Peak Day | CAISO | 1-in-10 | 2030 | 17 | 265.4333 | 271.1889 | 8.2289 | 93.1462 | 0
| Zone | Remainder of System | 5 | Monthly System Peak Day | CAISO | 1-in-10 | 2030 | 18 | 239.1416 | 245.0686 | 8.2294 | 92.5491 | 0
| Zone | Remainder of System | 5 | Monthly System Peak Day | CAISO | 1-in-10 | 2030 | 19 | 248.2672 | 254.2902 | 8.9 | 91.3375 | 0
| Zone | Remainder of System | 5 | Monthly System Peak Day | CAISO | 1-in-10 | 2030 | 20 | 235.7284 | 239.8629 | 8.4015 | 88.9545 | 0
| Zone | Remainder of System | 5 | Monthly System Peak Day | CAISO | 1-in-10 | 2030 | 21 | 240.7743 | 248.5812 | 8.5031 | 85.287 | 0
| Zone | Remainder of System | 5 | Monthly System Peak Day | CAISO | 1-in-10 | 2030 | 22 | 430.0879 | 448.3448 | 8.3082 | 81.6912 | 0
| Zone | Remainder of System | 5 | Monthly System Peak Day | CAISO | 1-in-10 | 2030 | 23 | 430.5735 | 455.8262 | 8.4214 | 79.1098 | 0
| Zone | Remainder of System | 5 | Monthly System Peak Day | CAISO | 1-in-10 | 2030 | 24 | 369.1947 | 409.0153 | 8.5797 | 76.3587 | 0
| Zone | Remainder of System | 6 | Average Weekday | CAISO | 1-in-10 | 2030 | 1 | 273.0289 | 290.3382 | 8.3502 | 66.1798 | 0
| Zone | Remainder of System | 6 | Average Weekday | CAISO | 1-in-10 | 2030 | 2 | 269.6714 | 283.9903 | 8.3596 | 65.4593 | 0
| Zone | Remainder of System | 6 | Average Weekday | CAISO | 1-in-10 | 2030 | 3 | 419.7986 | 440.9328 | 8.3613 | 64.7904 | 0
| Zone | Remainder of System | 6 | Average Weekday | CAISO | 1-in-10 | 2030 | 4 | 575.3037 | 594.321 | 8.3638 | 64.1255 | 0
| Zone | Remainder of System | 6 | Average Weekday | CAISO | 1-in-10 | 2030 | 5 | 530.6938 | 558.2441 | 8.3626 | 63.6086 | 0
| Zone | Remainder of System | 6 | Average Weekday | CAISO | 1-in-10 | 2030 | 6 | 536.2886 | 566.2136 | 8.3642 | 63.1772 | 0
| Zone | Remainder of System | 6 | Average Weekday | CAISO | 1-in-10 | 2030 | 7 | 545.7452 | 543.8219 | 8.4061 | 62.8134 | 0
| Zone | Remainder of System | 6 | Average Weekday | CAISO | 1-in-10 | 2030 | 8 | 537.3594 | 551.1359 | 8.284 | 63.3196 | 0
| Zone | Remainder of System | 6 | Average Weekday | CAISO | 1-in-10 | 2030 | 9 | 539.2657 | 565.5633 | 8.2759 | 65.3704 | 0
| Zone | Remainder of System | 6 | Average Weekday | CAISO | 1-in-10 | 2030 | 10 | 524.3875 | 540.6753 | 8.3573 | 68.2381 | 0
| Zone | Remainder of System | 6 | Average Weekday | CAISO | 1-in-10 | 2030 | 11 | 486.9676 | 501.656 | 8.3418 | 71.5251 | 0
| Zone | Remainder of System | 6 | Average Weekday | CAISO | 1-in-10 | 2030 | 12 | 479.9964 | 498.1172 | 8.3011 | 74.7391 | 0
| Zone | Remainder of System | 6 | Average Weekday | CAISO | 1-in-10 | 2030 | 13 | 389.0372 | 414.1521 | 8.3065 | 77.286 | 0
| Zone | Remainder of System | 6 | Average Weekday | CAISO | 1-in-10 | 2030 | 14 | 362.347 | 383.6021 | 8.3316 | 79.241 | 0
| Zone | Remainder of System | 6 | Average Weekday | CAISO | 1-in-10 | 2030 | 15 | 301.2939 | 321.0299 | 8.4408 | 80.4784 | 0
| Zone | Remainder of System | 6 | Average Weekday | CAISO | 1-in-10 | 2030 | 16 | 264.411 | 271.4059 | 8.5682 | 81.0262 | 0
| Zone | Remainder of System | 6 | Average Weekday | CAISO | 1-in-10 | 2030 | 17 | 260.9815 | 268.6016 | 9.418 | 80.9375 | 0
| Zone | Remainder of System | 6 | Average Weekday | CAISO | 1-in-10 | 2030 | 18 | 226.36 | 244.3272 | 9.3151 | 80.0399 | 0
| Zone | Remainder of System | 6 | Average Weekday | CAISO | 1-in-10 | 2030 | 19 | 218.1396 | 240.5181 | 10.2147 | 78.5607 | 0
| Zone | Remainder of System | 6 | Average Weekday | CAISO | 1-in-10 | 2030 | 20 | 199.628 | 213.2623 | 8.4808 | 76.4905 | 0
| Zone | Remainder of System | 6 | Average Weekday | CAISO | 1-in-10 | 2030 | 21 | 218.9875 | 238.9193 | 9.1038 | 73.5536 | 0
| Zone | Remainder of System | 6 | Average Weekday | CAISO | 1-in-10 | 2030 | 22 | 386.7044 | 414.1372 | 8.3713 | 70.5065 | 0
| Zone | Remainder of System | 6 | Average Weekday | CAISO | 1-in-10 | 2030 | 23 | 409.472 | 441.7193 | 8.3579 | 68.5894 | 0
| Zone | Remainder of System | 6 | Average Weekday | CAISO | 1-in-10 | 2030 | 24 | 377.9039 | 407.5356 | 8.3224 | 67.2621 | 0
| Zone | Remainder of System | 6 | Monthly System Peak Day | CAISO | 1-in-10 | 2030 | 1 | 273.0289 | 270.3098 | 9.9505 | 74.18 | 0
| Zone | Remainder of System | 6 | Monthly System Peak Day | CAISO | 1-in-10 | 2030 | 2 | 269.6714 | 257.587 | 9.9692 | 72.7065 | 0
| Zone | Remainder of System | 6 | Monthly System Peak Day | CAISO | 1-in-10 | 2030 | 3 | 419.7986 | 371.5404 | 9.974 | 71.5258 | 0
| Zone | Remainder of System | 6 | Monthly System Peak Day | CAISO | 1-in-10 | 2030 | 4 | 575.3037 | 478.2893 | 9.9745 | 70.6323 | 0
| Zone | Remainder of System | 6 | Monthly System Peak Day | CAISO | 1-in-10 | 2030 | 5 | 530.6938 | 450.3501 | 9.9692 | 69.5588 | 0
| Zone | Remainder of System | 6 | Monthly System Peak Day | CAISO | 1-in-10 | 2030 | 6 | 536.2886 | 469.7021 | 9.9626 | 68.8017 | 0
| Zone | Remainder of System | 6 | Monthly System Peak Day | CAISO | 1-in-10 | 2030 | 7 | 545.7452 | 458.5562 | 9.9675 | 68.3586 | 0
| Zone | Remainder of System | 6 | Monthly System Peak Day | CAISO | 1-in-10 | 2030 | 8 | 537.3594 | 474.6485 | 9.901 | 69.0209 | 0
| Zone | Remainder of System | 6 | Monthly System Peak Day | CAISO | 1-in-10 | 2030 | 9 | 539.2657 | 520.5527 | 9.8832 | 72.6292 | 0
| Zone | Remainder of System | 6 | Monthly System Peak Day | CAISO | 1-in-10 | 2030 | 10 | 524.3875 | 494.8271 | 9.9261 | 78.5491 | 0
| Zone | Remainder of System | 6 | Monthly System Peak Day | CAISO | 1-in-10 | 2030 | 11 | 486.9676 | 456.8037 | 9.8979 | 83.72 | 0
| Zone | Remainder of System | 6 | Monthly System Peak Day | CAISO | 1-in-10 | 2030 | 12 | 479.9964 | 453.4748 | 9.8691 | 88.5556 | 0
| Zone | Remainder of System | 6 | Monthly System Peak Day | CAISO | 1-in-10 | 2030 | 13 | 389.0372 | 382.8514 | 9.8648 | 90.5747 | 0
| Zone | Remainder of System | 6 | Monthly System Peak Day | CAISO | 1-in-10 | 2030 | 14 | 362.347 | 361.6469 | 9.8871 | 92.3006 | 0
| Zone | Remainder of System | 6 | Monthly System Peak Day | CAISO | 1-in-10 | 2030 | 15 | 301.2939 | 306.8057 | 9.972 | 93.8397 | 0
| Zone | Remainder of System | 6 | Monthly System Peak Day | CAISO | 1-in-10 | 2030 | 16 | 264.411 | 258.3847 | 10.0438 | 94.9491 | 0
| Zone | Remainder of System | 6 | Monthly System Peak Day | CAISO | 1-in-10 | 2030 | 17 | 260.9815 | 265.8002 | 11.0389 | 94.8055 | 0
| Zone | Remainder of System | 6 | Monthly System Peak Day | CAISO | 1-in-10 | 2030 | 18 | 226.36 | 258.5919 | 11.0747 | 94.5518 | 0
| Zone | Remainder of System | 6 | Monthly System Peak Day | CAISO | 1-in-10 | 2030 | 19 | 218.1396 | 201.203 | 10.6298 | 93.253 | 0
| Zone | Remainder of System | 6 | Monthly System Peak Day | CAISO | 1-in-10 | 2030 | 20 | 199.628 | 178.1656 | 9.9886 | 89.6871 | 0
| Zone | Remainder of System | 6 | Monthly System Peak Day | CAISO | 1-in-10 | 2030 | 21 | 218.9875 | 200.7981 | 11.7336 | 84.8848 | 0
| Zone | Remainder of System | 6 | Monthly System Peak Day | CAISO | 1-in-10 | 2030 | 22 | 386.7044 | 356.6335 | 10.1077 | 80.465 | 0
| Zone | Remainder of System | 6 | Monthly System Peak Day | CAISO | 1-in-10 | 2030 | 23 | 409.472 | 371.1722 | 9.9437 | 76.8585 | 0
| Zone | Remainder of System | 6 | Monthly System Peak Day | CAISO | 1-in-10 | 2030 | 24 | 377.9039 | 359.7309 | 9.9243 | 74.8392 | 0
| Zone | Remainder of System | 7 | Average Weekday | CAISO | 1-in-10 | 2030 | 1 | 265.3758 | 282.488 | 8.887 | 71.9581 | 0
| Zone | Remainder of System | 7 | Average Weekday | CAISO | 1-in-10 | 2030 | 2 | 263.5938 | 275.0768 | 8.8984 | 71.2274 | 0
| Zone | Remainder of System | 7 | Average Weekday | CAISO | 1-in-10 | 2030 | 3 | 405.8061 | 426.3535 | 8.9004 | 70.5958 | 0
| Zone | Remainder of System | 7 | Average Weekday | CAISO | 1-in-10 | 2030 | 4 | 559.7217 | 581.2596 | 8.9028 | 70.0707 | 0
| Zone | Remainder of System | 7 | Average Weekday | CAISO | 1-in-10 | 2030 | 5 | 515.252 | 540.7732 | 8.9009 | 69.613 | 0
| Zone | Remainder of System | 7 | Average Weekday | CAISO | 1-in-10 | 2030 | 6 | 515.7831 | 543.3837 | 8.8993 | 69.2234 | 0
| Zone | Remainder of System | 7 | Average Weekday | CAISO | 1-in-10 | 2030 | 7 | 524.4007 | 523.2847 | 8.8817 | 69.0054 | 0
| Zone | Remainder of System | 7 | Average Weekday | CAISO | 1-in-10 | 2030 | 8 | 514.9423 | 530.4868 | 8.8259 | 69.4109 | 0
| Zone | Remainder of System | 7 | Average Weekday | CAISO | 1-in-10 | 2030 | 9 | 504.1578 | 532.2828 | 8.8133 | 71.6124 | 0
| Zone | Remainder of System | 7 | Average Weekday | CAISO | 1-in-10 | 2030 | 10 | 489.7264 | 505.907 | 8.8536 | 74.5635 | 0
| Zone | Remainder of System | 7 | Average Weekday | CAISO | 1-in-10 | 2030 | 11 | 459.1031 | 474.3567 | 8.8382 | 77.9936 | 0
| Zone | Remainder of System | 7 | Average Weekday | CAISO | 1-in-10 | 2030 | 12 | 452.6417 | 472.7696 | 8.8246 | 81.273 | 0
| Zone | Remainder of System | 7 | Average Weekday | CAISO | 1-in-10 | 2030 | 13 | 362.6169 | 387.3723 | 8.8183 | 83.8927 | 0
| Zone | Remainder of System | 7 | Average Weekday | CAISO | 1-in-10 | 2030 | 14 | 335.9113 | 357.5008 | 8.8417 | 85.8828 | 0
| Zone | Remainder of System | 7 | Average Weekday | CAISO | 1-in-10 | 2030 | 15 | 283.7341 | 303.6787 | 8.8952 | 87.0524 | 0
| Zone | Remainder of System | 7 | Average Weekday | CAISO | 1-in-10 | 2030 | 16 | 245.603 | 252.3266 | 8.9343 | 87.6036 | 0
| Zone | Remainder of System | 7 | Average Weekday | CAISO | 1-in-10 | 2030 | 17 | 247.2677 | 255.8961 | 9.8707 | 87.406 | 0
| Zone | Remainder of System | 7 | Average Weekday | CAISO | 1-in-10 | 2030 | 18 | 217.9371 | 236.0575 | 9.7817 | 86.5106 | 0
| Zone | Remainder of System | 7 | Average Weekday | CAISO | 1-in-10 | 2030 | 19 | 214.0364 | 236.6771 | 9.5462 | 84.947 | 0
| Zone | Remainder of System | 7 | Average Weekday | CAISO | 1-in-10 | 2030 | 20 | 202.4801 | 216.1158 | 9.1871 | 82.535 | 0
| Zone | Remainder of System | 7 | Average Weekday | CAISO | 1-in-10 | 2030 | 21 | 220.2192 | 240.2207 | 9.2851 | 79.3713 | 0
| Zone | Remainder of System | 7 | Average Weekday | CAISO | 1-in-10 | 2030 | 22 | 385.4111 | 412.3556 | 8.8909 | 76.2956 | 0
| Zone | Remainder of System | 7 | Average Weekday | CAISO | 1-in-10 | 2030 | 23 | 402.2714 | 433.4812 | 8.8997 | 74.5072 | 0
| Zone | Remainder of System | 7 | Average Weekday | CAISO | 1-in-10 | 2030 | 24 | 362.2554 | 390.5648 | 8.8679 | 73.3159 | 0
| Zone | Remainder of System | 7 | Monthly System Peak Day | CAISO | 1-in-10 | 2030 | 1 | 265.3758 | 261.9795 | 8.9573 | 76.2832 | 0
| Zone | Remainder of System | 7 | Monthly System Peak Day | CAISO | 1-in-10 | 2030 | 2 | 263.5938 | 245.5259 | 8.9709 | 75.7961 | 0
| Zone | Remainder of System | 7 | Monthly System Peak Day | CAISO | 1-in-10 | 2030 | 3 | 405.8061 | 350.9186 | 8.9745 | 74.9085 | 0
| Zone | Remainder of System | 7 | Monthly System Peak Day | CAISO | 1-in-10 | 2030 | 4 | 559.7217 | 461.5816 | 8.9734 | 73.7335 | 0
| Zone | Remainder of System | 7 | Monthly System Peak Day | CAISO | 1-in-10 | 2030 | 5 | 515.252 | 430.9366 | 8.9716 | 72.7953 | 0
| Zone | Remainder of System | 7 | Monthly System Peak Day | CAISO | 1-in-10 | 2030 | 6 | 515.7831 | 454.4502 | 8.97 | 72.2561 | 0
| Zone | Remainder of System | 7 | Monthly System Peak Day | CAISO | 1-in-10 | 2030 | 7 | 524.4007 | 444.5963 | 8.9775 | 71.7758 | 0
| Zone | Remainder of System | 7 | Monthly System Peak Day | CAISO | 1-in-10 | 2030 | 8 | 514.9423 | 459.4514 | 8.9086 | 71.9752 | 0
| Zone | Remainder of System | 7 | Monthly System Peak Day | CAISO | 1-in-10 | 2030 | 9 | 504.1578 | 486.0431 | 8.8896 | 74.5477 | 0
| Zone | Remainder of System | 7 | Monthly System Peak Day | CAISO | 1-in-10 | 2030 | 10 | 489.7264 | 458.426 | 8.9312 | 78.0895 | 0
| Zone | Remainder of System | 7 | Monthly System Peak Day | CAISO | 1-in-10 | 2030 | 11 | 459.1031 | 428.2466 | 8.8991 | 82.0839 | 0
| Zone | Remainder of System | 7 | Monthly System Peak Day | CAISO | 1-in-10 | 2030 | 12 | 452.6417 | 426.7392 | 8.8699 | 85.8244 | 0
| Zone | Remainder of System | 7 | Monthly System Peak Day | CAISO | 1-in-10 | 2030 | 13 | 362.6169 | 358.9217 | 8.8601 | 88.5445 | 0
| Zone | Remainder of System | 7 | Monthly System Peak Day | CAISO | 1-in-10 | 2030 | 14 | 335.9113 | 336.254 | 8.8899 | 90.4209 | 0
| Zone | Remainder of System | 7 | Monthly System Peak Day | CAISO | 1-in-10 | 2030 | 15 | 283.7341 | 290.9497 | 8.9754 | 91.6667 | 0
| Zone | Remainder of System | 7 | Monthly System Peak Day | CAISO | 1-in-10 | 2030 | 16 | 245.603 | 240.2261 | 9.0289 | 92.1879 | 0
| Zone | Remainder of System | 7 | Monthly System Peak Day | CAISO | 1-in-10 | 2030 | 17 | 247.2677 | 252.9845 | 9.9313 | 91.3273 | 0
| Zone | Remainder of System | 7 | Monthly System Peak Day | CAISO | 1-in-10 | 2030 | 18 | 217.9371 | 249.5089 | 9.9595 | 90.6121 | 0
| Zone | Remainder of System | 7 | Monthly System Peak Day | CAISO | 1-in-10 | 2030 | 19 | 214.0364 | 199.4445 | 9.1204 | 89.1894 | 0
| Zone | Remainder of System | 7 | Monthly System Peak Day | CAISO | 1-in-10 | 2030 | 20 | 202.4801 | 176.8287 | 8.9583 | 86.5782 | 0
| Zone | Remainder of System | 7 | Monthly System Peak Day | CAISO | 1-in-10 | 2030 | 21 | 220.2192 | 201.7477 | 10.5031 | 83.2321 | 0
| Zone | Remainder of System | 7 | Monthly System Peak Day | CAISO | 1-in-10 | 2030 | 22 | 385.4111 | 355.2642 | 9.0909 | 79.4189 | 0
| Zone | Remainder of System | 7 | Monthly System Peak Day | CAISO | 1-in-10 | 2030 | 23 | 402.2714 | 364.0811 | 8.9363 | 77.6761 | 0
| Zone | Remainder of System | 7 | Monthly System Peak Day | CAISO | 1-in-10 | 2030 | 24 | 362.2554 | 342.6586 | 8.9289 | 76.0106 | 0
| Zone | Remainder of System | 8 | Average Weekday | CAISO | 1-in-10 | 2030 | 1 | 274.5155 | 296.1959 | 8.4525 | 71.2547 | 0
| Zone | Remainder of System | 8 | Average Weekday | CAISO | 1-in-10 | 2030 | 2 | 274.6888 | 291.1165 | 8.4662 | 70.5191 | 0
| Zone | Remainder of System | 8 | Average Weekday | CAISO | 1-in-10 | 2030 | 3 | 414.2663 | 434.1377 | 8.4687 | 69.8526 | 0
| Zone | Remainder of System | 8 | Average Weekday | CAISO | 1-in-10 | 2030 | 4 | 571.1302 | 594.8148 | 8.4713 | 69.3228 | 0
| Zone | Remainder of System | 8 | Average Weekday | CAISO | 1-in-10 | 2030 | 5 | 523.0155 | 555.0318 | 8.4688 | 68.8402 | 0
| Zone | Remainder of System | 8 | Average Weekday | CAISO | 1-in-10 | 2030 | 6 | 527.8616 | 562.6378 | 8.4666 | 68.4211 | 0
| Zone | Remainder of System | 8 | Average Weekday | CAISO | 1-in-10 | 2030 | 7 | 537.6433 | 537.83 | 8.4478 | 68.0453 | 0
| Zone | Remainder of System | 8 | Average Weekday | CAISO | 1-in-10 | 2030 | 8 | 528.2111 | 546.8563 | 8.3814 | 67.9927 | 0
| Zone | Remainder of System | 8 | Average Weekday | CAISO | 1-in-10 | 2030 | 9 | 511.6409 | 538.4922 | 8.3645 | 69.6799 | 0
| Zone | Remainder of System | 8 | Average Weekday | CAISO | 1-in-10 | 2030 | 10 | 499.727 | 516.3599 | 8.4137 | 72.3836 | 0
| Zone | Remainder of System | 8 | Average Weekday | CAISO | 1-in-10 | 2030 | 11 | 463.6636 | 479.3132 | 8.3925 | 75.5585 | 0
| Zone | Remainder of System | 8 | Average Weekday | CAISO | 1-in-10 | 2030 | 12 | 453.7418 | 474.3421 | 8.3721 | 78.7703 | 0
| Zone | Remainder of System | 8 | Average Weekday | CAISO | 1-in-10 | 2030 | 13 | 373.2648 | 399.3276 | 8.3629 | 81.5628 | 0
| Zone | Remainder of System | 8 | Average Weekday | CAISO | 1-in-10 | 2030 | 14 | 343.4726 | 365.3322 | 8.3943 | 83.8223 | 0
| Zone | Remainder of System | 8 | Average Weekday | CAISO | 1-in-10 | 2030 | 15 | 291.7132 | 311.8937 | 8.462 | 85.2519 | 0
| Zone | Remainder of System | 8 | Average Weekday | CAISO | 1-in-10 | 2030 | 16 | 251.6731 | 258.667 | 8.5096 | 85.8062 | 0
| Zone | Remainder of System | 8 | Average Weekday | CAISO | 1-in-10 | 2030 | 17 | 255.5483 | 261.7868 | 9.5873 | 85.7176 | 0
| Zone | Remainder of System | 8 | Average Weekday | CAISO | 1-in-10 | 2030 | 18 | 224.0333 | 241.6573 | 9.4901 | 84.8529 | 0
| Zone | Remainder of System | 8 | Average Weekday | CAISO | 1-in-10 | 2030 | 19 | 218.7567 | 240.8293 | 9.0111 | 83.2713 | 0
| Zone | Remainder of System | 8 | Average Weekday | CAISO | 1-in-10 | 2030 | 20 | 215.3238 | 228.5612 | 8.6795 | 80.7948 | 0
| Zone | Remainder of System | 8 | Average Weekday | CAISO | 1-in-10 | 2030 | 21 | 229.9871 | 249.9973 | 8.9268 | 77.4441 | 0
| Zone | Remainder of System | 8 | Average Weekday | CAISO | 1-in-10 | 2030 | 22 | 388.3554 | 416.5281 | 8.4626 | 74.9825 | 0
| Zone | Remainder of System | 8 | Average Weekday | CAISO | 1-in-10 | 2030 | 23 | 406.2093 | 439.8938 | 8.4633 | 73.5263 | 0
| Zone | Remainder of System | 8 | Average Weekday | CAISO | 1-in-10 | 2030 | 24 | 367.4774 | 398.9743 | 8.429 | 72.4274 | 0
| Zone | Remainder of System | 8 | Monthly System Peak Day | CAISO | 1-in-10 | 2030 | 1 | 274.5155 | 269.6545 | 7.5093 | 74.6986 | 0
| Zone | Remainder of System | 8 | Monthly System Peak Day | CAISO | 1-in-10 | 2030 | 2 | 274.6888 | 259.2571 | 7.5284 | 73.8468 | 0
| Zone | Remainder of System | 8 | Monthly System Peak Day | CAISO | 1-in-10 | 2030 | 3 | 414.2663 | 367.3894 | 7.5334 | 73.2382 | 0
| Zone | Remainder of System | 8 | Monthly System Peak Day | CAISO | 1-in-10 | 2030 | 4 | 571.1302 | 477.8759 | 7.5325 | 72.617 | 0
| Zone | Remainder of System | 8 | Monthly System Peak Day | CAISO | 1-in-10 | 2030 | 5 | 523.0155 | 449.2002 | 7.5298 | 71.9061 | 0
| Zone | Remainder of System | 8 | Monthly System Peak Day | CAISO | 1-in-10 | 2030 | 6 | 527.8616 | 464.0038 | 7.5273 | 71.2577 | 0
| Zone | Remainder of System | 8 | Monthly System Peak Day | CAISO | 1-in-10 | 2030 | 7 | 537.6433 | 450.3829 | 7.5302 | 70.7826 | 0
| Zone | Remainder of System | 8 | Monthly System Peak Day | CAISO | 1-in-10 | 2030 | 8 | 528.2111 | 468.9578 | 7.4403 | 70.5706 | 0
| Zone | Remainder of System | 8 | Monthly System Peak Day | CAISO | 1-in-10 | 2030 | 9 | 511.6409 | 493.7204 | 7.4081 | 72.9211 | 0
| Zone | Remainder of System | 8 | Monthly System Peak Day | CAISO | 1-in-10 | 2030 | 10 | 499.727 | 469.5976 | 7.4639 | 76.5774 | 0
| Zone | Remainder of System | 8 | Monthly System Peak Day | CAISO | 1-in-10 | 2030 | 11 | 463.6636 | 432.1624 | 7.4155 | 81.4047 | 0
| Zone | Remainder of System | 8 | Monthly System Peak Day | CAISO | 1-in-10 | 2030 | 12 | 453.7418 | 426.3397 | 7.3706 | 86.5138 | 0
| Zone | Remainder of System | 8 | Monthly System Peak Day | CAISO | 1-in-10 | 2030 | 13 | 373.2648 | 370.7207 | 7.3519 | 90.2909 | 0
| Zone | Remainder of System | 8 | Monthly System Peak Day | CAISO | 1-in-10 | 2030 | 14 | 343.4726 | 344.5384 | 7.4032 | 92.9994 | 0
| Zone | Remainder of System | 8 | Monthly System Peak Day | CAISO | 1-in-10 | 2030 | 15 | 291.7132 | 299.3209 | 7.5244 | 94.0742 | 0
| Zone | Remainder of System | 8 | Monthly System Peak Day | CAISO | 1-in-10 | 2030 | 16 | 251.6731 | 246.6725 | 7.5904 | 93.95 | 0
| Zone | Remainder of System | 8 | Monthly System Peak Day | CAISO | 1-in-10 | 2030 | 17 | 255.5483 | 258.9779 | 8.6367 | 93.5315 | 0
| Zone | Remainder of System | 8 | Monthly System Peak Day | CAISO | 1-in-10 | 2030 | 18 | 224.0333 | 256.5307 | 8.6716 | 92.5376 | 0
| Zone | Remainder of System | 8 | Monthly System Peak Day | CAISO | 1-in-10 | 2030 | 19 | 218.7567 | 202.9888 | 7.2393 | 90.5697 | 0
| Zone | Remainder of System | 8 | Monthly System Peak Day | CAISO | 1-in-10 | 2030 | 20 | 215.3238 | 187.5932 | 7.1177 | 87.6982 | 0
| Zone | Remainder of System | 8 | Monthly System Peak Day | CAISO | 1-in-10 | 2030 | 21 | 229.9871 | 209.2237 | 9.3055 | 83.6248 | 0
| Zone | Remainder of System | 8 | Monthly System Peak Day | CAISO | 1-in-10 | 2030 | 22 | 388.3554 | 360.996 | 7.685 | 81.035 | 0
| Zone | Remainder of System | 8 | Monthly System Peak Day | CAISO | 1-in-10 | 2030 | 23 | 406.2093 | 373.3882 | 7.4871 | 79.7215 | 0
| Zone | Remainder of System | 8 | Monthly System Peak Day | CAISO | 1-in-10 | 2030 | 24 | 367.4774 | 351.5144 | 7.4723 | 78.5289 | 0
| Zone | Remainder of System | 8 | Typical Event Day | CAISO | 1-in-10 | 2030 | 1 | 274.5155 | 269.6545 | 7.5093 | 75.8434 | 0
| Zone | Remainder of System | 8 | Typical Event Day | CAISO | 1-in-10 | 2030 | 2 | 274.6888 | 259.2571 | 7.5284 | 74.8463 | 0
| Zone | Remainder of System | 8 | Typical Event Day | CAISO | 1-in-10 | 2030 | 3 | 414.2663 | 367.3894 | 7.5334 | 73.928 | 0
| Zone | Remainder of System | 8 | Typical Event Day | CAISO | 1-in-10 | 2030 | 4 | 571.1302 | 477.8759 | 7.5325 | 73.0337 | 0
| Zone | Remainder of System | 8 | Typical Event Day | CAISO | 1-in-10 | 2030 | 5 | 523.0155 | 449.2002 | 7.5298 | 72.2504 | 0
| Zone | Remainder of System | 8 | Typical Event Day | CAISO | 1-in-10 | 2030 | 6 | 527.8616 | 464.0038 | 7.5273 | 71.656 | 0
| Zone | Remainder of System | 8 | Typical Event Day | CAISO | 1-in-10 | 2030 | 7 | 537.6433 | 450.3829 | 7.5302 | 71.2208 | 0
| Zone | Remainder of System | 8 | Typical Event Day | CAISO | 1-in-10 | 2030 | 8 | 528.2111 | 468.9578 | 7.4403 | 71.4786 | 0
| Zone | Remainder of System | 8 | Typical Event Day | CAISO | 1-in-10 | 2030 | 9 | 511.6409 | 493.7204 | 7.4081 | 73.9817 | 0
| Zone | Remainder of System | 8 | Typical Event Day | CAISO | 1-in-10 | 2030 | 10 | 499.727 | 469.5976 | 7.4639 | 78.079 | 0
| Zone | Remainder of System | 8 | Typical Event Day | CAISO | 1-in-10 | 2030 | 11 | 463.6636 | 432.1624 | 7.4155 | 82.7241 | 0
| Zone | Remainder of System | 8 | Typical Event Day | CAISO | 1-in-10 | 2030 | 12 | 453.7418 | 426.3397 | 7.3706 | 87.2549 | 0
| Zone | Remainder of System | 8 | Typical Event Day | CAISO | 1-in-10 | 2030 | 13 | 373.2648 | 370.7207 | 7.3519 | 90.2166 | 0
| Zone | Remainder of System | 8 | Typical Event Day | CAISO | 1-in-10 | 2030 | 14 | 343.4726 | 344.5384 | 7.4032 | 92.2609 | 0
| Zone | Remainder of System | 8 | Typical Event Day | CAISO | 1-in-10 | 2030 | 15 | 291.7132 | 299.3209 | 7.5244 | 93.5815 | 0
| Zone | Remainder of System | 8 | Typical Event Day | CAISO | 1-in-10 | 2030 | 16 | 251.6731 | 246.6725 | 7.5904 | 94.1627 | 0
| Zone | Remainder of System | 8 | Typical Event Day | CAISO | 1-in-10 | 2030 | 17 | 255.5483 | 258.9779 | 8.6367 | 93.8577 | 0
| Zone | Remainder of System | 8 | Typical Event Day | CAISO | 1-in-10 | 2030 | 18 | 224.0333 | 256.5307 | 8.6716 | 93.0799 | 0
| Zone | Remainder of System | 8 | Typical Event Day | CAISO | 1-in-10 | 2030 | 19 | 218.7567 | 202.9888 | 7.2393 | 91.4746 | 0
| Zone | Remainder of System | 8 | Typical Event Day | CAISO | 1-in-10 | 2030 | 20 | 215.3238 | 187.5932 | 7.1177 | 88.5784 | 0
| Zone | Remainder of System | 8 | Typical Event Day | CAISO | 1-in-10 | 2030 | 21 | 229.9871 | 209.2237 | 9.3055 | 84.7427 | 0
| Zone | Remainder of System | 8 | Typical Event Day | CAISO | 1-in-10 | 2030 | 22 | 388.3554 | 360.996 | 7.685 | 81.5441 | 0
| Zone | Remainder of System | 8 | Typical Event Day | CAISO | 1-in-10 | 2030 | 23 | 406.2093 | 373.3882 | 7.4871 | 79.5436 | 0
| Zone | Remainder of System | 8 | Typical Event Day | CAISO | 1-in-10 | 2030 | 24 | 367.4774 | 351.5144 | 7.4723 | 77.967 | 0
| Zone | Remainder of System | 9 | Average Weekday | CAISO | 1-in-10 | 2030 | 1 | 270.3411 | 279.7466 | 9.1563 | 71.0646 | 0
| Zone | Remainder of System | 9 | Average Weekday | CAISO | 1-in-10 | 2030 | 2 | 277.6936 | 279.4002 | 9.1737 | 70.1203 | 0
| Zone | Remainder of System | 9 | Average Weekday | CAISO | 1-in-10 | 2030 | 3 | 440.8831 | 435.8427 | 9.176 | 69.2506 | 0
| Zone | Remainder of System | 9 | Average Weekday | CAISO | 1-in-10 | 2030 | 4 | 601.2952 | 598.1548 | 9.1786 | 68.4826 | 0
| Zone | Remainder of System | 9 | Average Weekday | CAISO | 1-in-10 | 2030 | 5 | 537.192 | 536.1126 | 9.1734 | 67.8093 | 0
| Zone | Remainder of System | 9 | Average Weekday | CAISO | 1-in-10 | 2030 | 6 | 525.6683 | 533.922 | 9.1646 | 67.2573 | 0
| Zone | Remainder of System | 9 | Average Weekday | CAISO | 1-in-10 | 2030 | 7 | 554.3755 | 541.8244 | 9.1369 | 66.785 | 0
| Zone | Remainder of System | 9 | Average Weekday | CAISO | 1-in-10 | 2030 | 8 | 527.87 | 524.9388 | 9.0896 | 66.4866 | 0
| Zone | Remainder of System | 9 | Average Weekday | CAISO | 1-in-10 | 2030 | 9 | 484.3719 | 506.4576 | 9.0775 | 67.9182 | 0
| Zone | Remainder of System | 9 | Average Weekday | CAISO | 1-in-10 | 2030 | 10 | 478.7503 | 490.8676 | 9.1292 | 71.1915 | 0
| Zone | Remainder of System | 9 | Average Weekday | CAISO | 1-in-10 | 2030 | 11 | 447.8009 | 460.0514 | 9.1075 | 74.8699 | 0
| Zone | Remainder of System | 9 | Average Weekday | CAISO | 1-in-10 | 2030 | 12 | 440.3356 | 452.9504 | 9.084 | 78.4748 | 0
| Zone | Remainder of System | 9 | Average Weekday | CAISO | 1-in-10 | 2030 | 13 | 371.5817 | 385.4306 | 9.0716 | 81.3392 | 0
| Zone | Remainder of System | 9 | Average Weekday | CAISO | 1-in-10 | 2030 | 14 | 333.5598 | 347.4665 | 9.0986 | 83.4193 | 0
| Zone | Remainder of System | 9 | Average Weekday | CAISO | 1-in-10 | 2030 | 15 | 283.5358 | 298.5495 | 9.1509 | 84.7282 | 0
| Zone | Remainder of System | 9 | Average Weekday | CAISO | 1-in-10 | 2030 | 16 | 253.0951 | 255.6837 | 9.1961 | 85.0989 | 0
| Zone | Remainder of System | 9 | Average Weekday | CAISO | 1-in-10 | 2030 | 17 | 258.7505 | 264.7522 | 10.1895 | 84.9067 | 0
| Zone | Remainder of System | 9 | Average Weekday | CAISO | 1-in-10 | 2030 | 18 | 229.2607 | 246.5633 | 10.0717 | 83.9833 | 0
| Zone | Remainder of System | 9 | Average Weekday | CAISO | 1-in-10 | 2030 | 19 | 229.7805 | 249.8828 | 10.0856 | 82.1152 | 0
| Zone | Remainder of System | 9 | Average Weekday | CAISO | 1-in-10 | 2030 | 20 | 226.6777 | 238.284 | 9.1842 | 79.1843 | 0
| Zone | Remainder of System | 9 | Average Weekday | CAISO | 1-in-10 | 2030 | 21 | 235.8871 | 253.2357 | 9.4092 | 76.077 | 0
| Zone | Remainder of System | 9 | Average Weekday | CAISO | 1-in-10 | 2030 | 22 | 394.1079 | 417.1315 | 9.1102 | 74.194 | 0
| Zone | Remainder of System | 9 | Average Weekday | CAISO | 1-in-10 | 2030 | 23 | 407.7408 | 430.2985 | 9.1464 | 72.8204 | 0
| Zone | Remainder of System | 9 | Average Weekday | CAISO | 1-in-10 | 2030 | 24 | 363.6514 | 382.5371 | 9.1293 | 71.6765 | 0
| Zone | Remainder of System | 9 | Monthly System Peak Day | CAISO | 1-in-10 | 2030 | 1 | 270.3411 | 258.9321 | 9.2172 | 78.2118 | 0
| Zone | Remainder of System | 9 | Monthly System Peak Day | CAISO | 1-in-10 | 2030 | 2 | 277.6936 | 252.9237 | 9.2365 | 77.0359 | 0
| Zone | Remainder of System | 9 | Monthly System Peak Day | CAISO | 1-in-10 | 2030 | 3 | 440.8831 | 371.7979 | 9.2408 | 76.0394 | 0
| Zone | Remainder of System | 9 | Monthly System Peak Day | CAISO | 1-in-10 | 2030 | 4 | 601.2952 | 471.1505 | 9.2394 | 75.152 | 0
| Zone | Remainder of System | 9 | Monthly System Peak Day | CAISO | 1-in-10 | 2030 | 5 | 537.192 | 419.8393 | 9.2347 | 74.7415 | 0
| Zone | Remainder of System | 9 | Monthly System Peak Day | CAISO | 1-in-10 | 2030 | 6 | 525.6683 | 421.1659 | 9.2262 | 74.3085 | 0
| Zone | Remainder of System | 9 | Monthly System Peak Day | CAISO | 1-in-10 | 2030 | 7 | 554.3755 | 440.4245 | 9.2263 | 73.9662 | 0
| Zone | Remainder of System | 9 | Monthly System Peak Day | CAISO | 1-in-10 | 2030 | 8 | 527.87 | 431.8101 | 9.1647 | 74.3479 | 0
| Zone | Remainder of System | 9 | Monthly System Peak Day | CAISO | 1-in-10 | 2030 | 9 | 484.3719 | 459.3387 | 9.1456 | 75.8286 | 0
| Zone | Remainder of System | 9 | Monthly System Peak Day | CAISO | 1-in-10 | 2030 | 10 | 478.7503 | 439.8976 | 9.1964 | 79.1 | 0
| Zone | Remainder of System | 9 | Monthly System Peak Day | CAISO | 1-in-10 | 2030 | 11 | 447.8009 | 409.4669 | 9.1573 | 83.6879 | 0
| Zone | Remainder of System | 9 | Monthly System Peak Day | CAISO | 1-in-10 | 2030 | 12 | 440.3356 | 405.9562 | 9.1186 | 88.1258 | 0
| Zone | Remainder of System | 9 | Monthly System Peak Day | CAISO | 1-in-10 | 2030 | 13 | 371.5817 | 349.2605 | 9.1028 | 91.4561 | 0
| Zone | Remainder of System | 9 | Monthly System Peak Day | CAISO | 1-in-10 | 2030 | 14 | 333.5598 | 320.7687 | 9.1368 | 93.3227 | 0
| Zone | Remainder of System | 9 | Monthly System Peak Day | CAISO | 1-in-10 | 2030 | 15 | 283.5358 | 281.8954 | 9.2239 | 94.7455 | 0
| Zone | Remainder of System | 9 | Monthly System Peak Day | CAISO | 1-in-10 | 2030 | 16 | 253.0951 | 240.57 | 9.282 | 95.5636 | 0
| Zone | Remainder of System | 9 | Monthly System Peak Day | CAISO | 1-in-10 | 2030 | 17 | 258.7505 | 262.2249 | 10.2065 | 95.7667 | 0
| Zone | Remainder of System | 9 | Monthly System Peak Day | CAISO | 1-in-10 | 2030 | 18 | 229.2607 | 258.9588 | 10.1931 | 94.6182 | 0
| Zone | Remainder of System | 9 | Monthly System Peak Day | CAISO | 1-in-10 | 2030 | 19 | 229.7805 | 210.2339 | 9.6438 | 92.8864 | 0
| Zone | Remainder of System | 9 | Monthly System Peak Day | CAISO | 1-in-10 | 2030 | 20 | 226.6777 | 197.7779 | 8.9727 | 90.35 | 0
| Zone | Remainder of System | 9 | Monthly System Peak Day | CAISO | 1-in-10 | 2030 | 21 | 235.8871 | 216.3563 | 10.4147 | 87.2288 | 0
| Zone | Remainder of System | 9 | Monthly System Peak Day | CAISO | 1-in-10 | 2030 | 22 | 394.1079 | 354.8703 | 9.3228 | 85.2576 | 0
| Zone | Remainder of System | 9 | Monthly System Peak Day | CAISO | 1-in-10 | 2030 | 23 | 407.7408 | 354.956 | 9.1739 | 83.9182 | 0
| Zone | Remainder of System | 9 | Monthly System Peak Day | CAISO | 1-in-10 | 2030 | 24 | 363.6514 | 331.2397 | 9.181 | 82.4894 | 0
| Zone | Remainder of System | 10 | Average Weekday | CAISO | 1-in-10 | 2030 | 1 | 287.5123 | 298.0948 | 8.5704 | 66.821 | 0
| Zone | Remainder of System | 10 | Average Weekday | CAISO | 1-in-10 | 2030 | 2 | 281.2718 | 287.872 | 8.4597 | 65.8764 | 0
| Zone | Remainder of System | 10 | Average Weekday | CAISO | 1-in-10 | 2030 | 3 | 433.5836 | 443.0033 | 8.4445 | 65.1487 | 0
| Zone | Remainder of System | 10 | Average Weekday | CAISO | 1-in-10 | 2030 | 4 | 598.9763 | 613.7189 | 8.407 | 64.4441 | 0
| Zone | Remainder of System | 10 | Average Weekday | CAISO | 1-in-10 | 2030 | 5 | 584.9812 | 598.8047 | 8.4034 | 63.7957 | 0
| Zone | Remainder of System | 10 | Average Weekday | CAISO | 1-in-10 | 2030 | 6 | 582.0419 | 597.1361 | 8.353 | 63.2505 | 0
| Zone | Remainder of System | 10 | Average Weekday | CAISO | 1-in-10 | 2030 | 7 | 582.0464 | 581.5726 | 8.3387 | 62.7507 | 0
| Zone | Remainder of System | 10 | Average Weekday | CAISO | 1-in-10 | 2030 | 8 | 570.0698 | 574.3705 | 8.6425 | 62.4032 | 0
| Zone | Remainder of System | 10 | Average Weekday | CAISO | 1-in-10 | 2030 | 9 | 543.8347 | 582.0166 | 9.0699 | 62.8006 | 0
| Zone | Remainder of System | 10 | Average Weekday | CAISO | 1-in-10 | 2030 | 10 | 525.3868 | 542.9855 | 8.7892 | 65.6724 | 0
| Zone | Remainder of System | 10 | Average Weekday | CAISO | 1-in-10 | 2030 | 11 | 508.5146 | 521.5084 | 9.0104 | 69.5905 | 0
| Zone | Remainder of System | 10 | Average Weekday | CAISO | 1-in-10 | 2030 | 12 | 497.2427 | 509.308 | 9.2556 | 73.4477 | 0
| Zone | Remainder of System | 10 | Average Weekday | CAISO | 1-in-10 | 2030 | 13 | 399.6176 | 409.9993 | 9.4508 | 76.5732 | 0
| Zone | Remainder of System | 10 | Average Weekday | CAISO | 1-in-10 | 2030 | 14 | 350.3542 | 357.5643 | 9.3137 | 78.6528 | 0
| Zone | Remainder of System | 10 | Average Weekday | CAISO | 1-in-10 | 2030 | 15 | 304.2055 | 310.9622 | 8.9197 | 79.9522 | 0
| Zone | Remainder of System | 10 | Average Weekday | CAISO | 1-in-10 | 2030 | 16 | 273.5169 | 276.2133 | 8.4167 | 80.5984 | 0
| Zone | Remainder of System | 10 | Average Weekday | CAISO | 1-in-10 | 2030 | 17 | 270.808 | 276.9988 | 8.2127 | 80.5533 | 0
| Zone | Remainder of System | 10 | Average Weekday | CAISO | 1-in-10 | 2030 | 18 | 252.201 | 258.8959 | 8.2702 | 79.6615 | 0
| Zone | Remainder of System | 10 | Average Weekday | CAISO | 1-in-10 | 2030 | 19 | 266.9886 | 273.6052 | 8.698 | 77.699 | 0
| Zone | Remainder of System | 10 | Average Weekday | CAISO | 1-in-10 | 2030 | 20 | 258.5378 | 261.998 | 8.4027 | 74.602 | 0
| Zone | Remainder of System | 10 | Average Weekday | CAISO | 1-in-10 | 2030 | 21 | 246.372 | 252.0209 | 8.1023 | 72.2635 | 0
| Zone | Remainder of System | 10 | Average Weekday | CAISO | 1-in-10 | 2030 | 22 | 431.1448 | 448.9636 | 8.3348 | 70.5604 | 0
| Zone | Remainder of System | 10 | Average Weekday | CAISO | 1-in-10 | 2030 | 23 | 411.711 | 432.2766 | 8.4884 | 69.1121 | 0
| Zone | Remainder of System | 10 | Average Weekday | CAISO | 1-in-10 | 2030 | 24 | 341.7502 | 365.1615 | 8.6686 | 67.8831 | 0
| Zone | Remainder of System | 10 | Monthly System Peak Day | CAISO | 1-in-10 | 2030 | 1 | 287.5123 | 307.9114 | 8.3992 | 76.9398 | 0
| Zone | Remainder of System | 10 | Monthly System Peak Day | CAISO | 1-in-10 | 2030 | 2 | 281.2718 | 293.1946 | 8.3437 | 75.4956 | 0
| Zone | Remainder of System | 10 | Monthly System Peak Day | CAISO | 1-in-10 | 2030 | 3 | 433.5836 | 447.9842 | 8.3373 | 74.3628 | 0
| Zone | Remainder of System | 10 | Monthly System Peak Day | CAISO | 1-in-10 | 2030 | 4 | 598.9763 | 615.3672 | 8.3244 | 73.3659 | 0
| Zone | Remainder of System | 10 | Monthly System Peak Day | CAISO | 1-in-10 | 2030 | 5 | 584.9812 | 603.9553 | 8.3183 | 72.7463 | 0
| Zone | Remainder of System | 10 | Monthly System Peak Day | CAISO | 1-in-10 | 2030 | 6 | 582.0419 | 595.7922 | 8.2957 | 72.5802 | 0
| Zone | Remainder of System | 10 | Monthly System Peak Day | CAISO | 1-in-10 | 2030 | 7 | 582.0464 | 575.7986 | 8.2837 | 71.903 | 0
| Zone | Remainder of System | 10 | Monthly System Peak Day | CAISO | 1-in-10 | 2030 | 8 | 570.0698 | 574.6732 | 8.4408 | 71.4577 | 0
| Zone | Remainder of System | 10 | Monthly System Peak Day | CAISO | 1-in-10 | 2030 | 9 | 543.8347 | 593.752 | 8.7382 | 71.9181 | 0
| Zone | Remainder of System | 10 | Monthly System Peak Day | CAISO | 1-in-10 | 2030 | 10 | 525.3868 | 549.8978 | 8.5254 | 75.8697 | 0
| Zone | Remainder of System | 10 | Monthly System Peak Day | CAISO | 1-in-10 | 2030 | 11 | 508.5146 | 530.5148 | 8.667 | 79.7977 | 0
| Zone | Remainder of System | 10 | Monthly System Peak Day | CAISO | 1-in-10 | 2030 | 12 | 497.2427 | 522.6976 | 8.838 | 83.3609 | 0
| Zone | Remainder of System | 10 | Monthly System Peak Day | CAISO | 1-in-10 | 2030 | 13 | 399.6176 | 409.2288 | 8.985 | 86.4797 | 0
| Zone | Remainder of System | 10 | Monthly System Peak Day | CAISO | 1-in-10 | 2030 | 14 | 350.3542 | 356.2839 | 8.8895 | 88.2344 | 0
| Zone | Remainder of System | 10 | Monthly System Peak Day | CAISO | 1-in-10 | 2030 | 15 | 304.2055 | 311.3089 | 8.6008 | 89.0484 | 0
| Zone | Remainder of System | 10 | Monthly System Peak Day | CAISO | 1-in-10 | 2030 | 16 | 273.5169 | 274.8682 | 8.2874 | 89.7625 | 0
| Zone | Remainder of System | 10 | Monthly System Peak Day | CAISO | 1-in-10 | 2030 | 17 | 270.808 | 276.9583 | 8.1588 | 89.2516 | 0
| Zone | Remainder of System | 10 | Monthly System Peak Day | CAISO | 1-in-10 | 2030 | 18 | 252.201 | 258.6836 | 8.1552 | 88.1547 | 0
| Zone | Remainder of System | 10 | Monthly System Peak Day | CAISO | 1-in-10 | 2030 | 19 | 266.9886 | 272.6868 | 8.6571 | 85.0234 | 0
| Zone | Remainder of System | 10 | Monthly System Peak Day | CAISO | 1-in-10 | 2030 | 20 | 258.5378 | 262.576 | 8.4022 | 81.3875 | 0
| Zone | Remainder of System | 10 | Monthly System Peak Day | CAISO | 1-in-10 | 2030 | 21 | 246.372 | 254.6081 | 8.3435 | 78.1727 | 0
| Zone | Remainder of System | 10 | Monthly System Peak Day | CAISO | 1-in-10 | 2030 | 22 | 431.1448 | 448.9149 | 8.2632 | 76.3627 | 0
| Zone | Remainder of System | 10 | Monthly System Peak Day | CAISO | 1-in-10 | 2030 | 23 | 411.711 | 435.6298 | 8.3517 | 75.0878 | 0
| Zone | Remainder of System | 10 | Monthly System Peak Day | CAISO | 1-in-10 | 2030 | 24 | 341.7502 | 379.4115 | 8.4613 | 73.8925 | 0
| Zone | Remainder of System | 11 | Average Weekday | CAISO | 1-in-10 | 2030 | 1 | 270.4073 | 277.0697 | 8.4525 | 56.059 | 0
| Zone | Remainder of System | 11 | Average Weekday | CAISO | 1-in-10 | 2030 | 2 | 269.2873 | 275.585 | 8.4711 | 55.0971 | 0
| Zone | Remainder of System | 11 | Average Weekday | CAISO | 1-in-10 | 2030 | 3 | 416.2073 | 426.8135 | 8.4461 | 54.1595 | 0
| Zone | Remainder of System | 11 | Average Weekday | CAISO | 1-in-10 | 2030 | 4 | 592.3996 | 609.8349 | 8.4577 | 53.2044 | 0
| Zone | Remainder of System | 11 | Average Weekday | CAISO | 1-in-10 | 2030 | 5 | 558.043 | 583.7889 | 8.4311 | 52.3654 | 0
| Zone | Remainder of System | 11 | Average Weekday | CAISO | 1-in-10 | 2030 | 6 | 546.1853 | 573.7842 | 8.4371 | 51.8116 | 0
| Zone | Remainder of System | 11 | Average Weekday | CAISO | 1-in-10 | 2030 | 7 | 554.5573 | 551.7361 | 8.6258 | 51.3221 | 0
| Zone | Remainder of System | 11 | Average Weekday | CAISO | 1-in-10 | 2030 | 8 | 532.5506 | 536.8841 | 8.9297 | 51.0234 | 0
| Zone | Remainder of System | 11 | Average Weekday | CAISO | 1-in-10 | 2030 | 9 | 517.8348 | 545.1338 | 8.6153 | 52.5111 | 0
| Zone | Remainder of System | 11 | Average Weekday | CAISO | 1-in-10 | 2030 | 10 | 495.362 | 507.7317 | 8.9112 | 56.466 | 0
| Zone | Remainder of System | 11 | Average Weekday | CAISO | 1-in-10 | 2030 | 11 | 468.5944 | 476.7105 | 9.1019 | 61.1659 | 0
| Zone | Remainder of System | 11 | Average Weekday | CAISO | 1-in-10 | 2030 | 12 | 462.1341 | 469.5423 | 9.1987 | 65.0488 | 0
| Zone | Remainder of System | 11 | Average Weekday | CAISO | 1-in-10 | 2030 | 13 | 373.343 | 384.5274 | 8.9789 | 67.8408 | 0
| Zone | Remainder of System | 11 | Average Weekday | CAISO | 1-in-10 | 2030 | 14 | 340.9219 | 348.6138 | 8.7154 | 69.5124 | 0
| Zone | Remainder of System | 11 | Average Weekday | CAISO | 1-in-10 | 2030 | 15 | 287.8839 | 297.3531 | 8.3969 | 70.4672 | 0
| Zone | Remainder of System | 11 | Average Weekday | CAISO | 1-in-10 | 2030 | 16 | 260.151 | 262.7134 | 8.4792 | 70.7027 | 0
| Zone | Remainder of System | 11 | Average Weekday | CAISO | 1-in-10 | 2030 | 17 | 264.9868 | 270.5519 | 8.2944 | 69.9819 | 0
| Zone | Remainder of System | 11 | Average Weekday | CAISO | 1-in-10 | 2030 | 18 | 247.1583 | 253.2916 | 8.4638 | 67.953 | 0
| Zone | Remainder of System | 11 | Average Weekday | CAISO | 1-in-10 | 2030 | 19 | 263.9122 | 268.2392 | 8.4198 | 65.3114 | 0
| Zone | Remainder of System | 11 | Average Weekday | CAISO | 1-in-10 | 2030 | 20 | 248.6324 | 309.5994 | 10.4877 | 63.0346 | 0
| Zone | Remainder of System | 11 | Average Weekday | CAISO | 1-in-10 | 2030 | 21 | 235.4168 | 241.6857 | 8.0704 | 61.213 | 0
| Zone | Remainder of System | 11 | Average Weekday | CAISO | 1-in-10 | 2030 | 22 | 412.9691 | 428.9045 | 8.4189 | 59.5838 | 0
| Zone | Remainder of System | 11 | Average Weekday | CAISO | 1-in-10 | 2030 | 23 | 393.9188 | 409.013 | 8.5846 | 58.2328 | 0
| Zone | Remainder of System | 11 | Average Weekday | CAISO | 1-in-10 | 2030 | 24 | 322.3872 | 335.1221 | 8.5089 | 57.0822 | 0
| Zone | Remainder of System | 11 | Monthly System Peak Day | CAISO | 1-in-10 | 2030 | 1 | 270.4073 | 282.1351 | 8.3704 | 69.4034 | 0
| Zone | Remainder of System | 11 | Monthly System Peak Day | CAISO | 1-in-10 | 2030 | 2 | 269.2873 | 279.4808 | 8.3924 | 68.1516 | 0
| Zone | Remainder of System | 11 | Monthly System Peak Day | CAISO | 1-in-10 | 2030 | 3 | 416.2073 | 430.2941 | 8.38 | 67.393 | 0
| Zone | Remainder of System | 11 | Monthly System Peak Day | CAISO | 1-in-10 | 2030 | 4 | 592.3996 | 613.5724 | 8.3898 | 66.0125 | 0
| Zone | Remainder of System | 11 | Monthly System Peak Day | CAISO | 1-in-10 | 2030 | 5 | 558.043 | 587.5024 | 8.3806 | 65.1814 | 0
| Zone | Remainder of System | 11 | Monthly System Peak Day | CAISO | 1-in-10 | 2030 | 6 | 546.1853 | 574.8481 | 8.3871 | 64.2144 | 0
| Zone | Remainder of System | 11 | Monthly System Peak Day | CAISO | 1-in-10 | 2030 | 7 | 554.5573 | 540.115 | 8.5396 | 63.6647 | 0
| Zone | Remainder of System | 11 | Monthly System Peak Day | CAISO | 1-in-10 | 2030 | 8 | 532.5506 | 542.3322 | 8.9272 | 63.8962 | 0
| Zone | Remainder of System | 11 | Monthly System Peak Day | CAISO | 1-in-10 | 2030 | 9 | 517.8348 | 553.5548 | 8.5313 | 65.4002 | 0
| Zone | Remainder of System | 11 | Monthly System Peak Day | CAISO | 1-in-10 | 2030 | 10 | 495.362 | 517.9279 | 8.8994 | 69.6937 | 0
| Zone | Remainder of System | 11 | Monthly System Peak Day | CAISO | 1-in-10 | 2030 | 11 | 468.5944 | 490.1292 | 9.1822 | 76.562 | 0
| Zone | Remainder of System | 11 | Monthly System Peak Day | CAISO | 1-in-10 | 2030 | 12 | 462.1341 | 485.1409 | 9.3433 | 82.3128 | 0
| Zone | Remainder of System | 11 | Monthly System Peak Day | CAISO | 1-in-10 | 2030 | 13 | 373.343 | 384.7228 | 9.0221 | 85.9891 | 0
| Zone | Remainder of System | 11 | Monthly System Peak Day | CAISO | 1-in-10 | 2030 | 14 | 340.9219 | 347.2869 | 8.6527 | 87.9797 | 0
| Zone | Remainder of System | 11 | Monthly System Peak Day | CAISO | 1-in-10 | 2030 | 15 | 287.8839 | 297.4091 | 8.3067 | 88.7703 | 0
| Zone | Remainder of System | 11 | Monthly System Peak Day | CAISO | 1-in-10 | 2030 | 16 | 260.151 | 261.5628 | 8.3901 | 89.0578 | 0
| Zone | Remainder of System | 11 | Monthly System Peak Day | CAISO | 1-in-10 | 2030 | 17 | 264.9868 | 272.5009 | 8.2073 | 88.5875 | 0
| Zone | Remainder of System | 11 | Monthly System Peak Day | CAISO | 1-in-10 | 2030 | 18 | 247.1583 | 255.8652 | 8.3706 | 86.8453 | 0
| Zone | Remainder of System | 11 | Monthly System Peak Day | CAISO | 1-in-10 | 2030 | 19 | 263.9122 | 269.3835 | 8.4188 | 83.7578 | 0
| Zone | Remainder of System | 11 | Monthly System Peak Day | CAISO | 1-in-10 | 2030 | 20 | 248.6324 | 356.8448 | 17.1622 | 79.8594 | 0
| Zone | Remainder of System | 11 | Monthly System Peak Day | CAISO | 1-in-10 | 2030 | 21 | 235.4168 | 243.9753 | 8.3768 | 76.3664 | 0
| Zone | Remainder of System | 11 | Monthly System Peak Day | CAISO | 1-in-10 | 2030 | 22 | 412.9691 | 430.2755 | 8.3412 | 73.8492 | 0
| Zone | Remainder of System | 11 | Monthly System Peak Day | CAISO | 1-in-10 | 2030 | 23 | 393.9188 | 414.8107 | 8.4965 | 71.6486 | 0
| Zone | Remainder of System | 11 | Monthly System Peak Day | CAISO | 1-in-10 | 2030 | 24 | 322.3872 | 344.959 | 8.4149 | 70.3994 | 0
| Zone | Remainder of System | 12 | Average Weekday | CAISO | 1-in-10 | 2030 | 1 | 255.3819 | 262.4406 | 8.314 | 50.4524 | 0
| Zone | Remainder of System | 12 | Average Weekday | CAISO | 1-in-10 | 2030 | 2 | 251.3637 | 258.0654 | 8.34 | 49.6307 | 0
| Zone | Remainder of System | 12 | Average Weekday | CAISO | 1-in-10 | 2030 | 3 | 392.6744 | 404.9214 | 8.3456 | 48.8824 | 0
| Zone | Remainder of System | 12 | Average Weekday | CAISO | 1-in-10 | 2030 | 4 | 568.025 | 587.4552 | 8.3523 | 48.0839 | 0
| Zone | Remainder of System | 12 | Average Weekday | CAISO | 1-in-10 | 2030 | 5 | 537.9383 | 566.7916 | 8.3558 | 47.4648 | 0
| Zone | Remainder of System | 12 | Average Weekday | CAISO | 1-in-10 | 2030 | 6 | 514.8764 | 547.1677 | 8.361 | 46.8946 | 0
| Zone | Remainder of System | 12 | Average Weekday | CAISO | 1-in-10 | 2030 | 7 | 508.9586 | 507.8077 | 8.3221 | 46.4436 | 0
| Zone | Remainder of System | 12 | Average Weekday | CAISO | 1-in-10 | 2030 | 8 | 499.9848 | 506.8401 | 8.2737 | 46.3279 | 0
| Zone | Remainder of System | 12 | Average Weekday | CAISO | 1-in-10 | 2030 | 9 | 480.9399 | 509.1075 | 8.2253 | 46.9814 | 0
| Zone | Remainder of System | 12 | Average Weekday | CAISO | 1-in-10 | 2030 | 10 | 451.4265 | 467.9548 | 8.2525 | 49.9135 | 0
| Zone | Remainder of System | 12 | Average Weekday | CAISO | 1-in-10 | 2030 | 11 | 426.5193 | 436.574 | 8.2099 | 53.6874 | 0
| Zone | Remainder of System | 12 | Average Weekday | CAISO | 1-in-10 | 2030 | 12 | 418.9507 | 425.9699 | 8.1706 | 57.1456 | 0
| Zone | Remainder of System | 12 | Average Weekday | CAISO | 1-in-10 | 2030 | 13 | 339.4912 | 350.2657 | 8.1609 | 59.6607 | 0
| Zone | Remainder of System | 12 | Average Weekday | CAISO | 1-in-10 | 2030 | 14 | 309.5808 | 318.107 | 8.1943 | 61.3133 | 0
| Zone | Remainder of System | 12 | Average Weekday | CAISO | 1-in-10 | 2030 | 15 | 270.8251 | 279.5613 | 8.2497 | 62.1542 | 0
| Zone | Remainder of System | 12 | Average Weekday | CAISO | 1-in-10 | 2030 | 16 | 237.9323 | 240.4336 | 8.3082 | 62.3151 | 0
| Zone | Remainder of System | 12 | Average Weekday | CAISO | 1-in-10 | 2030 | 17 | 243.8056 | 250.3485 | 8.1737 | 61.6977 | 0
| Zone | Remainder of System | 12 | Average Weekday | CAISO | 1-in-10 | 2030 | 18 | 228.1628 | 234.0571 | 8.1525 | 59.7727 | 0
| Zone | Remainder of System | 12 | Average Weekday | CAISO | 1-in-10 | 2030 | 19 | 246.1538 | 250.4724 | 8.4194 | 57.5166 | 0
| Zone | Remainder of System | 12 | Average Weekday | CAISO | 1-in-10 | 2030 | 20 | 238.3028 | 300.0672 | 8.435 | 55.8063 | 0
| Zone | Remainder of System | 12 | Average Weekday | CAISO | 1-in-10 | 2030 | 21 | 225.2956 | 231.9904 | 8.0702 | 54.4022 | 0
| Zone | Remainder of System | 12 | Average Weekday | CAISO | 1-in-10 | 2030 | 22 | 400.3852 | 415.9926 | 8.2569 | 53.1733 | 0
| Zone | Remainder of System | 12 | Average Weekday | CAISO | 1-in-10 | 2030 | 23 | 382.8496 | 397.5454 | 8.2824 | 52.0782 | 0
| Zone | Remainder of System | 12 | Average Weekday | CAISO | 1-in-10 | 2030 | 24 | 312.3294 | 325.886 | 8.2857 | 51.1639 | 0
| Zone | Remainder of System | 12 | Monthly System Peak Day | CAISO | 1-in-10 | 2030 | 1 | 255.3819 | 262.4406 | 8.314 | 42.5695 | 0
| Zone | Remainder of System | 12 | Monthly System Peak Day | CAISO | 1-in-10 | 2030 | 2 | 251.3637 | 258.0654 | 8.34 | 41.708 | 0
| Zone | Remainder of System | 12 | Monthly System Peak Day | CAISO | 1-in-10 | 2030 | 3 | 392.6744 | 404.9214 | 8.3456 | 40.6634 | 0
| Zone | Remainder of System | 12 | Monthly System Peak Day | CAISO | 1-in-10 | 2030 | 4 | 568.025 | 587.4552 | 8.3523 | 39.7536 | 0
| Zone | Remainder of System | 12 | Monthly System Peak Day | CAISO | 1-in-10 | 2030 | 5 | 537.9383 | 566.7916 | 8.3558 | 38.8297 | 0
| Zone | Remainder of System | 12 | Monthly System Peak Day | CAISO | 1-in-10 | 2030 | 6 | 514.8764 | 547.1677 | 8.361 | 37.7472 | 0
| Zone | Remainder of System | 12 | Monthly System Peak Day | CAISO | 1-in-10 | 2030 | 7 | 508.9586 | 507.8077 | 8.3221 | 36.5995 | 0
| Zone | Remainder of System | 12 | Monthly System Peak Day | CAISO | 1-in-10 | 2030 | 8 | 499.9848 | 506.8401 | 8.2737 | 36.6103 | 0
| Zone | Remainder of System | 12 | Monthly System Peak Day | CAISO | 1-in-10 | 2030 | 9 | 480.9399 | 509.1075 | 8.2253 | 37.7047 | 0
| Zone | Remainder of System | 12 | Monthly System Peak Day | CAISO | 1-in-10 | 2030 | 10 | 451.4265 | 467.9548 | 8.2525 | 41.4383 | 0
| Zone | Remainder of System | 12 | Monthly System Peak Day | CAISO | 1-in-10 | 2030 | 11 | 426.5193 | 436.574 | 8.2099 | 45.7698 | 0
| Zone | Remainder of System | 12 | Monthly System Peak Day | CAISO | 1-in-10 | 2030 | 12 | 418.9507 | 425.9699 | 8.1706 | 48.8809 | 0
| Zone | Remainder of System | 12 | Monthly System Peak Day | CAISO | 1-in-10 | 2030 | 13 | 339.4912 | 350.2657 | 8.1609 | 50.4759 | 0
| Zone | Remainder of System | 12 | Monthly System Peak Day | CAISO | 1-in-10 | 2030 | 14 | 309.5808 | 318.107 | 8.1943 | 51.6747 | 0
| Zone | Remainder of System | 12 | Monthly System Peak Day | CAISO | 1-in-10 | 2030 | 15 | 270.8251 | 279.5613 | 8.2497 | 52.7272 | 0
| Zone | Remainder of System | 12 | Monthly System Peak Day | CAISO | 1-in-10 | 2030 | 16 | 237.9323 | 240.4336 | 8.3082 | 53.1839 | 0
| Zone | Remainder of System | 12 | Monthly System Peak Day | CAISO | 1-in-10 | 2030 | 17 | 243.8056 | 250.3485 | 8.1737 | 52.9211 | 0
| Zone | Remainder of System | 12 | Monthly System Peak Day | CAISO | 1-in-10 | 2030 | 18 | 228.1628 | 234.0571 | 8.1525 | 51.1658 | 0
| Zone | Remainder of System | 12 | Monthly System Peak Day | CAISO | 1-in-10 | 2030 | 19 | 246.1538 | 250.4724 | 8.4194 | 49.0081 | 0
| Zone | Remainder of System | 12 | Monthly System Peak Day | CAISO | 1-in-10 | 2030 | 20 | 238.3028 | 300.0672 | 8.435 | 47.4864 | 0
| Zone | Remainder of System | 12 | Monthly System Peak Day | CAISO | 1-in-10 | 2030 | 21 | 225.2956 | 231.9904 | 8.0702 | 46.0752 | 0
| Zone | Remainder of System | 12 | Monthly System Peak Day | CAISO | 1-in-10 | 2030 | 22 | 400.3852 | 415.9926 | 8.2569 | 44.3067 | 0
| Zone | Remainder of System | 12 | Monthly System Peak Day | CAISO | 1-in-10 | 2030 | 23 | 382.8496 | 397.5454 | 8.2824 | 43.3595 | 0
| Zone | Remainder of System | 12 | Monthly System Peak Day | CAISO | 1-in-10 | 2030 | 24 | 312.3294 | 325.886 | 8.2857 | 42.7814 | 0
| Zone | Remainder of System | 1 | Average Weekday | CAISO | 1-in-10 | 2031 | 1 | 264.2133 | 270.5602 | 8.3129 | 48.5418 | 0
| Zone | Remainder of System | 1 | Average Weekday | CAISO | 1-in-10 | 2031 | 2 | 261.9668 | 269.2266 | 8.3387 | 47.7538 | 0
| Zone | Remainder of System | 1 | Average Weekday | CAISO | 1-in-10 | 2031 | 3 | 405.8554 | 417.6187 | 8.3443 | 47.1481 | 0
| Zone | Remainder of System | 1 | Average Weekday | CAISO | 1-in-10 | 2031 | 4 | 577.2267 | 595.5885 | 8.351 | 46.4563 | 0
| Zone | Remainder of System | 1 | Average Weekday | CAISO | 1-in-10 | 2031 | 5 | 549.2726 | 577.2512 | 8.3545 | 45.7587 | 0
| Zone | Remainder of System | 1 | Average Weekday | CAISO | 1-in-10 | 2031 | 6 | 535.6451 | 566.8371 | 8.3598 | 45.1036 | 0
| Zone | Remainder of System | 1 | Average Weekday | CAISO | 1-in-10 | 2031 | 7 | 542.465 | 540.3316 | 8.321 | 44.5655 | 0
| Zone | Remainder of System | 1 | Average Weekday | CAISO | 1-in-10 | 2031 | 8 | 533.7269 | 539.5085 | 8.2729 | 44.3307 | 0
| Zone | Remainder of System | 1 | Average Weekday | CAISO | 1-in-10 | 2031 | 9 | 501.8966 | 527.5773 | 8.2249 | 44.8068 | 0
| Zone | Remainder of System | 1 | Average Weekday | CAISO | 1-in-10 | 2031 | 10 | 483.8355 | 496.9937 | 8.2517 | 47.5928 | 0
| Zone | Remainder of System | 1 | Average Weekday | CAISO | 1-in-10 | 2031 | 11 | 455.1088 | 463.4817 | 8.2096 | 51.3252 | 0
| Zone | Remainder of System | 1 | Average Weekday | CAISO | 1-in-10 | 2031 | 12 | 450.1303 | 457.229 | 8.1707 | 54.7156 | 0
| Zone | Remainder of System | 1 | Average Weekday | CAISO | 1-in-10 | 2031 | 13 | 378.0856 | 388.8773 | 8.1612 | 57.1933 | 0
| Zone | Remainder of System | 1 | Average Weekday | CAISO | 1-in-10 | 2031 | 14 | 342.8955 | 350.585 | 8.1942 | 58.7299 | 0
| Zone | Remainder of System | 1 | Average Weekday | CAISO | 1-in-10 | 2031 | 15 | 297.339 | 305.1169 | 8.249 | 59.7358 | 0
| Zone | Remainder of System | 1 | Average Weekday | CAISO | 1-in-10 | 2031 | 16 | 264.3854 | 266.6266 | 8.3071 | 60.1875 | 0
| Zone | Remainder of System | 1 | Average Weekday | CAISO | 1-in-10 | 2031 | 17 | 267.7439 | 274.1243 | 8.1798 | 59.7999 | 0
| Zone | Remainder of System | 1 | Average Weekday | CAISO | 1-in-10 | 2031 | 18 | 248.8756 | 254.9452 | 8.1586 | 58.3041 | 0
| Zone | Remainder of System | 1 | Average Weekday | CAISO | 1-in-10 | 2031 | 19 | 262.5458 | 266.9283 | 8.422 | 55.9215 | 0
| Zone | Remainder of System | 1 | Average Weekday | CAISO | 1-in-10 | 2031 | 20 | 252.9203 | 314.7245 | 8.4369 | 54.1041 | 0
| Zone | Remainder of System | 1 | Average Weekday | CAISO | 1-in-10 | 2031 | 21 | 235.8364 | 242.2888 | 8.0747 | 52.7602 | 0
| Zone | Remainder of System | 1 | Average Weekday | CAISO | 1-in-10 | 2031 | 22 | 410.3665 | 426.2364 | 8.2557 | 51.5587 | 0
| Zone | Remainder of System | 1 | Average Weekday | CAISO | 1-in-10 | 2031 | 23 | 397.6696 | 412.4399 | 8.2816 | 50.4809 | 0
| Zone | Remainder of System | 1 | Average Weekday | CAISO | 1-in-10 | 2031 | 24 | 328.2159 | 340.6122 | 8.2848 | 49.576 | 0
| Zone | Remainder of System | 1 | Monthly System Peak Day | CAISO | 1-in-10 | 2031 | 1 | 264.2133 | 270.5602 | 8.3129 | 42.8934 | 0
| Zone | Remainder of System | 1 | Monthly System Peak Day | CAISO | 1-in-10 | 2031 | 2 | 261.9668 | 269.2266 | 8.3387 | 42.5892 | 0
| Zone | Remainder of System | 1 | Monthly System Peak Day | CAISO | 1-in-10 | 2031 | 3 | 405.8554 | 417.6187 | 8.3443 | 42.6298 | 0
| Zone | Remainder of System | 1 | Monthly System Peak Day | CAISO | 1-in-10 | 2031 | 4 | 577.2267 | 595.5885 | 8.351 | 42.2222 | 0
| Zone | Remainder of System | 1 | Monthly System Peak Day | CAISO | 1-in-10 | 2031 | 5 | 549.2726 | 577.2512 | 8.3545 | 42.1184 | 0
| Zone | Remainder of System | 1 | Monthly System Peak Day | CAISO | 1-in-10 | 2031 | 6 | 535.6451 | 566.8371 | 8.3598 | 41.1072 | 0
| Zone | Remainder of System | 1 | Monthly System Peak Day | CAISO | 1-in-10 | 2031 | 7 | 542.465 | 540.3316 | 8.321 | 40.9603 | 0
| Zone | Remainder of System | 1 | Monthly System Peak Day | CAISO | 1-in-10 | 2031 | 8 | 533.7269 | 539.5085 | 8.2729 | 40.0328 | 0
| Zone | Remainder of System | 1 | Monthly System Peak Day | CAISO | 1-in-10 | 2031 | 9 | 501.8966 | 527.5773 | 8.2249 | 39.5062 | 0
| Zone | Remainder of System | 1 | Monthly System Peak Day | CAISO | 1-in-10 | 2031 | 10 | 483.8355 | 496.9937 | 8.2517 | 41.8467 | 0
| Zone | Remainder of System | 1 | Monthly System Peak Day | CAISO | 1-in-10 | 2031 | 11 | 455.1088 | 463.4817 | 8.2096 | 44.5803 | 0
| Zone | Remainder of System | 1 | Monthly System Peak Day | CAISO | 1-in-10 | 2031 | 12 | 450.1303 | 457.229 | 8.1707 | 46.5347 | 0
| Zone | Remainder of System | 1 | Monthly System Peak Day | CAISO | 1-in-10 | 2031 | 13 | 378.0856 | 388.8773 | 8.1612 | 47.7191 | 0
| Zone | Remainder of System | 1 | Monthly System Peak Day | CAISO | 1-in-10 | 2031 | 14 | 342.8955 | 350.585 | 8.1942 | 47.7652 | 0
| Zone | Remainder of System | 1 | Monthly System Peak Day | CAISO | 1-in-10 | 2031 | 15 | 297.339 | 305.1169 | 8.249 | 48.745 | 0
| Zone | Remainder of System | 1 | Monthly System Peak Day | CAISO | 1-in-10 | 2031 | 16 | 264.3854 | 266.6266 | 8.3071 | 49.632 | 0
| Zone | Remainder of System | 1 | Monthly System Peak Day | CAISO | 1-in-10 | 2031 | 17 | 267.7439 | 274.1243 | 8.1798 | 49.8894 | 0
| Zone | Remainder of System | 1 | Monthly System Peak Day | CAISO | 1-in-10 | 2031 | 18 | 248.8756 | 254.9452 | 8.1586 | 48.9595 | 0
| Zone | Remainder of System | 1 | Monthly System Peak Day | CAISO | 1-in-10 | 2031 | 19 | 262.5458 | 266.9283 | 8.422 | 47.0345 | 0
| Zone | Remainder of System | 1 | Monthly System Peak Day | CAISO | 1-in-10 | 2031 | 20 | 252.9203 | 314.7245 | 8.4369 | 45.7869 | 0
| Zone | Remainder of System | 1 | Monthly System Peak Day | CAISO | 1-in-10 | 2031 | 21 | 235.8364 | 242.2888 | 8.0747 | 44.3828 | 0
| Zone | Remainder of System | 1 | Monthly System Peak Day | CAISO | 1-in-10 | 2031 | 22 | 410.3665 | 426.2364 | 8.2557 | 43.4539 | 0
| Zone | Remainder of System | 1 | Monthly System Peak Day | CAISO | 1-in-10 | 2031 | 23 | 397.6696 | 412.4399 | 8.2816 | 42.4061 | 0
| Zone | Remainder of System | 1 | Monthly System Peak Day | CAISO | 1-in-10 | 2031 | 24 | 328.2159 | 340.6122 | 8.2848 | 41.5072 | 0
| Zone | Remainder of System | 2 | Average Weekday | CAISO | 1-in-10 | 2031 | 1 | 264.2679 | 271.4318 | 8.3696 | 48.459 | 0
| Zone | Remainder of System | 2 | Average Weekday | CAISO | 1-in-10 | 2031 | 2 | 258.632 | 266.7766 | 8.401 | 47.5419 | 0
| Zone | Remainder of System | 2 | Average Weekday | CAISO | 1-in-10 | 2031 | 3 | 398.9239 | 412.1198 | 8.4077 | 46.6419 | 0
| Zone | Remainder of System | 2 | Average Weekday | CAISO | 1-in-10 | 2031 | 4 | 566.5366 | 587.7264 | 8.4155 | 45.8387 | 0
| Zone | Remainder of System | 2 | Average Weekday | CAISO | 1-in-10 | 2031 | 5 | 546.8792 | 577.8505 | 8.4189 | 45.2517 | 0
| Zone | Remainder of System | 2 | Average Weekday | CAISO | 1-in-10 | 2031 | 6 | 537.4132 | 570.5652 | 8.4236 | 44.686 | 0
| Zone | Remainder of System | 2 | Average Weekday | CAISO | 1-in-10 | 2031 | 7 | 530.1985 | 529.5339 | 8.3763 | 44.3074 | 0
| Zone | Remainder of System | 2 | Average Weekday | CAISO | 1-in-10 | 2031 | 8 | 520.3616 | 526.5835 | 8.3191 | 44.0731 | 0
| Zone | Remainder of System | 2 | Average Weekday | CAISO | 1-in-10 | 2031 | 9 | 500.7915 | 526.8862 | 8.2609 | 45.55 | 0
| Zone | Remainder of System | 2 | Average Weekday | CAISO | 1-in-10 | 2031 | 10 | 478.5303 | 491.0578 | 8.2958 | 49.0257 | 0
| Zone | Remainder of System | 2 | Average Weekday | CAISO | 1-in-10 | 2031 | 11 | 454.2907 | 462.8972 | 8.2424 | 52.9099 | 0
| Zone | Remainder of System | 2 | Average Weekday | CAISO | 1-in-10 | 2031 | 12 | 449.1203 | 456.8998 | 8.1918 | 56.1067 | 0
| Zone | Remainder of System | 2 | Average Weekday | CAISO | 1-in-10 | 2031 | 13 | 372.834 | 384.6721 | 8.1784 | 58.3854 | 0
| Zone | Remainder of System | 2 | Average Weekday | CAISO | 1-in-10 | 2031 | 14 | 334.6246 | 342.9389 | 8.2216 | 59.7708 | 0
| Zone | Remainder of System | 2 | Average Weekday | CAISO | 1-in-10 | 2031 | 15 | 283.7662 | 293.8521 | 8.2913 | 60.7058 | 0
| Zone | Remainder of System | 2 | Average Weekday | CAISO | 1-in-10 | 2031 | 16 | 254.0054 | 257.8368 | 8.3631 | 61.1002 | 0
| Zone | Remainder of System | 2 | Average Weekday | CAISO | 1-in-10 | 2031 | 17 | 246.522 | 251.6626 | 8.2121 | 60.7203 | 0
| Zone | Remainder of System | 2 | Average Weekday | CAISO | 1-in-10 | 2031 | 18 | 233.1703 | 238.3311 | 8.1845 | 59.46 | 0
| Zone | Remainder of System | 2 | Average Weekday | CAISO | 1-in-10 | 2031 | 19 | 254.9906 | 259.4542 | 8.422 | 57.2102 | 0
| Zone | Remainder of System | 2 | Average Weekday | CAISO | 1-in-10 | 2031 | 20 | 246.0981 | 306.0232 | 8.4404 | 55.0534 | 0
| Zone | Remainder of System | 2 | Average Weekday | CAISO | 1-in-10 | 2031 | 21 | 224.3076 | 230.4978 | 8.0491 | 53.325 | 0
| Zone | Remainder of System | 2 | Average Weekday | CAISO | 1-in-10 | 2031 | 22 | 395.3236 | 411.041 | 8.2966 | 52.0124 | 0
| Zone | Remainder of System | 2 | Average Weekday | CAISO | 1-in-10 | 2031 | 23 | 380.9596 | 396.1292 | 8.3305 | 50.8797 | 0
| Zone | Remainder of System | 2 | Average Weekday | CAISO | 1-in-10 | 2031 | 24 | 321.2086 | 334.8733 | 8.3348 | 49.8149 | 0
| Zone | Remainder of System | 2 | Monthly System Peak Day | CAISO | 1-in-10 | 2031 | 1 | 264.2679 | 271.4318 | 8.3696 | 49.3947 | 0
| Zone | Remainder of System | 2 | Monthly System Peak Day | CAISO | 1-in-10 | 2031 | 2 | 258.632 | 266.7766 | 8.401 | 49.177 | 0
| Zone | Remainder of System | 2 | Monthly System Peak Day | CAISO | 1-in-10 | 2031 | 3 | 398.9239 | 412.1198 | 8.4077 | 48.9855 | 0
| Zone | Remainder of System | 2 | Monthly System Peak Day | CAISO | 1-in-10 | 2031 | 4 | 566.5366 | 587.7264 | 8.4155 | 49.4251 | 0
| Zone | Remainder of System | 2 | Monthly System Peak Day | CAISO | 1-in-10 | 2031 | 5 | 546.8792 | 577.8505 | 8.4189 | 49.1723 | 0
| Zone | Remainder of System | 2 | Monthly System Peak Day | CAISO | 1-in-10 | 2031 | 6 | 537.4132 | 570.5652 | 8.4236 | 48.6181 | 0
| Zone | Remainder of System | 2 | Monthly System Peak Day | CAISO | 1-in-10 | 2031 | 7 | 530.1985 | 529.5339 | 8.3763 | 48.1661 | 0
| Zone | Remainder of System | 2 | Monthly System Peak Day | CAISO | 1-in-10 | 2031 | 8 | 520.3616 | 526.5835 | 8.3191 | 48.0934 | 0
| Zone | Remainder of System | 2 | Monthly System Peak Day | CAISO | 1-in-10 | 2031 | 9 | 500.7915 | 526.8862 | 8.2609 | 48.2762 | 0
| Zone | Remainder of System | 2 | Monthly System Peak Day | CAISO | 1-in-10 | 2031 | 10 | 478.5303 | 491.0578 | 8.2958 | 49.295 | 0
| Zone | Remainder of System | 2 | Monthly System Peak Day | CAISO | 1-in-10 | 2031 | 11 | 454.2907 | 462.8972 | 8.2424 | 50.3528 | 0
| Zone | Remainder of System | 2 | Monthly System Peak Day | CAISO | 1-in-10 | 2031 | 12 | 449.1203 | 456.8998 | 8.1918 | 51.499 | 0
| Zone | Remainder of System | 2 | Monthly System Peak Day | CAISO | 1-in-10 | 2031 | 13 | 372.834 | 384.6721 | 8.1784 | 52.9288 | 0
| Zone | Remainder of System | 2 | Monthly System Peak Day | CAISO | 1-in-10 | 2031 | 14 | 334.6246 | 342.9389 | 8.2216 | 54.0821 | 0
| Zone | Remainder of System | 2 | Monthly System Peak Day | CAISO | 1-in-10 | 2031 | 15 | 283.7662 | 293.8521 | 8.2913 | 54.6582 | 0
| Zone | Remainder of System | 2 | Monthly System Peak Day | CAISO | 1-in-10 | 2031 | 16 | 254.0054 | 257.8368 | 8.3631 | 54.7659 | 0
| Zone | Remainder of System | 2 | Monthly System Peak Day | CAISO | 1-in-10 | 2031 | 17 | 246.522 | 251.6626 | 8.2121 | 56.1957 | 0
| Zone | Remainder of System | 2 | Monthly System Peak Day | CAISO | 1-in-10 | 2031 | 18 | 233.1703 | 238.3311 | 8.1845 | 54.984 | 0
| Zone | Remainder of System | 2 | Monthly System Peak Day | CAISO | 1-in-10 | 2031 | 19 | 254.9906 | 259.4542 | 8.422 | 53.8312 | 0
| Zone | Remainder of System | 2 | Monthly System Peak Day | CAISO | 1-in-10 | 2031 | 20 | 246.0981 | 306.0232 | 8.4404 | 52.8373 | 0
| Zone | Remainder of System | 2 | Monthly System Peak Day | CAISO | 1-in-10 | 2031 | 21 | 224.3076 | 230.4978 | 8.0491 | 52.3428 | 0
| Zone | Remainder of System | 2 | Monthly System Peak Day | CAISO | 1-in-10 | 2031 | 22 | 395.3236 | 411.041 | 8.2966 | 51.7723 | 0
| Zone | Remainder of System | 2 | Monthly System Peak Day | CAISO | 1-in-10 | 2031 | 23 | 380.9596 | 396.1292 | 8.3305 | 51.2011 | 0
| Zone | Remainder of System | 2 | Monthly System Peak Day | CAISO | 1-in-10 | 2031 | 24 | 321.2086 | 334.8733 | 8.3348 | 50.5653 | 0
| Zone | Remainder of System | 3 | Average Weekday | CAISO | 1-in-10 | 2031 | 1 | 271.7286 | 283.5728 | 8.4564 | 57.5537 | 0
| Zone | Remainder of System | 3 | Average Weekday | CAISO | 1-in-10 | 2031 | 2 | 266.3632 | 274.1714 | 8.4077 | 56.4206 | 0
| Zone | Remainder of System | 3 | Average Weekday | CAISO | 1-in-10 | 2031 | 3 | 425.7502 | 436.9267 | 8.4005 | 55.3452 | 0
| Zone | Remainder of System | 3 | Average Weekday | CAISO | 1-in-10 | 2031 | 4 | 599.1603 | 616.0167 | 8.3833 | 54.4215 | 0
| Zone | Remainder of System | 3 | Average Weekday | CAISO | 1-in-10 | 2031 | 5 | 565.5468 | 584.9297 | 8.3771 | 53.6273 | 0
| Zone | Remainder of System | 3 | Average Weekday | CAISO | 1-in-10 | 2031 | 6 | 556.4883 | 575.8386 | 8.3457 | 52.9063 | 0
| Zone | Remainder of System | 3 | Average Weekday | CAISO | 1-in-10 | 2031 | 7 | 560.6113 | 561.2991 | 8.3307 | 52.44 | 0
| Zone | Remainder of System | 3 | Average Weekday | CAISO | 1-in-10 | 2031 | 8 | 538.4758 | 548.9395 | 8.4848 | 52.295 | 0
| Zone | Remainder of System | 3 | Average Weekday | CAISO | 1-in-10 | 2031 | 9 | 523.3001 | 563.1671 | 8.6752 | 53.6088 | 0
| Zone | Remainder of System | 3 | Average Weekday | CAISO | 1-in-10 | 2031 | 10 | 504.1051 | 526.7528 | 8.5426 | 57.1162 | 0
| Zone | Remainder of System | 3 | Average Weekday | CAISO | 1-in-10 | 2031 | 11 | 471.7861 | 488.2903 | 8.6217 | 61.4632 | 0
| Zone | Remainder of System | 3 | Average Weekday | CAISO | 1-in-10 | 2031 | 12 | 471.4676 | 483.5658 | 8.7111 | 65.4775 | 0
| Zone | Remainder of System | 3 | Average Weekday | CAISO | 1-in-10 | 2031 | 13 | 377.9348 | 388.7837 | 8.786 | 68.7024 | 0
| Zone | Remainder of System | 3 | Average Weekday | CAISO | 1-in-10 | 2031 | 14 | 353.4382 | 361.084 | 8.7358 | 70.914 | 0
| Zone | Remainder of System | 3 | Average Weekday | CAISO | 1-in-10 | 2031 | 15 | 306.3638 | 313.37 | 8.5692 | 72.242 | 0
| Zone | Remainder of System | 3 | Average Weekday | CAISO | 1-in-10 | 2031 | 16 | 272.8777 | 275.7621 | 8.3524 | 72.9142 | 0
| Zone | Remainder of System | 3 | Average Weekday | CAISO | 1-in-10 | 2031 | 17 | 274.5072 | 280.2332 | 8.2082 | 72.9266 | 0
| Zone | Remainder of System | 3 | Average Weekday | CAISO | 1-in-10 | 2031 | 18 | 247.7401 | 254.1177 | 8.2227 | 71.945 | 0
| Zone | Remainder of System | 3 | Average Weekday | CAISO | 1-in-10 | 2031 | 19 | 262.3384 | 268.9877 | 8.5088 | 70.1003 | 0
| Zone | Remainder of System | 3 | Average Weekday | CAISO | 1-in-10 | 2031 | 20 | 248.6435 | 251.838 | 8.4048 | 67.4013 | 0
| Zone | Remainder of System | 3 | Average Weekday | CAISO | 1-in-10 | 2031 | 21 | 220.8648 | 225.8634 | 8.0782 | 64.6072 | 0
| Zone | Remainder of System | 3 | Average Weekday | CAISO | 1-in-10 | 2031 | 22 | 419.5272 | 437.8668 | 8.3102 | 62.6982 | 0
| Zone | Remainder of System | 3 | Average Weekday | CAISO | 1-in-10 | 2031 | 23 | 409.9626 | 431.4076 | 8.4116 | 61.2385 | 0
| Zone | Remainder of System | 3 | Average Weekday | CAISO | 1-in-10 | 2031 | 24 | 352.8265 | 377.8507 | 8.5016 | 59.8218 | 0
| Zone | Remainder of System | 3 | Monthly System Peak Day | CAISO | 1-in-10 | 2031 | 1 | 271.7286 | 294.3872 | 8.4458 | 63.8584 | 0
| Zone | Remainder of System | 3 | Monthly System Peak Day | CAISO | 1-in-10 | 2031 | 2 | 266.3632 | 281.5766 | 8.3628 | 62.1419 | 0
| Zone | Remainder of System | 3 | Monthly System Peak Day | CAISO | 1-in-10 | 2031 | 3 | 425.7502 | 444.462 | 8.354 | 61.0177 | 0
| Zone | Remainder of System | 3 | Monthly System Peak Day | CAISO | 1-in-10 | 2031 | 4 | 599.1603 | 620.5667 | 8.3361 | 59.9552 | 0
| Zone | Remainder of System | 3 | Monthly System Peak Day | CAISO | 1-in-10 | 2031 | 5 | 565.5468 | 592.4321 | 8.3302 | 58.873 | 0
| Zone | Remainder of System | 3 | Monthly System Peak Day | CAISO | 1-in-10 | 2031 | 6 | 556.4883 | 575.4297 | 8.3053 | 57.7036 | 0
| Zone | Remainder of System | 3 | Monthly System Peak Day | CAISO | 1-in-10 | 2031 | 7 | 560.6113 | 555.574 | 8.2923 | 56.8933 | 0
| Zone | Remainder of System | 3 | Monthly System Peak Day | CAISO | 1-in-10 | 2031 | 8 | 538.4758 | 561.1644 | 8.5117 | 56.4569 | 0
| Zone | Remainder of System | 3 | Monthly System Peak Day | CAISO | 1-in-10 | 2031 | 9 | 523.3001 | 574.7947 | 8.9869 | 57.9028 | 0
| Zone | Remainder of System | 3 | Monthly System Peak Day | CAISO | 1-in-10 | 2031 | 10 | 504.1051 | 535.3477 | 8.658 | 62.68 | 0
| Zone | Remainder of System | 3 | Monthly System Peak Day | CAISO | 1-in-10 | 2031 | 11 | 471.7861 | 501.7488 | 8.9133 | 68.5633 | 0
| Zone | Remainder of System | 3 | Monthly System Peak Day | CAISO | 1-in-10 | 2031 | 12 | 471.4676 | 496.7126 | 9.226 | 74.63 | 0
| Zone | Remainder of System | 3 | Monthly System Peak Day | CAISO | 1-in-10 | 2031 | 13 | 377.9348 | 390.078 | 9.4904 | 79.9691 | 0
| Zone | Remainder of System | 3 | Monthly System Peak Day | CAISO | 1-in-10 | 2031 | 14 | 353.4382 | 361.7339 | 9.3069 | 82.6747 | 0
| Zone | Remainder of System | 3 | Monthly System Peak Day | CAISO | 1-in-10 | 2031 | 15 | 306.3638 | 314.7313 | 8.8127 | 83.9275 | 0
| Zone | Remainder of System | 3 | Monthly System Peak Day | CAISO | 1-in-10 | 2031 | 16 | 272.8777 | 274.436 | 8.3095 | 84.8709 | 0
| Zone | Remainder of System | 3 | Monthly System Peak Day | CAISO | 1-in-10 | 2031 | 17 | 274.5072 | 280.4641 | 8.1694 | 85.4575 | 0
| Zone | Remainder of System | 3 | Monthly System Peak Day | CAISO | 1-in-10 | 2031 | 18 | 247.7401 | 254.0511 | 8.1765 | 85.1969 | 0
| Zone | Remainder of System | 3 | Monthly System Peak Day | CAISO | 1-in-10 | 2031 | 19 | 262.3384 | 268.2498 | 8.916 | 83.6747 | 0
| Zone | Remainder of System | 3 | Monthly System Peak Day | CAISO | 1-in-10 | 2031 | 20 | 248.6435 | 252.6264 | 8.4044 | 81.2166 | 0
| Zone | Remainder of System | 3 | Monthly System Peak Day | CAISO | 1-in-10 | 2031 | 21 | 220.8648 | 228.2737 | 8.4887 | 77.2319 | 0
| Zone | Remainder of System | 3 | Monthly System Peak Day | CAISO | 1-in-10 | 2031 | 22 | 419.5272 | 437.9473 | 8.272 | 74.0355 | 0
| Zone | Remainder of System | 3 | Monthly System Peak Day | CAISO | 1-in-10 | 2031 | 23 | 409.9626 | 434.9631 | 8.3786 | 71.1653 | 0
| Zone | Remainder of System | 3 | Monthly System Peak Day | CAISO | 1-in-10 | 2031 | 24 | 352.8265 | 392.7565 | 8.5381 | 68.9205 | 0
| Zone | Remainder of System | 4 | Average Weekday | CAISO | 1-in-10 | 2031 | 1 | 269.8711 | 281.0835 | 8.4729 | 58.8942 | 0
| Zone | Remainder of System | 4 | Average Weekday | CAISO | 1-in-10 | 2031 | 2 | 268.2946 | 276.8842 | 8.4249 | 57.8643 | 0
| Zone | Remainder of System | 4 | Average Weekday | CAISO | 1-in-10 | 2031 | 3 | 427.6874 | 439.5258 | 8.4177 | 56.8375 | 0
| Zone | Remainder of System | 4 | Average Weekday | CAISO | 1-in-10 | 2031 | 4 | 595.8516 | 612.7848 | 8.4007 | 55.8951 | 0
| Zone | Remainder of System | 4 | Average Weekday | CAISO | 1-in-10 | 2031 | 5 | 550.6481 | 568.8322 | 8.3943 | 55.1051 | 0
| Zone | Remainder of System | 4 | Average Weekday | CAISO | 1-in-10 | 2031 | 6 | 546.6115 | 565.0589 | 8.3626 | 54.4914 | 0
| Zone | Remainder of System | 4 | Average Weekday | CAISO | 1-in-10 | 2031 | 7 | 550.0663 | 551.2273 | 8.3465 | 54.0511 | 0
| Zone | Remainder of System | 4 | Average Weekday | CAISO | 1-in-10 | 2031 | 8 | 534.3639 | 541.8037 | 8.4999 | 53.933 | 0
| Zone | Remainder of System | 4 | Average Weekday | CAISO | 1-in-10 | 2031 | 9 | 505.415 | 543.8621 | 8.6889 | 55.9565 | 0
| Zone | Remainder of System | 4 | Average Weekday | CAISO | 1-in-10 | 2031 | 10 | 486.9735 | 510.1858 | 8.5576 | 59.3948 | 0
| Zone | Remainder of System | 4 | Average Weekday | CAISO | 1-in-10 | 2031 | 11 | 460.5151 | 474.7887 | 8.635 | 63.1669 | 0
| Zone | Remainder of System | 4 | Average Weekday | CAISO | 1-in-10 | 2031 | 12 | 460.0209 | 472.1206 | 8.7226 | 66.6331 | 0
| Zone | Remainder of System | 4 | Average Weekday | CAISO | 1-in-10 | 2031 | 13 | 375.9296 | 386.7105 | 8.7964 | 69.1363 | 0
| Zone | Remainder of System | 4 | Average Weekday | CAISO | 1-in-10 | 2031 | 14 | 346.9093 | 354.6049 | 8.7473 | 70.9166 | 0
| Zone | Remainder of System | 4 | Average Weekday | CAISO | 1-in-10 | 2031 | 15 | 293.9882 | 301.2704 | 8.5824 | 72.1063 | 0
| Zone | Remainder of System | 4 | Average Weekday | CAISO | 1-in-10 | 2031 | 16 | 261.8626 | 264.8565 | 8.3681 | 72.7231 | 0
| Zone | Remainder of System | 4 | Average Weekday | CAISO | 1-in-10 | 2031 | 17 | 260.8324 | 265.1924 | 8.2412 | 72.7927 | 0
| Zone | Remainder of System | 4 | Average Weekday | CAISO | 1-in-10 | 2031 | 18 | 224.9657 | 230.5819 | 8.2533 | 71.9472 | 0
| Zone | Remainder of System | 4 | Average Weekday | CAISO | 1-in-10 | 2031 | 19 | 230.5435 | 237.2151 | 8.509 | 70.4946 | 0
| Zone | Remainder of System | 4 | Average Weekday | CAISO | 1-in-10 | 2031 | 20 | 222.6869 | 226.0404 | 8.4049 | 68.2726 | 0
| Zone | Remainder of System | 4 | Average Weekday | CAISO | 1-in-10 | 2031 | 21 | 223.8435 | 229.0956 | 8.0934 | 65.3051 | 0
| Zone | Remainder of System | 4 | Average Weekday | CAISO | 1-in-10 | 2031 | 22 | 409.7458 | 427.7251 | 8.3223 | 63.0304 | 0
| Zone | Remainder of System | 4 | Average Weekday | CAISO | 1-in-10 | 2031 | 23 | 404.4364 | 425.4253 | 8.428 | 61.4331 | 0
| Zone | Remainder of System | 4 | Average Weekday | CAISO | 1-in-10 | 2031 | 24 | 347.1786 | 371.3454 | 8.5175 | 60.1413 | 0
| Zone | Remainder of System | 4 | Monthly System Peak Day | CAISO | 1-in-10 | 2031 | 1 | 269.8711 | 291.1867 | 8.4635 | 70.3336 | 0
| Zone | Remainder of System | 4 | Monthly System Peak Day | CAISO | 1-in-10 | 2031 | 2 | 268.2946 | 283.8719 | 8.3809 | 67.9333 | 0
| Zone | Remainder of System | 4 | Monthly System Peak Day | CAISO | 1-in-10 | 2031 | 3 | 427.6874 | 447.0578 | 8.372 | 65.8852 | 0
| Zone | Remainder of System | 4 | Monthly System Peak Day | CAISO | 1-in-10 | 2031 | 4 | 595.8516 | 616.4529 | 8.3542 | 64.6811 | 0
| Zone | Remainder of System | 4 | Monthly System Peak Day | CAISO | 1-in-10 | 2031 | 5 | 550.6481 | 575.8407 | 8.3481 | 64.9291 | 0
| Zone | Remainder of System | 4 | Monthly System Peak Day | CAISO | 1-in-10 | 2031 | 6 | 546.6115 | 564.3711 | 8.3227 | 64.885 | 0
| Zone | Remainder of System | 4 | Monthly System Peak Day | CAISO | 1-in-10 | 2031 | 7 | 550.0663 | 545.3587 | 8.3087 | 65.1559 | 0
| Zone | Remainder of System | 4 | Monthly System Peak Day | CAISO | 1-in-10 | 2031 | 8 | 534.3639 | 556.8073 | 8.5282 | 65.2855 | 0
| Zone | Remainder of System | 4 | Monthly System Peak Day | CAISO | 1-in-10 | 2031 | 9 | 505.415 | 555.3329 | 9.0026 | 68.4942 | 0
| Zone | Remainder of System | 4 | Monthly System Peak Day | CAISO | 1-in-10 | 2031 | 10 | 486.9735 | 518.1302 | 8.6748 | 73.08 | 0
| Zone | Remainder of System | 4 | Monthly System Peak Day | CAISO | 1-in-10 | 2031 | 11 | 460.5151 | 487.38 | 8.9289 | 77.5594 | 0
| Zone | Remainder of System | 4 | Monthly System Peak Day | CAISO | 1-in-10 | 2031 | 12 | 460.0209 | 485.093 | 9.2401 | 81.6147 | 0
| Zone | Remainder of System | 4 | Monthly System Peak Day | CAISO | 1-in-10 | 2031 | 13 | 375.9296 | 388.1941 | 9.5037 | 84.5697 | 0
| Zone | Remainder of System | 4 | Monthly System Peak Day | CAISO | 1-in-10 | 2031 | 14 | 346.9093 | 355.2468 | 9.321 | 86.4428 | 0
| Zone | Remainder of System | 4 | Monthly System Peak Day | CAISO | 1-in-10 | 2031 | 15 | 293.9882 | 302.9263 | 8.828 | 87.84 | 0
| Zone | Remainder of System | 4 | Monthly System Peak Day | CAISO | 1-in-10 | 2031 | 16 | 261.8626 | 263.4859 | 8.3263 | 88.8178 | 0
| Zone | Remainder of System | 4 | Monthly System Peak Day | CAISO | 1-in-10 | 2031 | 17 | 260.8324 | 265.4633 | 8.2024 | 89.5453 | 0
| Zone | Remainder of System | 4 | Monthly System Peak Day | CAISO | 1-in-10 | 2031 | 18 | 224.9657 | 230.8784 | 8.2072 | 89.6969 | 0
| Zone | Remainder of System | 4 | Monthly System Peak Day | CAISO | 1-in-10 | 2031 | 19 | 230.5435 | 236.5217 | 8.9182 | 88.7875 | 0
| Zone | Remainder of System | 4 | Monthly System Peak Day | CAISO | 1-in-10 | 2031 | 20 | 222.6869 | 226.7998 | 8.4045 | 86.7188 | 0
| Zone | Remainder of System | 4 | Monthly System Peak Day | CAISO | 1-in-10 | 2031 | 21 | 223.8435 | 231.5131 | 8.505 | 83.2297 | 0
| Zone | Remainder of System | 4 | Monthly System Peak Day | CAISO | 1-in-10 | 2031 | 22 | 409.7458 | 427.6827 | 8.2849 | 79.8656 | 0
| Zone | Remainder of System | 4 | Monthly System Peak Day | CAISO | 1-in-10 | 2031 | 23 | 404.4364 | 428.8487 | 8.3959 | 77.1739 | 0
| Zone | Remainder of System | 4 | Monthly System Peak Day | CAISO | 1-in-10 | 2031 | 24 | 347.1786 | 385.8516 | 8.5554 | 74.4806 | 0
| Zone | Remainder of System | 5 | Average Weekday | CAISO | 1-in-10 | 2031 | 1 | 282.9658 | 294.3209 | 8.5046 | 62.1727 | 0
| Zone | Remainder of System | 5 | Average Weekday | CAISO | 1-in-10 | 2031 | 2 | 283.5362 | 291.3855 | 8.4577 | 61.1648 | 0
| Zone | Remainder of System | 5 | Average Weekday | CAISO | 1-in-10 | 2031 | 3 | 443.7898 | 456.8105 | 8.4505 | 60.2356 | 0
| Zone | Remainder of System | 5 | Average Weekday | CAISO | 1-in-10 | 2031 | 4 | 606.9948 | 625.0168 | 8.4337 | 59.3569 | 0
| Zone | Remainder of System | 5 | Average Weekday | CAISO | 1-in-10 | 2031 | 5 | 567.6642 | 586.7018 | 8.4268 | 58.7412 | 0
| Zone | Remainder of System | 5 | Average Weekday | CAISO | 1-in-10 | 2031 | 6 | 553.8793 | 574.393 | 8.3941 | 58.1661 | 0
| Zone | Remainder of System | 5 | Average Weekday | CAISO | 1-in-10 | 2031 | 7 | 547.8456 | 549.068 | 8.3762 | 57.8997 | 0
| Zone | Remainder of System | 5 | Average Weekday | CAISO | 1-in-10 | 2031 | 8 | 545.0037 | 556.1732 | 8.5291 | 58.7071 | 0
| Zone | Remainder of System | 5 | Average Weekday | CAISO | 1-in-10 | 2031 | 9 | 512.3896 | 548.3911 | 8.7161 | 61.456 | 0
| Zone | Remainder of System | 5 | Average Weekday | CAISO | 1-in-10 | 2031 | 10 | 502.4526 | 525.6846 | 8.587 | 64.9894 | 0
| Zone | Remainder of System | 5 | Average Weekday | CAISO | 1-in-10 | 2031 | 11 | 481.9058 | 496.7712 | 8.6612 | 68.1837 | 0
| Zone | Remainder of System | 5 | Average Weekday | CAISO | 1-in-10 | 2031 | 12 | 475.1234 | 486.8193 | 8.7452 | 70.9372 | 0
| Zone | Remainder of System | 5 | Average Weekday | CAISO | 1-in-10 | 2031 | 13 | 384.4247 | 395.6553 | 8.8169 | 73.3433 | 0
| Zone | Remainder of System | 5 | Average Weekday | CAISO | 1-in-10 | 2031 | 14 | 361.752 | 369.4701 | 8.77 | 75.1538 | 0
| Zone | Remainder of System | 5 | Average Weekday | CAISO | 1-in-10 | 2031 | 15 | 318.3831 | 325.4913 | 8.6087 | 76.3764 | 0
| Zone | Remainder of System | 5 | Average Weekday | CAISO | 1-in-10 | 2031 | 16 | 277.114 | 279.9576 | 8.3981 | 76.8846 | 0
| Zone | Remainder of System | 5 | Average Weekday | CAISO | 1-in-10 | 2031 | 17 | 265.4449 | 270.94 | 8.2709 | 76.8837 | 0
| Zone | Remainder of System | 5 | Average Weekday | CAISO | 1-in-10 | 2031 | 18 | 239.1532 | 245.1234 | 8.2799 | 76.1315 | 0
| Zone | Remainder of System | 5 | Average Weekday | CAISO | 1-in-10 | 2031 | 19 | 248.2734 | 255.1493 | 8.5071 | 74.7201 | 0
| Zone | Remainder of System | 5 | Average Weekday | CAISO | 1-in-10 | 2031 | 20 | 235.7263 | 239.0937 | 8.4045 | 72.5958 | 0
| Zone | Remainder of System | 5 | Average Weekday | CAISO | 1-in-10 | 2031 | 21 | 240.7696 | 246.1396 | 8.0953 | 69.615 | 0
| Zone | Remainder of System | 5 | Average Weekday | CAISO | 1-in-10 | 2031 | 22 | 430.1066 | 448.3712 | 8.3488 | 66.8354 | 0
| Zone | Remainder of System | 5 | Average Weekday | CAISO | 1-in-10 | 2031 | 23 | 430.6133 | 452.2974 | 8.458 | 64.9385 | 0
| Zone | Remainder of System | 5 | Average Weekday | CAISO | 1-in-10 | 2031 | 24 | 369.2424 | 394.2011 | 8.5479 | 63.4049 | 0
| Zone | Remainder of System | 5 | Monthly System Peak Day | CAISO | 1-in-10 | 2031 | 1 | 282.9658 | 305.0185 | 8.4918 | 73.6895 | 0
| Zone | Remainder of System | 5 | Monthly System Peak Day | CAISO | 1-in-10 | 2031 | 2 | 283.5362 | 298.7715 | 8.4114 | 72.0766 | 0
| Zone | Remainder of System | 5 | Monthly System Peak Day | CAISO | 1-in-10 | 2031 | 3 | 443.7898 | 464.8504 | 8.4028 | 70.6422 | 0
| Zone | Remainder of System | 5 | Monthly System Peak Day | CAISO | 1-in-10 | 2031 | 4 | 606.9948 | 629.3425 | 8.3856 | 69.0833 | 0
| Zone | Remainder of System | 5 | Monthly System Peak Day | CAISO | 1-in-10 | 2031 | 5 | 567.6642 | 594.3297 | 8.3789 | 68.0722 | 0
| Zone | Remainder of System | 5 | Monthly System Peak Day | CAISO | 1-in-10 | 2031 | 6 | 553.8793 | 574.7387 | 8.3531 | 67.0072 | 0
| Zone | Remainder of System | 5 | Monthly System Peak Day | CAISO | 1-in-10 | 2031 | 7 | 547.8456 | 543.1664 | 8.3374 | 66.5788 | 0
| Zone | Remainder of System | 5 | Monthly System Peak Day | CAISO | 1-in-10 | 2031 | 8 | 545.0037 | 565.6349 | 8.5537 | 66.8927 | 0
| Zone | Remainder of System | 5 | Monthly System Peak Day | CAISO | 1-in-10 | 2031 | 9 | 512.3896 | 560.2775 | 9.0234 | 71.0933 | 0
| Zone | Remainder of System | 5 | Monthly System Peak Day | CAISO | 1-in-10 | 2031 | 10 | 502.4526 | 533.3596 | 8.699 | 77.5111 | 0
| Zone | Remainder of System | 5 | Monthly System Peak Day | CAISO | 1-in-10 | 2031 | 11 | 481.9058 | 508.963 | 8.9485 | 83.59 | 0
| Zone | Remainder of System | 5 | Monthly System Peak Day | CAISO | 1-in-10 | 2031 | 12 | 475.1234 | 498.8391 | 9.2552 | 87.7347 | 0
| Zone | Remainder of System | 5 | Monthly System Peak Day | CAISO | 1-in-10 | 2031 | 13 | 384.4247 | 396.1843 | 9.516 | 90.7541 | 0
| Zone | Remainder of System | 5 | Monthly System Peak Day | CAISO | 1-in-10 | 2031 | 14 | 361.752 | 367.9951 | 9.3358 | 92.7356 | 0
| Zone | Remainder of System | 5 | Monthly System Peak Day | CAISO | 1-in-10 | 2031 | 15 | 318.3831 | 327.1407 | 8.848 | 93.8294 | 0
| Zone | Remainder of System | 5 | Monthly System Peak Day | CAISO | 1-in-10 | 2031 | 16 | 277.114 | 278.7213 | 8.3539 | 93.7816 | 0
| Zone | Remainder of System | 5 | Monthly System Peak Day | CAISO | 1-in-10 | 2031 | 17 | 265.4449 | 271.2012 | 8.2312 | 93.1462 | 0
| Zone | Remainder of System | 5 | Monthly System Peak Day | CAISO | 1-in-10 | 2031 | 18 | 239.1532 | 245.0809 | 8.2316 | 92.5491 | 0
| Zone | Remainder of System | 5 | Monthly System Peak Day | CAISO | 1-in-10 | 2031 | 19 | 248.2734 | 254.2963 | 8.9024 | 91.3375 | 0
| Zone | Remainder of System | 5 | Monthly System Peak Day | CAISO | 1-in-10 | 2031 | 20 | 235.7263 | 239.8616 | 8.4041 | 88.9545 | 0
| Zone | Remainder of System | 5 | Monthly System Peak Day | CAISO | 1-in-10 | 2031 | 21 | 240.7696 | 248.5764 | 8.5053 | 85.287 | 0
| Zone | Remainder of System | 5 | Monthly System Peak Day | CAISO | 1-in-10 | 2031 | 22 | 430.1066 | 448.3636 | 8.3103 | 81.6912 | 0
| Zone | Remainder of System | 5 | Monthly System Peak Day | CAISO | 1-in-10 | 2031 | 23 | 430.6133 | 455.8661 | 8.4234 | 79.1098 | 0
| Zone | Remainder of System | 5 | Monthly System Peak Day | CAISO | 1-in-10 | 2031 | 24 | 369.2424 | 409.0623 | 8.5817 | 76.3587 | 0
| Zone | Remainder of System | 6 | Average Weekday | CAISO | 1-in-10 | 2031 | 1 | 273.0478 | 290.3579 | 8.3523 | 66.1798 | 0
| Zone | Remainder of System | 6 | Average Weekday | CAISO | 1-in-10 | 2031 | 2 | 269.7167 | 284.0441 | 8.3617 | 65.4593 | 0
| Zone | Remainder of System | 6 | Average Weekday | CAISO | 1-in-10 | 2031 | 3 | 419.8416 | 440.982 | 8.3634 | 64.7904 | 0
| Zone | Remainder of System | 6 | Average Weekday | CAISO | 1-in-10 | 2031 | 4 | 575.3591 | 594.3751 | 8.3658 | 64.1255 | 0
| Zone | Remainder of System | 6 | Average Weekday | CAISO | 1-in-10 | 2031 | 5 | 530.7288 | 558.2869 | 8.3646 | 63.6086 | 0
| Zone | Remainder of System | 6 | Average Weekday | CAISO | 1-in-10 | 2031 | 6 | 536.3369 | 566.2671 | 8.3662 | 63.1772 | 0
| Zone | Remainder of System | 6 | Average Weekday | CAISO | 1-in-10 | 2031 | 7 | 545.792 | 543.8709 | 8.4081 | 62.8134 | 0
| Zone | Remainder of System | 6 | Average Weekday | CAISO | 1-in-10 | 2031 | 8 | 537.3862 | 551.1736 | 8.2861 | 63.3196 | 0
| Zone | Remainder of System | 6 | Average Weekday | CAISO | 1-in-10 | 2031 | 9 | 539.2997 | 565.5972 | 8.278 | 65.3704 | 0
| Zone | Remainder of System | 6 | Average Weekday | CAISO | 1-in-10 | 2031 | 10 | 524.4158 | 540.7036 | 8.3594 | 68.2381 | 0
| Zone | Remainder of System | 6 | Average Weekday | CAISO | 1-in-10 | 2031 | 11 | 486.9855 | 501.674 | 8.3439 | 71.5251 | 0
| Zone | Remainder of System | 6 | Average Weekday | CAISO | 1-in-10 | 2031 | 12 | 480.0098 | 498.1305 | 8.3033 | 74.7391 | 0
| Zone | Remainder of System | 6 | Average Weekday | CAISO | 1-in-10 | 2031 | 13 | 389.0468 | 414.1618 | 8.3087 | 77.286 | 0
| Zone | Remainder of System | 6 | Average Weekday | CAISO | 1-in-10 | 2031 | 14 | 362.3618 | 383.6169 | 8.3337 | 79.241 | 0
| Zone | Remainder of System | 6 | Average Weekday | CAISO | 1-in-10 | 2031 | 15 | 301.2982 | 321.0343 | 8.4429 | 80.4784 | 0
| Zone | Remainder of System | 6 | Average Weekday | CAISO | 1-in-10 | 2031 | 16 | 264.4149 | 271.4124 | 8.5702 | 81.0262 | 0
| Zone | Remainder of System | 6 | Average Weekday | CAISO | 1-in-10 | 2031 | 17 | 260.9935 | 268.6129 | 9.42 | 80.9375 | 0
| Zone | Remainder of System | 6 | Average Weekday | CAISO | 1-in-10 | 2031 | 18 | 226.3726 | 244.3388 | 9.3171 | 80.0399 | 0
| Zone | Remainder of System | 6 | Average Weekday | CAISO | 1-in-10 | 2031 | 19 | 218.146 | 240.5245 | 10.2168 | 78.5607 | 0
| Zone | Remainder of System | 6 | Average Weekday | CAISO | 1-in-10 | 2031 | 20 | 199.6253 | 213.2595 | 8.4833 | 76.4905 | 0
| Zone | Remainder of System | 6 | Average Weekday | CAISO | 1-in-10 | 2031 | 21 | 218.9826 | 238.9132 | 9.1059 | 73.5536 | 0
| Zone | Remainder of System | 6 | Average Weekday | CAISO | 1-in-10 | 2031 | 22 | 386.7225 | 414.1553 | 8.3733 | 70.5065 | 0
| Zone | Remainder of System | 6 | Average Weekday | CAISO | 1-in-10 | 2031 | 23 | 409.5107 | 441.758 | 8.36 | 68.5894 | 0
| Zone | Remainder of System | 6 | Average Weekday | CAISO | 1-in-10 | 2031 | 24 | 377.95 | 407.5818 | 8.3245 | 67.2621 | 0
| Zone | Remainder of System | 6 | Monthly System Peak Day | CAISO | 1-in-10 | 2031 | 1 | 273.0478 | 270.3288 | 9.9522 | 74.18 | 0
| Zone | Remainder of System | 6 | Monthly System Peak Day | CAISO | 1-in-10 | 2031 | 2 | 269.7167 | 257.6301 | 9.971 | 72.7065 | 0
| Zone | Remainder of System | 6 | Monthly System Peak Day | CAISO | 1-in-10 | 2031 | 3 | 419.8416 | 371.5923 | 9.9757 | 71.5258 | 0
| Zone | Remainder of System | 6 | Monthly System Peak Day | CAISO | 1-in-10 | 2031 | 4 | 575.3591 | 478.3435 | 9.9762 | 70.6323 | 0
| Zone | Remainder of System | 6 | Monthly System Peak Day | CAISO | 1-in-10 | 2031 | 5 | 530.7288 | 450.3934 | 9.9709 | 69.5588 | 0
| Zone | Remainder of System | 6 | Monthly System Peak Day | CAISO | 1-in-10 | 2031 | 6 | 536.3369 | 469.7407 | 9.9643 | 68.8017 | 0
| Zone | Remainder of System | 6 | Monthly System Peak Day | CAISO | 1-in-10 | 2031 | 7 | 545.792 | 458.5865 | 9.9692 | 68.3586 | 0
| Zone | Remainder of System | 6 | Monthly System Peak Day | CAISO | 1-in-10 | 2031 | 8 | 537.3862 | 474.6734 | 9.9027 | 69.0209 | 0
| Zone | Remainder of System | 6 | Monthly System Peak Day | CAISO | 1-in-10 | 2031 | 9 | 539.2997 | 520.5865 | 9.8849 | 72.6292 | 0
| Zone | Remainder of System | 6 | Monthly System Peak Day | CAISO | 1-in-10 | 2031 | 10 | 524.4158 | 494.855 | 9.9279 | 78.5491 | 0
| Zone | Remainder of System | 6 | Monthly System Peak Day | CAISO | 1-in-10 | 2031 | 11 | 486.9855 | 456.8217 | 9.8997 | 83.72 | 0
| Zone | Remainder of System | 6 | Monthly System Peak Day | CAISO | 1-in-10 | 2031 | 12 | 480.0098 | 453.4797 | 9.8709 | 88.5556 | 0
| Zone | Remainder of System | 6 | Monthly System Peak Day | CAISO | 1-in-10 | 2031 | 13 | 389.0468 | 382.856 | 9.8666 | 90.5747 | 0
| Zone | Remainder of System | 6 | Monthly System Peak Day | CAISO | 1-in-10 | 2031 | 14 | 362.3618 | 361.6627 | 9.8889 | 92.3006 | 0
| Zone | Remainder of System | 6 | Monthly System Peak Day | CAISO | 1-in-10 | 2031 | 15 | 301.2982 | 306.8111 | 9.9738 | 93.8397 | 0
| Zone | Remainder of System | 6 | Monthly System Peak Day | CAISO | 1-in-10 | 2031 | 16 | 264.4149 | 258.389 | 10.0455 | 94.9491 | 0
| Zone | Remainder of System | 6 | Monthly System Peak Day | CAISO | 1-in-10 | 2031 | 17 | 260.9935 | 265.8115 | 11.0406 | 94.8055 | 0
| Zone | Remainder of System | 6 | Monthly System Peak Day | CAISO | 1-in-10 | 2031 | 18 | 226.3726 | 258.6039 | 11.0764 | 94.5518 | 0
| Zone | Remainder of System | 6 | Monthly System Peak Day | CAISO | 1-in-10 | 2031 | 19 | 218.146 | 201.2121 | 10.6318 | 93.253 | 0
| Zone | Remainder of System | 6 | Monthly System Peak Day | CAISO | 1-in-10 | 2031 | 20 | 199.6253 | 178.1687 | 9.9908 | 89.6871 | 0
| Zone | Remainder of System | 6 | Monthly System Peak Day | CAISO | 1-in-10 | 2031 | 21 | 218.9826 | 200.797 | 11.7352 | 84.8848 | 0
| Zone | Remainder of System | 6 | Monthly System Peak Day | CAISO | 1-in-10 | 2031 | 22 | 386.7225 | 356.6499 | 10.1093 | 80.465 | 0
| Zone | Remainder of System | 6 | Monthly System Peak Day | CAISO | 1-in-10 | 2031 | 23 | 409.5107 | 371.2079 | 9.9454 | 76.8585 | 0
| Zone | Remainder of System | 6 | Monthly System Peak Day | CAISO | 1-in-10 | 2031 | 24 | 377.95 | 359.7765 | 9.9261 | 74.8392 | 0
| Zone | Remainder of System | 7 | Average Weekday | CAISO | 1-in-10 | 2031 | 1 | 265.3947 | 282.5078 | 8.889 | 71.9581 | 0
| Zone | Remainder of System | 7 | Average Weekday | CAISO | 1-in-10 | 2031 | 2 | 263.6416 | 275.1321 | 8.9003 | 71.2274 | 0
| Zone | Remainder of System | 7 | Average Weekday | CAISO | 1-in-10 | 2031 | 3 | 405.8491 | 426.4026 | 8.9023 | 70.5958 | 0
| Zone | Remainder of System | 7 | Average Weekday | CAISO | 1-in-10 | 2031 | 4 | 559.777 | 581.3068 | 8.9047 | 70.0707 | 0
| Zone | Remainder of System | 7 | Average Weekday | CAISO | 1-in-10 | 2031 | 5 | 515.2864 | 540.808 | 8.9028 | 69.613 | 0
| Zone | Remainder of System | 7 | Average Weekday | CAISO | 1-in-10 | 2031 | 6 | 515.83 | 543.4372 | 8.9012 | 69.2234 | 0
| Zone | Remainder of System | 7 | Average Weekday | CAISO | 1-in-10 | 2031 | 7 | 524.45 | 523.3337 | 8.8837 | 69.0054 | 0
| Zone | Remainder of System | 7 | Average Weekday | CAISO | 1-in-10 | 2031 | 8 | 514.973 | 530.5244 | 8.8279 | 69.4109 | 0
| Zone | Remainder of System | 7 | Average Weekday | CAISO | 1-in-10 | 2031 | 9 | 504.1918 | 532.3211 | 8.8153 | 71.6124 | 0
| Zone | Remainder of System | 7 | Average Weekday | CAISO | 1-in-10 | 2031 | 10 | 489.7547 | 505.9353 | 8.8555 | 74.5635 | 0
| Zone | Remainder of System | 7 | Average Weekday | CAISO | 1-in-10 | 2031 | 11 | 459.1212 | 474.3747 | 8.8402 | 77.9936 | 0
| Zone | Remainder of System | 7 | Average Weekday | CAISO | 1-in-10 | 2031 | 12 | 452.6615 | 472.7894 | 8.8266 | 81.273 | 0
| Zone | Remainder of System | 7 | Average Weekday | CAISO | 1-in-10 | 2031 | 13 | 362.6266 | 387.382 | 8.8204 | 83.8927 | 0
| Zone | Remainder of System | 7 | Average Weekday | CAISO | 1-in-10 | 2031 | 14 | 335.9261 | 357.5204 | 8.8437 | 85.8828 | 0
| Zone | Remainder of System | 7 | Average Weekday | CAISO | 1-in-10 | 2031 | 15 | 283.7378 | 303.683 | 8.8971 | 87.0524 | 0
| Zone | Remainder of System | 7 | Average Weekday | CAISO | 1-in-10 | 2031 | 16 | 245.6064 | 252.3328 | 8.9362 | 87.6036 | 0
| Zone | Remainder of System | 7 | Average Weekday | CAISO | 1-in-10 | 2031 | 17 | 247.2796 | 255.9068 | 9.8726 | 87.406 | 0
| Zone | Remainder of System | 7 | Average Weekday | CAISO | 1-in-10 | 2031 | 18 | 217.9497 | 236.0691 | 9.7836 | 86.5106 | 0
| Zone | Remainder of System | 7 | Average Weekday | CAISO | 1-in-10 | 2031 | 19 | 214.0428 | 236.6835 | 9.5485 | 84.947 | 0
| Zone | Remainder of System | 7 | Average Weekday | CAISO | 1-in-10 | 2031 | 20 | 202.4774 | 216.113 | 9.1894 | 82.535 | 0
| Zone | Remainder of System | 7 | Average Weekday | CAISO | 1-in-10 | 2031 | 21 | 220.2131 | 240.2146 | 9.2871 | 79.3713 | 0
| Zone | Remainder of System | 7 | Average Weekday | CAISO | 1-in-10 | 2031 | 22 | 385.4291 | 412.3737 | 8.8928 | 76.2956 | 0
| Zone | Remainder of System | 7 | Average Weekday | CAISO | 1-in-10 | 2031 | 23 | 402.3101 | 433.5199 | 8.9016 | 74.5072 | 0
| Zone | Remainder of System | 7 | Average Weekday | CAISO | 1-in-10 | 2031 | 24 | 362.3015 | 390.6109 | 8.8698 | 73.3159 | 0
| Zone | Remainder of System | 7 | Monthly System Peak Day | CAISO | 1-in-10 | 2031 | 1 | 265.3947 | 261.9993 | 8.9593 | 76.2832 | 0
| Zone | Remainder of System | 7 | Monthly System Peak Day | CAISO | 1-in-10 | 2031 | 2 | 263.6416 | 245.5716 | 8.9728 | 75.7961 | 0
| Zone | Remainder of System | 7 | Monthly System Peak Day | CAISO | 1-in-10 | 2031 | 3 | 405.8491 | 350.9631 | 8.9764 | 74.9085 | 0
| Zone | Remainder of System | 7 | Monthly System Peak Day | CAISO | 1-in-10 | 2031 | 4 | 559.777 | 461.6357 | 8.9753 | 73.7335 | 0
| Zone | Remainder of System | 7 | Monthly System Peak Day | CAISO | 1-in-10 | 2031 | 5 | 515.2864 | 430.9794 | 8.9735 | 72.7953 | 0
| Zone | Remainder of System | 7 | Monthly System Peak Day | CAISO | 1-in-10 | 2031 | 6 | 515.83 | 454.4887 | 8.9719 | 72.2561 | 0
| Zone | Remainder of System | 7 | Monthly System Peak Day | CAISO | 1-in-10 | 2031 | 7 | 524.45 | 444.6266 | 8.9794 | 71.7758 | 0
| Zone | Remainder of System | 7 | Monthly System Peak Day | CAISO | 1-in-10 | 2031 | 8 | 514.973 | 459.4764 | 8.9105 | 71.9752 | 0
| Zone | Remainder of System | 7 | Monthly System Peak Day | CAISO | 1-in-10 | 2031 | 9 | 504.1918 | 486.0793 | 8.8916 | 74.5477 | 0
| Zone | Remainder of System | 7 | Monthly System Peak Day | CAISO | 1-in-10 | 2031 | 10 | 489.7547 | 458.4539 | 8.9331 | 78.0895 | 0
| Zone | Remainder of System | 7 | Monthly System Peak Day | CAISO | 1-in-10 | 2031 | 11 | 459.1212 | 428.2516 | 8.9011 | 82.0839 | 0
| Zone | Remainder of System | 7 | Monthly System Peak Day | CAISO | 1-in-10 | 2031 | 12 | 452.6615 | 426.7514 | 8.8719 | 85.8244 | 0
| Zone | Remainder of System | 7 | Monthly System Peak Day | CAISO | 1-in-10 | 2031 | 13 | 362.6266 | 358.9247 | 8.8622 | 88.5445 | 0
| Zone | Remainder of System | 7 | Monthly System Peak Day | CAISO | 1-in-10 | 2031 | 14 | 335.9261 | 336.2679 | 8.892 | 90.4209 | 0
| Zone | Remainder of System | 7 | Monthly System Peak Day | CAISO | 1-in-10 | 2031 | 15 | 283.7378 | 290.9539 | 8.9774 | 91.6667 | 0
| Zone | Remainder of System | 7 | Monthly System Peak Day | CAISO | 1-in-10 | 2031 | 16 | 245.6064 | 240.2295 | 9.0308 | 92.1879 | 0
| Zone | Remainder of System | 7 | Monthly System Peak Day | CAISO | 1-in-10 | 2031 | 17 | 247.2796 | 252.9952 | 9.9332 | 91.3273 | 0
| Zone | Remainder of System | 7 | Monthly System Peak Day | CAISO | 1-in-10 | 2031 | 18 | 217.9497 | 249.5205 | 9.9613 | 90.6121 | 0
| Zone | Remainder of System | 7 | Monthly System Peak Day | CAISO | 1-in-10 | 2031 | 19 | 214.0428 | 199.4541 | 9.1228 | 89.1894 | 0
| Zone | Remainder of System | 7 | Monthly System Peak Day | CAISO | 1-in-10 | 2031 | 20 | 202.4774 | 176.8334 | 8.9607 | 86.5782 | 0
| Zone | Remainder of System | 7 | Monthly System Peak Day | CAISO | 1-in-10 | 2031 | 21 | 220.2131 | 201.7439 | 10.5049 | 83.2321 | 0
| Zone | Remainder of System | 7 | Monthly System Peak Day | CAISO | 1-in-10 | 2031 | 22 | 385.4291 | 355.2806 | 9.0927 | 79.4189 | 0
| Zone | Remainder of System | 7 | Monthly System Peak Day | CAISO | 1-in-10 | 2031 | 23 | 402.3101 | 364.1169 | 8.9383 | 77.6761 | 0
| Zone | Remainder of System | 7 | Monthly System Peak Day | CAISO | 1-in-10 | 2031 | 24 | 362.3015 | 342.7042 | 8.9308 | 76.0106 | 0
| Zone | Remainder of System | 8 | Average Weekday | CAISO | 1-in-10 | 2031 | 1 | 274.5385 | 296.2197 | 8.4545 | 71.2547 | 0
| Zone | Remainder of System | 8 | Average Weekday | CAISO | 1-in-10 | 2031 | 2 | 274.735 | 291.1703 | 8.4682 | 70.5191 | 0
| Zone | Remainder of System | 8 | Average Weekday | CAISO | 1-in-10 | 2031 | 3 | 414.3161 | 434.185 | 8.4707 | 69.8526 | 0
| Zone | Remainder of System | 8 | Average Weekday | CAISO | 1-in-10 | 2031 | 4 | 571.1855 | 594.8768 | 8.4733 | 69.3228 | 0
| Zone | Remainder of System | 8 | Average Weekday | CAISO | 1-in-10 | 2031 | 5 | 523.0577 | 555.0746 | 8.4708 | 68.8402 | 0
| Zone | Remainder of System | 8 | Average Weekday | CAISO | 1-in-10 | 2031 | 6 | 527.9099 | 562.6913 | 8.4686 | 68.4211 | 0
| Zone | Remainder of System | 8 | Average Weekday | CAISO | 1-in-10 | 2031 | 7 | 537.6923 | 537.879 | 8.4498 | 68.0453 | 0
| Zone | Remainder of System | 8 | Average Weekday | CAISO | 1-in-10 | 2031 | 8 | 528.2487 | 546.8939 | 8.3835 | 67.9927 | 0
| Zone | Remainder of System | 8 | Average Weekday | CAISO | 1-in-10 | 2031 | 9 | 511.6748 | 538.5262 | 8.3666 | 69.6799 | 0
| Zone | Remainder of System | 8 | Average Weekday | CAISO | 1-in-10 | 2031 | 10 | 499.7553 | 516.3882 | 8.4158 | 72.3836 | 0
| Zone | Remainder of System | 8 | Average Weekday | CAISO | 1-in-10 | 2031 | 11 | 463.6816 | 479.3312 | 8.3946 | 75.5585 | 0
| Zone | Remainder of System | 8 | Average Weekday | CAISO | 1-in-10 | 2031 | 12 | 453.7616 | 474.3619 | 8.3743 | 78.7703 | 0
| Zone | Remainder of System | 8 | Average Weekday | CAISO | 1-in-10 | 2031 | 13 | 373.2744 | 399.3373 | 8.3651 | 81.5628 | 0
| Zone | Remainder of System | 8 | Average Weekday | CAISO | 1-in-10 | 2031 | 14 | 343.4874 | 365.347 | 8.3964 | 83.8223 | 0
| Zone | Remainder of System | 8 | Average Weekday | CAISO | 1-in-10 | 2031 | 15 | 291.7176 | 311.8981 | 8.4641 | 85.2519 | 0
| Zone | Remainder of System | 8 | Average Weekday | CAISO | 1-in-10 | 2031 | 16 | 251.6766 | 258.6705 | 8.5116 | 85.8062 | 0
| Zone | Remainder of System | 8 | Average Weekday | CAISO | 1-in-10 | 2031 | 17 | 255.5603 | 261.7975 | 9.5892 | 85.7176 | 0
| Zone | Remainder of System | 8 | Average Weekday | CAISO | 1-in-10 | 2031 | 18 | 224.0458 | 241.669 | 9.4921 | 84.8529 | 0
| Zone | Remainder of System | 8 | Average Weekday | CAISO | 1-in-10 | 2031 | 19 | 218.7614 | 240.8357 | 9.0136 | 83.2713 | 0
| Zone | Remainder of System | 8 | Average Weekday | CAISO | 1-in-10 | 2031 | 20 | 215.3205 | 228.5579 | 8.682 | 80.7948 | 0
| Zone | Remainder of System | 8 | Average Weekday | CAISO | 1-in-10 | 2031 | 21 | 229.9817 | 249.9912 | 8.929 | 77.4441 | 0
| Zone | Remainder of System | 8 | Average Weekday | CAISO | 1-in-10 | 2031 | 22 | 388.3735 | 416.5462 | 8.4646 | 74.9825 | 0
| Zone | Remainder of System | 8 | Average Weekday | CAISO | 1-in-10 | 2031 | 23 | 406.248 | 439.9325 | 8.4653 | 73.5263 | 0
| Zone | Remainder of System | 8 | Average Weekday | CAISO | 1-in-10 | 2031 | 24 | 367.5234 | 399.0204 | 8.4311 | 72.4274 | 0
| Zone | Remainder of System | 8 | Monthly System Peak Day | CAISO | 1-in-10 | 2031 | 1 | 274.5385 | 269.6743 | 7.5115 | 74.6986 | 0
| Zone | Remainder of System | 8 | Monthly System Peak Day | CAISO | 1-in-10 | 2031 | 2 | 274.735 | 259.3053 | 7.5307 | 73.8468 | 0
| Zone | Remainder of System | 8 | Monthly System Peak Day | CAISO | 1-in-10 | 2031 | 3 | 414.3161 | 367.4395 | 7.5357 | 73.2382 | 0
| Zone | Remainder of System | 8 | Monthly System Peak Day | CAISO | 1-in-10 | 2031 | 4 | 571.1855 | 477.939 | 7.5348 | 72.617 | 0
| Zone | Remainder of System | 8 | Monthly System Peak Day | CAISO | 1-in-10 | 2031 | 5 | 523.0577 | 449.2435 | 7.5321 | 71.9061 | 0
| Zone | Remainder of System | 8 | Monthly System Peak Day | CAISO | 1-in-10 | 2031 | 6 | 527.9099 | 464.0423 | 7.5296 | 71.2577 | 0
| Zone | Remainder of System | 8 | Monthly System Peak Day | CAISO | 1-in-10 | 2031 | 7 | 537.6923 | 450.4132 | 7.5325 | 70.7826 | 0
| Zone | Remainder of System | 8 | Monthly System Peak Day | CAISO | 1-in-10 | 2031 | 8 | 528.2487 | 468.9827 | 7.4427 | 70.5706 | 0
| Zone | Remainder of System | 8 | Monthly System Peak Day | CAISO | 1-in-10 | 2031 | 9 | 511.6748 | 493.7522 | 7.4105 | 72.9211 | 0
| Zone | Remainder of System | 8 | Monthly System Peak Day | CAISO | 1-in-10 | 2031 | 10 | 499.7553 | 469.6255 | 7.4662 | 76.5774 | 0
| Zone | Remainder of System | 8 | Monthly System Peak Day | CAISO | 1-in-10 | 2031 | 11 | 463.6816 | 432.1803 | 7.4179 | 81.4047 | 0
| Zone | Remainder of System | 8 | Monthly System Peak Day | CAISO | 1-in-10 | 2031 | 12 | 453.7616 | 426.3518 | 7.3731 | 86.5138 | 0
| Zone | Remainder of System | 8 | Monthly System Peak Day | CAISO | 1-in-10 | 2031 | 13 | 373.2744 | 370.7191 | 7.3543 | 90.2909 | 0
| Zone | Remainder of System | 8 | Monthly System Peak Day | CAISO | 1-in-10 | 2031 | 14 | 343.4874 | 344.5541 | 7.4057 | 92.9994 | 0
| Zone | Remainder of System | 8 | Monthly System Peak Day | CAISO | 1-in-10 | 2031 | 15 | 291.7176 | 299.325 | 7.5267 | 94.0742 | 0
| Zone | Remainder of System | 8 | Monthly System Peak Day | CAISO | 1-in-10 | 2031 | 16 | 251.6766 | 246.6758 | 7.5926 | 93.95 | 0
| Zone | Remainder of System | 8 | Monthly System Peak Day | CAISO | 1-in-10 | 2031 | 17 | 255.5603 | 258.9886 | 8.6388 | 93.5315 | 0
| Zone | Remainder of System | 8 | Monthly System Peak Day | CAISO | 1-in-10 | 2031 | 18 | 224.0458 | 256.5413 | 8.6738 | 92.5376 | 0
| Zone | Remainder of System | 8 | Monthly System Peak Day | CAISO | 1-in-10 | 2031 | 19 | 218.7614 | 202.9975 | 7.2423 | 90.5697 | 0
| Zone | Remainder of System | 8 | Monthly System Peak Day | CAISO | 1-in-10 | 2031 | 20 | 215.3205 | 187.5955 | 7.1207 | 87.6982 | 0
| Zone | Remainder of System | 8 | Monthly System Peak Day | CAISO | 1-in-10 | 2031 | 21 | 229.9817 | 209.218 | 9.3075 | 83.6248 | 0
| Zone | Remainder of System | 8 | Monthly System Peak Day | CAISO | 1-in-10 | 2031 | 22 | 388.3735 | 361.0125 | 7.6872 | 81.035 | 0
| Zone | Remainder of System | 8 | Monthly System Peak Day | CAISO | 1-in-10 | 2031 | 23 | 406.248 | 373.424 | 7.4894 | 79.7215 | 0
| Zone | Remainder of System | 8 | Monthly System Peak Day | CAISO | 1-in-10 | 2031 | 24 | 367.5234 | 351.56 | 7.4746 | 78.5289 | 0
| Zone | Remainder of System | 8 | Typical Event Day | CAISO | 1-in-10 | 2031 | 1 | 274.5385 | 269.6743 | 7.5115 | 75.8434 | 0
| Zone | Remainder of System | 8 | Typical Event Day | CAISO | 1-in-10 | 2031 | 2 | 274.735 | 259.3053 | 7.5307 | 74.8463 | 0
| Zone | Remainder of System | 8 | Typical Event Day | CAISO | 1-in-10 | 2031 | 3 | 414.3161 | 367.4395 | 7.5357 | 73.928 | 0
| Zone | Remainder of System | 8 | Typical Event Day | CAISO | 1-in-10 | 2031 | 4 | 571.1855 | 477.939 | 7.5348 | 73.0337 | 0
| Zone | Remainder of System | 8 | Typical Event Day | CAISO | 1-in-10 | 2031 | 5 | 523.0577 | 449.2435 | 7.5321 | 72.2504 | 0
| Zone | Remainder of System | 8 | Typical Event Day | CAISO | 1-in-10 | 2031 | 6 | 527.9099 | 464.0423 | 7.5296 | 71.656 | 0
| Zone | Remainder of System | 8 | Typical Event Day | CAISO | 1-in-10 | 2031 | 7 | 537.6923 | 450.4132 | 7.5325 | 71.2208 | 0
| Zone | Remainder of System | 8 | Typical Event Day | CAISO | 1-in-10 | 2031 | 8 | 528.2487 | 468.9827 | 7.4427 | 71.4786 | 0
| Zone | Remainder of System | 8 | Typical Event Day | CAISO | 1-in-10 | 2031 | 9 | 511.6748 | 493.7522 | 7.4105 | 73.9817 | 0
| Zone | Remainder of System | 8 | Typical Event Day | CAISO | 1-in-10 | 2031 | 10 | 499.7553 | 469.6255 | 7.4662 | 78.079 | 0
| Zone | Remainder of System | 8 | Typical Event Day | CAISO | 1-in-10 | 2031 | 11 | 463.6816 | 432.1803 | 7.4179 | 82.7241 | 0
| Zone | Remainder of System | 8 | Typical Event Day | CAISO | 1-in-10 | 2031 | 12 | 453.7616 | 426.3518 | 7.3731 | 87.2549 | 0
| Zone | Remainder of System | 8 | Typical Event Day | CAISO | 1-in-10 | 2031 | 13 | 373.2744 | 370.7191 | 7.3543 | 90.2166 | 0
| Zone | Remainder of System | 8 | Typical Event Day | CAISO | 1-in-10 | 2031 | 14 | 343.4874 | 344.5541 | 7.4057 | 92.2609 | 0
| Zone | Remainder of System | 8 | Typical Event Day | CAISO | 1-in-10 | 2031 | 15 | 291.7176 | 299.325 | 7.5267 | 93.5815 | 0
| Zone | Remainder of System | 8 | Typical Event Day | CAISO | 1-in-10 | 2031 | 16 | 251.6766 | 246.6758 | 7.5926 | 94.1627 | 0
| Zone | Remainder of System | 8 | Typical Event Day | CAISO | 1-in-10 | 2031 | 17 | 255.5603 | 258.9886 | 8.6388 | 93.8577 | 0
| Zone | Remainder of System | 8 | Typical Event Day | CAISO | 1-in-10 | 2031 | 18 | 224.0458 | 256.5413 | 8.6738 | 93.0799 | 0
| Zone | Remainder of System | 8 | Typical Event Day | CAISO | 1-in-10 | 2031 | 19 | 218.7614 | 202.9975 | 7.2423 | 91.4746 | 0
| Zone | Remainder of System | 8 | Typical Event Day | CAISO | 1-in-10 | 2031 | 20 | 215.3205 | 187.5955 | 7.1207 | 88.5784 | 0
| Zone | Remainder of System | 8 | Typical Event Day | CAISO | 1-in-10 | 2031 | 21 | 229.9817 | 209.218 | 9.3075 | 84.7427 | 0
| Zone | Remainder of System | 8 | Typical Event Day | CAISO | 1-in-10 | 2031 | 22 | 388.3735 | 361.0125 | 7.6872 | 81.5441 | 0
| Zone | Remainder of System | 8 | Typical Event Day | CAISO | 1-in-10 | 2031 | 23 | 406.248 | 373.424 | 7.4894 | 79.5436 | 0
| Zone | Remainder of System | 8 | Typical Event Day | CAISO | 1-in-10 | 2031 | 24 | 367.5234 | 351.56 | 7.4746 | 77.967 | 0
| Zone | Remainder of System | 9 | Average Weekday | CAISO | 1-in-10 | 2031 | 1 | 270.36 | 279.7654 | 9.1582 | 71.0646 | 0
| Zone | Remainder of System | 9 | Average Weekday | CAISO | 1-in-10 | 2031 | 2 | 277.7178 | 279.4244 | 9.1755 | 70.1203 | 0
| Zone | Remainder of System | 9 | Average Weekday | CAISO | 1-in-10 | 2031 | 3 | 440.9255 | 435.8851 | 9.1779 | 69.2506 | 0
| Zone | Remainder of System | 9 | Average Weekday | CAISO | 1-in-10 | 2031 | 4 | 601.3506 | 598.2101 | 9.1805 | 68.4826 | 0
| Zone | Remainder of System | 9 | Average Weekday | CAISO | 1-in-10 | 2031 | 5 | 537.2256 | 536.1469 | 9.1752 | 67.8093 | 0
| Zone | Remainder of System | 9 | Average Weekday | CAISO | 1-in-10 | 2031 | 6 | 525.7145 | 533.9703 | 9.1665 | 67.2573 | 0
| Zone | Remainder of System | 9 | Average Weekday | CAISO | 1-in-10 | 2031 | 7 | 554.4225 | 541.8736 | 9.1388 | 66.785 | 0
| Zone | Remainder of System | 9 | Average Weekday | CAISO | 1-in-10 | 2031 | 8 | 527.8969 | 524.9696 | 9.0915 | 66.4866 | 0
| Zone | Remainder of System | 9 | Average Weekday | CAISO | 1-in-10 | 2031 | 9 | 484.4059 | 506.4916 | 9.0795 | 67.9182 | 0
| Zone | Remainder of System | 9 | Average Weekday | CAISO | 1-in-10 | 2031 | 10 | 478.7785 | 490.8959 | 9.1311 | 71.1915 | 0
| Zone | Remainder of System | 9 | Average Weekday | CAISO | 1-in-10 | 2031 | 11 | 447.8189 | 460.0694 | 9.1095 | 74.8699 | 0
| Zone | Remainder of System | 9 | Average Weekday | CAISO | 1-in-10 | 2031 | 12 | 440.3489 | 452.9637 | 9.086 | 78.4748 | 0
| Zone | Remainder of System | 9 | Average Weekday | CAISO | 1-in-10 | 2031 | 13 | 371.5914 | 385.4403 | 9.0736 | 81.3392 | 0
| Zone | Remainder of System | 9 | Average Weekday | CAISO | 1-in-10 | 2031 | 14 | 333.5738 | 347.4804 | 9.1006 | 83.4193 | 0
| Zone | Remainder of System | 9 | Average Weekday | CAISO | 1-in-10 | 2031 | 15 | 283.5395 | 298.5532 | 9.1528 | 84.7282 | 0
| Zone | Remainder of System | 9 | Average Weekday | CAISO | 1-in-10 | 2031 | 16 | 253.0986 | 255.6871 | 9.198 | 85.0989 | 0
| Zone | Remainder of System | 9 | Average Weekday | CAISO | 1-in-10 | 2031 | 17 | 258.7618 | 264.7629 | 10.1913 | 84.9067 | 0
| Zone | Remainder of System | 9 | Average Weekday | CAISO | 1-in-10 | 2031 | 18 | 229.2724 | 246.5749 | 10.0735 | 83.9833 | 0
| Zone | Remainder of System | 9 | Average Weekday | CAISO | 1-in-10 | 2031 | 19 | 229.7869 | 249.8892 | 10.0878 | 82.1152 | 0
| Zone | Remainder of System | 9 | Average Weekday | CAISO | 1-in-10 | 2031 | 20 | 226.675 | 238.2815 | 9.1865 | 79.1843 | 0
| Zone | Remainder of System | 9 | Average Weekday | CAISO | 1-in-10 | 2031 | 21 | 235.8809 | 253.2296 | 9.4112 | 76.077 | 0
| Zone | Remainder of System | 9 | Average Weekday | CAISO | 1-in-10 | 2031 | 22 | 394.126 | 417.1496 | 9.1121 | 74.194 | 0
| Zone | Remainder of System | 9 | Average Weekday | CAISO | 1-in-10 | 2031 | 23 | 407.7794 | 430.3372 | 9.1482 | 72.8204 | 0
| Zone | Remainder of System | 9 | Average Weekday | CAISO | 1-in-10 | 2031 | 24 | 363.6975 | 382.5832 | 9.1312 | 71.6765 | 0
| Zone | Remainder of System | 9 | Monthly System Peak Day | CAISO | 1-in-10 | 2031 | 1 | 270.36 | 258.951 | 9.2191 | 78.2118 | 0
| Zone | Remainder of System | 9 | Monthly System Peak Day | CAISO | 1-in-10 | 2031 | 2 | 277.7178 | 252.9593 | 9.2384 | 77.0359 | 0
| Zone | Remainder of System | 9 | Monthly System Peak Day | CAISO | 1-in-10 | 2031 | 3 | 440.9255 | 371.8345 | 9.2427 | 76.0394 | 0
| Zone | Remainder of System | 9 | Monthly System Peak Day | CAISO | 1-in-10 | 2031 | 4 | 601.3506 | 471.2037 | 9.2413 | 75.152 | 0
| Zone | Remainder of System | 9 | Monthly System Peak Day | CAISO | 1-in-10 | 2031 | 5 | 537.2256 | 419.8734 | 9.2365 | 74.7415 | 0
| Zone | Remainder of System | 9 | Monthly System Peak Day | CAISO | 1-in-10 | 2031 | 6 | 525.7145 | 421.1986 | 9.228 | 74.3085 | 0
| Zone | Remainder of System | 9 | Monthly System Peak Day | CAISO | 1-in-10 | 2031 | 7 | 554.4225 | 440.4551 | 9.2281 | 73.9662 | 0
| Zone | Remainder of System | 9 | Monthly System Peak Day | CAISO | 1-in-10 | 2031 | 8 | 527.8969 | 431.8281 | 9.1666 | 74.3479 | 0
| Zone | Remainder of System | 9 | Monthly System Peak Day | CAISO | 1-in-10 | 2031 | 9 | 484.4059 | 459.3705 | 9.1475 | 75.8286 | 0
| Zone | Remainder of System | 9 | Monthly System Peak Day | CAISO | 1-in-10 | 2031 | 10 | 478.7785 | 439.9258 | 9.1983 | 79.1 | 0
| Zone | Remainder of System | 9 | Monthly System Peak Day | CAISO | 1-in-10 | 2031 | 11 | 447.8189 | 409.4848 | 9.1593 | 83.6879 | 0
| Zone | Remainder of System | 9 | Monthly System Peak Day | CAISO | 1-in-10 | 2031 | 12 | 440.3489 | 405.9619 | 9.1206 | 88.1258 | 0
| Zone | Remainder of System | 9 | Monthly System Peak Day | CAISO | 1-in-10 | 2031 | 13 | 371.5914 | 349.261 | 9.1048 | 91.4561 | 0
| Zone | Remainder of System | 9 | Monthly System Peak Day | CAISO | 1-in-10 | 2031 | 14 | 333.5738 | 320.7844 | 9.1387 | 93.3227 | 0
| Zone | Remainder of System | 9 | Monthly System Peak Day | CAISO | 1-in-10 | 2031 | 15 | 283.5395 | 281.8995 | 9.2257 | 94.7455 | 0
| Zone | Remainder of System | 9 | Monthly System Peak Day | CAISO | 1-in-10 | 2031 | 16 | 253.0986 | 240.5734 | 9.2838 | 95.5636 | 0
| Zone | Remainder of System | 9 | Monthly System Peak Day | CAISO | 1-in-10 | 2031 | 17 | 258.7618 | 262.2356 | 10.2083 | 95.7667 | 0
| Zone | Remainder of System | 9 | Monthly System Peak Day | CAISO | 1-in-10 | 2031 | 18 | 229.2724 | 258.9704 | 10.195 | 94.6182 | 0
| Zone | Remainder of System | 9 | Monthly System Peak Day | CAISO | 1-in-10 | 2031 | 19 | 229.7869 | 210.2435 | 9.6461 | 92.8864 | 0
| Zone | Remainder of System | 9 | Monthly System Peak Day | CAISO | 1-in-10 | 2031 | 20 | 226.675 | 197.7809 | 8.975 | 90.35 | 0
| Zone | Remainder of System | 9 | Monthly System Peak Day | CAISO | 1-in-10 | 2031 | 21 | 235.8809 | 216.3518 | 10.4166 | 87.2288 | 0
| Zone | Remainder of System | 9 | Monthly System Peak Day | CAISO | 1-in-10 | 2031 | 22 | 394.126 | 354.8868 | 9.3246 | 85.2576 | 0
| Zone | Remainder of System | 9 | Monthly System Peak Day | CAISO | 1-in-10 | 2031 | 23 | 407.7794 | 354.9917 | 9.1757 | 83.9182 | 0
| Zone | Remainder of System | 9 | Monthly System Peak Day | CAISO | 1-in-10 | 2031 | 24 | 363.6975 | 331.2852 | 9.1829 | 82.4894 | 0
| Zone | Remainder of System | 10 | Average Weekday | CAISO | 1-in-10 | 2031 | 1 | 287.5361 | 298.1194 | 8.5724 | 66.821 | 0
| Zone | Remainder of System | 10 | Average Weekday | CAISO | 1-in-10 | 2031 | 2 | 281.2959 | 287.8961 | 8.4617 | 65.8764 | 0
| Zone | Remainder of System | 10 | Average Weekday | CAISO | 1-in-10 | 2031 | 3 | 433.6248 | 443.0446 | 8.4466 | 65.1487 | 0
| Zone | Remainder of System | 10 | Average Weekday | CAISO | 1-in-10 | 2031 | 4 | 599.0242 | 613.7668 | 8.409 | 64.4441 | 0
| Zone | Remainder of System | 10 | Average Weekday | CAISO | 1-in-10 | 2031 | 5 | 585.0169 | 598.8333 | 8.4055 | 63.7957 | 0
| Zone | Remainder of System | 10 | Average Weekday | CAISO | 1-in-10 | 2031 | 6 | 582.0902 | 597.1844 | 8.3551 | 63.2505 | 0
| Zone | Remainder of System | 10 | Average Weekday | CAISO | 1-in-10 | 2031 | 7 | 582.0949 | 581.6231 | 8.3408 | 62.7507 | 0
| Zone | Remainder of System | 10 | Average Weekday | CAISO | 1-in-10 | 2031 | 8 | 570.0975 | 574.4093 | 8.6445 | 62.4032 | 0
| Zone | Remainder of System | 10 | Average Weekday | CAISO | 1-in-10 | 2031 | 9 | 543.8682 | 582.0561 | 9.0719 | 62.8006 | 0
| Zone | Remainder of System | 10 | Average Weekday | CAISO | 1-in-10 | 2031 | 10 | 525.416 | 543.0147 | 8.7912 | 65.6724 | 0
| Zone | Remainder of System | 10 | Average Weekday | CAISO | 1-in-10 | 2031 | 11 | 508.5332 | 521.527 | 9.0124 | 69.5905 | 0
| Zone | Remainder of System | 10 | Average Weekday | CAISO | 1-in-10 | 2031 | 12 | 497.2631 | 509.3285 | 9.2575 | 73.4477 | 0
| Zone | Remainder of System | 10 | Average Weekday | CAISO | 1-in-10 | 2031 | 13 | 399.6235 | 410.0053 | 9.4528 | 76.5732 | 0
| Zone | Remainder of System | 10 | Average Weekday | CAISO | 1-in-10 | 2031 | 14 | 350.3695 | 357.5795 | 9.3157 | 78.6528 | 0
| Zone | Remainder of System | 10 | Average Weekday | CAISO | 1-in-10 | 2031 | 15 | 304.2093 | 310.9659 | 8.9217 | 79.9522 | 0
| Zone | Remainder of System | 10 | Average Weekday | CAISO | 1-in-10 | 2031 | 16 | 273.5198 | 276.2162 | 8.4187 | 80.5984 | 0
| Zone | Remainder of System | 10 | Average Weekday | CAISO | 1-in-10 | 2031 | 17 | 270.819 | 277.0111 | 8.215 | 80.5533 | 0
| Zone | Remainder of System | 10 | Average Weekday | CAISO | 1-in-10 | 2031 | 18 | 252.211 | 258.9082 | 8.2724 | 79.6615 | 0
| Zone | Remainder of System | 10 | Average Weekday | CAISO | 1-in-10 | 2031 | 19 | 266.9941 | 273.6107 | 8.7005 | 77.699 | 0
| Zone | Remainder of System | 10 | Average Weekday | CAISO | 1-in-10 | 2031 | 20 | 258.5353 | 261.9955 | 8.4052 | 74.602 | 0
| Zone | Remainder of System | 10 | Average Weekday | CAISO | 1-in-10 | 2031 | 21 | 246.3648 | 252.0137 | 8.1046 | 72.2635 | 0
| Zone | Remainder of System | 10 | Average Weekday | CAISO | 1-in-10 | 2031 | 22 | 431.1631 | 448.9822 | 8.3368 | 70.5604 | 0
| Zone | Remainder of System | 10 | Average Weekday | CAISO | 1-in-10 | 2031 | 23 | 411.7509 | 432.3165 | 8.4904 | 69.1121 | 0
| Zone | Remainder of System | 10 | Average Weekday | CAISO | 1-in-10 | 2031 | 24 | 341.7973 | 365.2085 | 8.6706 | 67.8831 | 0
| Zone | Remainder of System | 10 | Monthly System Peak Day | CAISO | 1-in-10 | 2031 | 1 | 287.5361 | 307.936 | 8.4013 | 76.9398 | 0
| Zone | Remainder of System | 10 | Monthly System Peak Day | CAISO | 1-in-10 | 2031 | 2 | 281.2959 | 293.2264 | 8.3458 | 75.4956 | 0
| Zone | Remainder of System | 10 | Monthly System Peak Day | CAISO | 1-in-10 | 2031 | 3 | 433.6248 | 448.033 | 8.3394 | 74.3628 | 0
| Zone | Remainder of System | 10 | Monthly System Peak Day | CAISO | 1-in-10 | 2031 | 4 | 599.0242 | 615.4151 | 8.3264 | 73.3659 | 0
| Zone | Remainder of System | 10 | Monthly System Peak Day | CAISO | 1-in-10 | 2031 | 5 | 585.0169 | 603.9841 | 8.3203 | 72.7463 | 0
| Zone | Remainder of System | 10 | Monthly System Peak Day | CAISO | 1-in-10 | 2031 | 6 | 582.0902 | 595.842 | 8.2978 | 72.5802 | 0
| Zone | Remainder of System | 10 | Monthly System Peak Day | CAISO | 1-in-10 | 2031 | 7 | 582.0949 | 575.8491 | 8.2858 | 71.903 | 0
| Zone | Remainder of System | 10 | Monthly System Peak Day | CAISO | 1-in-10 | 2031 | 8 | 570.0975 | 574.7098 | 8.4428 | 71.4577 | 0
| Zone | Remainder of System | 10 | Monthly System Peak Day | CAISO | 1-in-10 | 2031 | 9 | 543.8682 | 593.7914 | 8.7402 | 71.9181 | 0
| Zone | Remainder of System | 10 | Monthly System Peak Day | CAISO | 1-in-10 | 2031 | 10 | 525.416 | 549.9333 | 8.5274 | 75.8697 | 0
| Zone | Remainder of System | 10 | Monthly System Peak Day | CAISO | 1-in-10 | 2031 | 11 | 508.5332 | 530.5383 | 8.669 | 79.7977 | 0
| Zone | Remainder of System | 10 | Monthly System Peak Day | CAISO | 1-in-10 | 2031 | 12 | 497.2631 | 522.718 | 8.84 | 83.3609 | 0
| Zone | Remainder of System | 10 | Monthly System Peak Day | CAISO | 1-in-10 | 2031 | 13 | 399.6235 | 409.2331 | 8.987 | 86.4797 | 0
| Zone | Remainder of System | 10 | Monthly System Peak Day | CAISO | 1-in-10 | 2031 | 14 | 350.3695 | 356.2992 | 8.8915 | 88.2344 | 0
| Zone | Remainder of System | 10 | Monthly System Peak Day | CAISO | 1-in-10 | 2031 | 15 | 304.2093 | 311.3134 | 8.6028 | 89.0484 | 0
| Zone | Remainder of System | 10 | Monthly System Peak Day | CAISO | 1-in-10 | 2031 | 16 | 273.5198 | 274.8711 | 8.2894 | 89.7625 | 0
| Zone | Remainder of System | 10 | Monthly System Peak Day | CAISO | 1-in-10 | 2031 | 17 | 270.819 | 276.9706 | 8.1611 | 89.2516 | 0
| Zone | Remainder of System | 10 | Monthly System Peak Day | CAISO | 1-in-10 | 2031 | 18 | 252.211 | 258.696 | 8.1574 | 88.1547 | 0
| Zone | Remainder of System | 10 | Monthly System Peak Day | CAISO | 1-in-10 | 2031 | 19 | 266.9941 | 272.6923 | 8.6596 | 85.0234 | 0
| Zone | Remainder of System | 10 | Monthly System Peak Day | CAISO | 1-in-10 | 2031 | 20 | 258.5353 | 262.5735 | 8.4047 | 81.3875 | 0
| Zone | Remainder of System | 10 | Monthly System Peak Day | CAISO | 1-in-10 | 2031 | 21 | 246.3648 | 254.6009 | 8.3457 | 78.1727 | 0
| Zone | Remainder of System | 10 | Monthly System Peak Day | CAISO | 1-in-10 | 2031 | 22 | 431.1631 | 448.9335 | 8.2652 | 76.3627 | 0
| Zone | Remainder of System | 10 | Monthly System Peak Day | CAISO | 1-in-10 | 2031 | 23 | 411.7509 | 435.6697 | 8.3538 | 75.0878 | 0
| Zone | Remainder of System | 10 | Monthly System Peak Day | CAISO | 1-in-10 | 2031 | 24 | 341.7973 | 379.4586 | 8.4634 | 73.8925 | 0
| Zone | Remainder of System | 11 | Average Weekday | CAISO | 1-in-10 | 2031 | 1 | 270.428 | 277.0912 | 8.4545 | 56.059 | 0
| Zone | Remainder of System | 11 | Average Weekday | CAISO | 1-in-10 | 2031 | 2 | 269.3082 | 275.606 | 8.4731 | 55.0971 | 0
| Zone | Remainder of System | 11 | Average Weekday | CAISO | 1-in-10 | 2031 | 3 | 416.2454 | 426.8531 | 8.4481 | 54.1595 | 0
| Zone | Remainder of System | 11 | Average Weekday | CAISO | 1-in-10 | 2031 | 4 | 592.4445 | 609.8809 | 8.4597 | 53.2044 | 0
| Zone | Remainder of System | 11 | Average Weekday | CAISO | 1-in-10 | 2031 | 5 | 558.069 | 583.8232 | 8.4331 | 52.3654 | 0
| Zone | Remainder of System | 11 | Average Weekday | CAISO | 1-in-10 | 2031 | 6 | 546.2304 | 573.8373 | 8.4391 | 51.8116 | 0
| Zone | Remainder of System | 11 | Average Weekday | CAISO | 1-in-10 | 2031 | 7 | 554.6058 | 551.7843 | 8.6278 | 51.3221 | 0
| Zone | Remainder of System | 11 | Average Weekday | CAISO | 1-in-10 | 2031 | 8 | 532.5782 | 536.9189 | 8.9317 | 51.0234 | 0
| Zone | Remainder of System | 11 | Average Weekday | CAISO | 1-in-10 | 2031 | 9 | 517.8682 | 545.1716 | 8.6173 | 52.5111 | 0
| Zone | Remainder of System | 11 | Average Weekday | CAISO | 1-in-10 | 2031 | 10 | 495.3907 | 507.7605 | 8.9131 | 56.466 | 0
| Zone | Remainder of System | 11 | Average Weekday | CAISO | 1-in-10 | 2031 | 11 | 468.6128 | 476.729 | 9.1039 | 61.1659 | 0
| Zone | Remainder of System | 11 | Average Weekday | CAISO | 1-in-10 | 2031 | 12 | 462.1545 | 469.5627 | 9.2007 | 65.0488 | 0
| Zone | Remainder of System | 11 | Average Weekday | CAISO | 1-in-10 | 2031 | 13 | 373.3474 | 384.5317 | 8.9809 | 67.8408 | 0
| Zone | Remainder of System | 11 | Average Weekday | CAISO | 1-in-10 | 2031 | 14 | 340.9353 | 348.6272 | 8.7174 | 69.5124 | 0
| Zone | Remainder of System | 11 | Average Weekday | CAISO | 1-in-10 | 2031 | 15 | 287.8884 | 297.3576 | 8.399 | 70.4672 | 0
| Zone | Remainder of System | 11 | Average Weekday | CAISO | 1-in-10 | 2031 | 16 | 260.1542 | 262.7166 | 8.4812 | 70.7027 | 0
| Zone | Remainder of System | 11 | Average Weekday | CAISO | 1-in-10 | 2031 | 17 | 264.9963 | 270.5627 | 8.2967 | 69.9819 | 0
| Zone | Remainder of System | 11 | Average Weekday | CAISO | 1-in-10 | 2031 | 18 | 247.1683 | 253.3017 | 8.466 | 67.953 | 0
| Zone | Remainder of System | 11 | Average Weekday | CAISO | 1-in-10 | 2031 | 19 | 263.9184 | 268.2454 | 8.4224 | 65.3114 | 0
| Zone | Remainder of System | 11 | Average Weekday | CAISO | 1-in-10 | 2031 | 20 | 248.6299 | 309.5969 | 10.4897 | 63.0346 | 0
| Zone | Remainder of System | 11 | Average Weekday | CAISO | 1-in-10 | 2031 | 21 | 235.409 | 241.6779 | 8.0728 | 61.213 | 0
| Zone | Remainder of System | 11 | Average Weekday | CAISO | 1-in-10 | 2031 | 22 | 412.9873 | 428.9231 | 8.4209 | 59.5838 | 0
| Zone | Remainder of System | 11 | Average Weekday | CAISO | 1-in-10 | 2031 | 23 | 393.9587 | 409.0529 | 8.5866 | 58.2328 | 0
| Zone | Remainder of System | 11 | Average Weekday | CAISO | 1-in-10 | 2031 | 24 | 322.4305 | 335.1654 | 8.5109 | 57.0822 | 0
| Zone | Remainder of System | 11 | Monthly System Peak Day | CAISO | 1-in-10 | 2031 | 1 | 270.428 | 282.1566 | 8.3725 | 69.4034 | 0
| Zone | Remainder of System | 11 | Monthly System Peak Day | CAISO | 1-in-10 | 2031 | 2 | 269.3082 | 279.5018 | 8.3944 | 68.1516 | 0
| Zone | Remainder of System | 11 | Monthly System Peak Day | CAISO | 1-in-10 | 2031 | 3 | 416.2454 | 430.3338 | 8.382 | 67.393 | 0
| Zone | Remainder of System | 11 | Monthly System Peak Day | CAISO | 1-in-10 | 2031 | 4 | 592.4445 | 613.6213 | 8.3918 | 66.0125 | 0
| Zone | Remainder of System | 11 | Monthly System Peak Day | CAISO | 1-in-10 | 2031 | 5 | 558.069 | 587.5368 | 8.3826 | 65.1814 | 0
| Zone | Remainder of System | 11 | Monthly System Peak Day | CAISO | 1-in-10 | 2031 | 6 | 546.2304 | 574.9004 | 8.3891 | 64.2144 | 0
| Zone | Remainder of System | 11 | Monthly System Peak Day | CAISO | 1-in-10 | 2031 | 7 | 554.6058 | 540.16 | 8.5416 | 63.6647 | 0
| Zone | Remainder of System | 11 | Monthly System Peak Day | CAISO | 1-in-10 | 2031 | 8 | 532.5782 | 542.3687 | 8.9292 | 63.8962 | 0
| Zone | Remainder of System | 11 | Monthly System Peak Day | CAISO | 1-in-10 | 2031 | 9 | 517.8682 | 553.5942 | 8.5334 | 65.4002 | 0
| Zone | Remainder of System | 11 | Monthly System Peak Day | CAISO | 1-in-10 | 2031 | 10 | 495.3907 | 517.9631 | 8.9014 | 69.6937 | 0
| Zone | Remainder of System | 11 | Monthly System Peak Day | CAISO | 1-in-10 | 2031 | 11 | 468.6128 | 490.1526 | 9.1841 | 76.562 | 0
| Zone | Remainder of System | 11 | Monthly System Peak Day | CAISO | 1-in-10 | 2031 | 12 | 462.1545 | 485.1613 | 9.3453 | 82.3128 | 0
| Zone | Remainder of System | 11 | Monthly System Peak Day | CAISO | 1-in-10 | 2031 | 13 | 373.3474 | 384.7267 | 9.0241 | 85.9891 | 0
| Zone | Remainder of System | 11 | Monthly System Peak Day | CAISO | 1-in-10 | 2031 | 14 | 340.9353 | 347.3053 | 8.6547 | 87.9797 | 0
| Zone | Remainder of System | 11 | Monthly System Peak Day | CAISO | 1-in-10 | 2031 | 15 | 287.8884 | 297.4136 | 8.3088 | 88.7703 | 0
| Zone | Remainder of System | 11 | Monthly System Peak Day | CAISO | 1-in-10 | 2031 | 16 | 260.1542 | 261.566 | 8.3922 | 89.0578 | 0
| Zone | Remainder of System | 11 | Monthly System Peak Day | CAISO | 1-in-10 | 2031 | 17 | 264.9963 | 272.5104 | 8.2096 | 88.5875 | 0
| Zone | Remainder of System | 11 | Monthly System Peak Day | CAISO | 1-in-10 | 2031 | 18 | 247.1683 | 255.8753 | 8.3728 | 86.8453 | 0
| Zone | Remainder of System | 11 | Monthly System Peak Day | CAISO | 1-in-10 | 2031 | 19 | 263.9184 | 269.3897 | 8.4214 | 83.7578 | 0
| Zone | Remainder of System | 11 | Monthly System Peak Day | CAISO | 1-in-10 | 2031 | 20 | 248.6299 | 356.8415 | 17.1634 | 79.8594 | 0
| Zone | Remainder of System | 11 | Monthly System Peak Day | CAISO | 1-in-10 | 2031 | 21 | 235.409 | 243.9675 | 8.3791 | 76.3664 | 0
| Zone | Remainder of System | 11 | Monthly System Peak Day | CAISO | 1-in-10 | 2031 | 22 | 412.9873 | 430.294 | 8.3432 | 73.8492 | 0
| Zone | Remainder of System | 11 | Monthly System Peak Day | CAISO | 1-in-10 | 2031 | 23 | 393.9587 | 414.8504 | 8.4985 | 71.6486 | 0
| Zone | Remainder of System | 11 | Monthly System Peak Day | CAISO | 1-in-10 | 2031 | 24 | 322.4305 | 345.0058 | 8.4169 | 70.3994 | 0
| Zone | Remainder of System | 12 | Average Weekday | CAISO | 1-in-10 | 2031 | 1 | 255.4055 | 262.4651 | 8.316 | 50.4524 | 0
| Zone | Remainder of System | 12 | Average Weekday | CAISO | 1-in-10 | 2031 | 2 | 251.3876 | 258.0971 | 8.342 | 49.6307 | 0
| Zone | Remainder of System | 12 | Average Weekday | CAISO | 1-in-10 | 2031 | 3 | 392.7231 | 404.9735 | 8.3476 | 48.8824 | 0
| Zone | Remainder of System | 12 | Average Weekday | CAISO | 1-in-10 | 2031 | 4 | 568.0799 | 587.511 | 8.3543 | 48.0839 | 0
| Zone | Remainder of System | 12 | Average Weekday | CAISO | 1-in-10 | 2031 | 5 | 537.9752 | 566.8285 | 8.3578 | 47.4648 | 0
| Zone | Remainder of System | 12 | Average Weekday | CAISO | 1-in-10 | 2031 | 6 | 514.9262 | 547.2261 | 8.3631 | 46.8946 | 0
| Zone | Remainder of System | 12 | Average Weekday | CAISO | 1-in-10 | 2031 | 7 | 509.0068 | 507.8582 | 8.3241 | 46.4436 | 0
| Zone | Remainder of System | 12 | Average Weekday | CAISO | 1-in-10 | 2031 | 8 | 500.0236 | 506.879 | 8.2758 | 46.3279 | 0
| Zone | Remainder of System | 12 | Average Weekday | CAISO | 1-in-10 | 2031 | 9 | 480.9777 | 509.1452 | 8.2275 | 46.9814 | 0
| Zone | Remainder of System | 12 | Average Weekday | CAISO | 1-in-10 | 2031 | 10 | 451.4553 | 467.99 | 8.2546 | 49.9135 | 0
| Zone | Remainder of System | 12 | Average Weekday | CAISO | 1-in-10 | 2031 | 11 | 426.5378 | 436.5974 | 8.2121 | 53.6874 | 0
| Zone | Remainder of System | 12 | Average Weekday | CAISO | 1-in-10 | 2031 | 12 | 418.9702 | 425.9894 | 8.1728 | 57.1456 | 0
| Zone | Remainder of System | 12 | Average Weekday | CAISO | 1-in-10 | 2031 | 13 | 339.4967 | 350.2713 | 8.1632 | 59.6607 | 0
| Zone | Remainder of System | 12 | Average Weekday | CAISO | 1-in-10 | 2031 | 14 | 309.6011 | 318.1273 | 8.1965 | 61.3133 | 0
| Zone | Remainder of System | 12 | Average Weekday | CAISO | 1-in-10 | 2031 | 15 | 270.8297 | 279.5694 | 8.2518 | 62.1542 | 0
| Zone | Remainder of System | 12 | Average Weekday | CAISO | 1-in-10 | 2031 | 16 | 237.9356 | 240.4398 | 8.3103 | 62.3151 | 0
| Zone | Remainder of System | 12 | Average Weekday | CAISO | 1-in-10 | 2031 | 17 | 243.8168 | 250.3609 | 8.176 | 61.6977 | 0
| Zone | Remainder of System | 12 | Average Weekday | CAISO | 1-in-10 | 2031 | 18 | 228.1728 | 234.0671 | 8.1548 | 59.7727 | 0
| Zone | Remainder of System | 12 | Average Weekday | CAISO | 1-in-10 | 2031 | 19 | 246.1599 | 250.4786 | 8.422 | 57.5166 | 0
| Zone | Remainder of System | 12 | Average Weekday | CAISO | 1-in-10 | 2031 | 20 | 238.2995 | 300.0639 | 8.4376 | 55.8063 | 0
| Zone | Remainder of System | 12 | Average Weekday | CAISO | 1-in-10 | 2031 | 21 | 225.2878 | 231.9834 | 8.0726 | 54.4022 | 0
| Zone | Remainder of System | 12 | Average Weekday | CAISO | 1-in-10 | 2031 | 22 | 400.4034 | 416.0112 | 8.2589 | 53.1733 | 0
| Zone | Remainder of System | 12 | Average Weekday | CAISO | 1-in-10 | 2031 | 23 | 382.8895 | 397.5853 | 8.2844 | 52.0782 | 0
| Zone | Remainder of System | 12 | Average Weekday | CAISO | 1-in-10 | 2031 | 24 | 312.3763 | 325.9329 | 8.2877 | 51.1639 | 0
| Zone | Remainder of System | 12 | Monthly System Peak Day | CAISO | 1-in-10 | 2031 | 1 | 255.4055 | 262.4651 | 8.316 | 42.5695 | 0
| Zone | Remainder of System | 12 | Monthly System Peak Day | CAISO | 1-in-10 | 2031 | 2 | 251.3876 | 258.0971 | 8.342 | 41.708 | 0
| Zone | Remainder of System | 12 | Monthly System Peak Day | CAISO | 1-in-10 | 2031 | 3 | 392.7231 | 404.9735 | 8.3476 | 40.6634 | 0
| Zone | Remainder of System | 12 | Monthly System Peak Day | CAISO | 1-in-10 | 2031 | 4 | 568.0799 | 587.511 | 8.3543 | 39.7536 | 0
| Zone | Remainder of System | 12 | Monthly System Peak Day | CAISO | 1-in-10 | 2031 | 5 | 537.9752 | 566.8285 | 8.3578 | 38.8297 | 0
| Zone | Remainder of System | 12 | Monthly System Peak Day | CAISO | 1-in-10 | 2031 | 6 | 514.9262 | 547.2261 | 8.3631 | 37.7472 | 0
| Zone | Remainder of System | 12 | Monthly System Peak Day | CAISO | 1-in-10 | 2031 | 7 | 509.0068 | 507.8582 | 8.3241 | 36.5995 | 0
| Zone | Remainder of System | 12 | Monthly System Peak Day | CAISO | 1-in-10 | 2031 | 8 | 500.0236 | 506.879 | 8.2758 | 36.6103 | 0
| Zone | Remainder of System | 12 | Monthly System Peak Day | CAISO | 1-in-10 | 2031 | 9 | 480.9777 | 509.1452 | 8.2275 | 37.7047 | 0
| Zone | Remainder of System | 12 | Monthly System Peak Day | CAISO | 1-in-10 | 2031 | 10 | 451.4553 | 467.99 | 8.2546 | 41.4383 | 0
| Zone | Remainder of System | 12 | Monthly System Peak Day | CAISO | 1-in-10 | 2031 | 11 | 426.5378 | 436.5974 | 8.2121 | 45.7698 | 0
| Zone | Remainder of System | 12 | Monthly System Peak Day | CAISO | 1-in-10 | 2031 | 12 | 418.9702 | 425.9894 | 8.1728 | 48.8809 | 0
| Zone | Remainder of System | 12 | Monthly System Peak Day | CAISO | 1-in-10 | 2031 | 13 | 339.4967 | 350.2713 | 8.1632 | 50.4759 | 0
| Zone | Remainder of System | 12 | Monthly System Peak Day | CAISO | 1-in-10 | 2031 | 14 | 309.6011 | 318.1273 | 8.1965 | 51.6747 | 0
| Zone | Remainder of System | 12 | Monthly System Peak Day | CAISO | 1-in-10 | 2031 | 15 | 270.8297 | 279.5694 | 8.2518 | 52.7272 | 0
| Zone | Remainder of System | 12 | Monthly System Peak Day | CAISO | 1-in-10 | 2031 | 16 | 237.9356 | 240.4398 | 8.3103 | 53.1839 | 0
| Zone | Remainder of System | 12 | Monthly System Peak Day | CAISO | 1-in-10 | 2031 | 17 | 243.8168 | 250.3609 | 8.176 | 52.9211 | 0
| Zone | Remainder of System | 12 | Monthly System Peak Day | CAISO | 1-in-10 | 2031 | 18 | 228.1728 | 234.0671 | 8.1548 | 51.1658 | 0
| Zone | Remainder of System | 12 | Monthly System Peak Day | CAISO | 1-in-10 | 2031 | 19 | 246.1599 | 250.4786 | 8.422 | 49.0081 | 0
| Zone | Remainder of System | 12 | Monthly System Peak Day | CAISO | 1-in-10 | 2031 | 20 | 238.2995 | 300.0639 | 8.4376 | 47.4864 | 0
| Zone | Remainder of System | 12 | Monthly System Peak Day | CAISO | 1-in-10 | 2031 | 21 | 225.2878 | 231.9834 | 8.0726 | 46.0752 | 0
| Zone | Remainder of System | 12 | Monthly System Peak Day | CAISO | 1-in-10 | 2031 | 22 | 400.4034 | 416.0112 | 8.2589 | 44.3067 | 0
| Zone | Remainder of System | 12 | Monthly System Peak Day | CAISO | 1-in-10 | 2031 | 23 | 382.8895 | 397.5853 | 8.2844 | 43.3595 | 0
| Zone | Remainder of System | 12 | Monthly System Peak Day | CAISO | 1-in-10 | 2031 | 24 | 312.3763 | 325.9329 | 8.2877 | 42.7814 | 0
| Zone | Remainder of System | 1 | Average Weekday | CAISO | 1-in-2 | 2021 | 1 | 253.6208 | 259.8562 | 10.0023 | 51.6966 | 0
| Zone | Remainder of System | 1 | Average Weekday | CAISO | 1-in-2 | 2021 | 2 | 248.391 | 254.6077 | 10.0179 | 50.8567 | 0
| Zone | Remainder of System | 1 | Average Weekday | CAISO | 1-in-2 | 2021 | 3 | 384.0158 | 394.0506 | 10.0214 | 50.0656 | 0
| Zone | Remainder of System | 1 | Average Weekday | CAISO | 1-in-2 | 2021 | 4 | 552.9692 | 569.4963 | 10.0253 | 49.4579 | 0
| Zone | Remainder of System | 1 | Average Weekday | CAISO | 1-in-2 | 2021 | 5 | 532.2707 | 559.6539 | 10.0278 | 48.6945 | 0
| Zone | Remainder of System | 1 | Average Weekday | CAISO | 1-in-2 | 2021 | 6 | 511.7785 | 540.9001 | 10.0303 | 48.0933 | 0
| Zone | Remainder of System | 1 | Average Weekday | CAISO | 1-in-2 | 2021 | 7 | 517.6432 | 515.639 | 10.0036 | 47.6913 | 0
| Zone | Remainder of System | 1 | Average Weekday | CAISO | 1-in-2 | 2021 | 8 | 517.481 | 521.6807 | 9.9846 | 47.4835 | 0
| Zone | Remainder of System | 1 | Average Weekday | CAISO | 1-in-2 | 2021 | 9 | 484.8333 | 508.2426 | 9.9687 | 48.0697 | 0
| Zone | Remainder of System | 1 | Average Weekday | CAISO | 1-in-2 | 2021 | 10 | 469.1122 | 482.2704 | 9.9815 | 51.1465 | 0
| Zone | Remainder of System | 1 | Average Weekday | CAISO | 1-in-2 | 2021 | 11 | 445.6504 | 454.0233 | 9.9717 | 55.3765 | 0
| Zone | Remainder of System | 1 | Average Weekday | CAISO | 1-in-2 | 2021 | 12 | 443.7024 | 448.7356 | 9.9652 | 59.3259 | 0
| Zone | Remainder of System | 1 | Average Weekday | CAISO | 1-in-2 | 2021 | 13 | 376.0776 | 386.7102 | 9.9699 | 62.3629 | 0
| Zone | Remainder of System | 1 | Average Weekday | CAISO | 1-in-2 | 2021 | 14 | 335.5054 | 343.17 | 9.9745 | 64.3351 | 0
| Zone | Remainder of System | 1 | Average Weekday | CAISO | 1-in-2 | 2021 | 15 | 295.202 | 302.8063 | 9.9812 | 65.597 | 0
| Zone | Remainder of System | 1 | Average Weekday | CAISO | 1-in-2 | 2021 | 16 | 263.0089 | 265.7578 | 10.0002 | 66.0866 | 0
| Zone | Remainder of System | 1 | Average Weekday | CAISO | 1-in-2 | 2021 | 17 | 263.0233 | 268.7646 | 10.0137 | 65.5552 | 0
| Zone | Remainder of System | 1 | Average Weekday | CAISO | 1-in-2 | 2021 | 18 | 243.8279 | 249.7578 | 9.9994 | 63.7601 | 0
| Zone | Remainder of System | 1 | Average Weekday | CAISO | 1-in-2 | 2021 | 19 | 259.6535 | 263.8759 | 10.4978 | 60.7946 | 0
| Zone | Remainder of System | 1 | Average Weekday | CAISO | 1-in-2 | 2021 | 20 | 254.8324 | 316.4283 | 10.4735 | 58.559 | 0
| Zone | Remainder of System | 1 | Average Weekday | CAISO | 1-in-2 | 2021 | 21 | 239.7862 | 246.1482 | 9.9707 | 56.9225 | 0
| Zone | Remainder of System | 1 | Average Weekday | CAISO | 1-in-2 | 2021 | 22 | 401.3588 | 416.7732 | 9.9427 | 55.4974 | 0
| Zone | Remainder of System | 1 | Average Weekday | CAISO | 1-in-2 | 2021 | 23 | 379.0062 | 392.7652 | 9.9732 | 54.2455 | 0
| Zone | Remainder of System | 1 | Average Weekday | CAISO | 1-in-2 | 2021 | 24 | 305.9942 | 318.3905 | 9.9853 | 53.1421 | 0
| Zone | Remainder of System | 1 | Monthly System Peak Day | CAISO | 1-in-2 | 2021 | 1 | 253.6208 | 259.8562 | 10.0023 | 47.5791 | 0
| Zone | Remainder of System | 1 | Monthly System Peak Day | CAISO | 1-in-2 | 2021 | 2 | 248.391 | 254.6077 | 10.0179 | 46.5599 | 0
| Zone | Remainder of System | 1 | Monthly System Peak Day | CAISO | 1-in-2 | 2021 | 3 | 384.0158 | 394.0506 | 10.0214 | 45.5395 | 0
| Zone | Remainder of System | 1 | Monthly System Peak Day | CAISO | 1-in-2 | 2021 | 4 | 552.9692 | 569.4963 | 10.0253 | 44.8071 | 0
| Zone | Remainder of System | 1 | Monthly System Peak Day | CAISO | 1-in-2 | 2021 | 5 | 532.2707 | 559.6539 | 10.0278 | 44.0112 | 0
| Zone | Remainder of System | 1 | Monthly System Peak Day | CAISO | 1-in-2 | 2021 | 6 | 511.7785 | 540.9001 | 10.0303 | 43.5364 | 0
| Zone | Remainder of System | 1 | Monthly System Peak Day | CAISO | 1-in-2 | 2021 | 7 | 517.6432 | 515.639 | 10.0036 | 43.2181 | 0
| Zone | Remainder of System | 1 | Monthly System Peak Day | CAISO | 1-in-2 | 2021 | 8 | 517.481 | 521.6807 | 9.9846 | 43.1351 | 0
| Zone | Remainder of System | 1 | Monthly System Peak Day | CAISO | 1-in-2 | 2021 | 9 | 484.8333 | 508.2426 | 9.9687 | 43.8574 | 0
| Zone | Remainder of System | 1 | Monthly System Peak Day | CAISO | 1-in-2 | 2021 | 10 | 469.1122 | 482.2704 | 9.9815 | 46.2637 | 0
| Zone | Remainder of System | 1 | Monthly System Peak Day | CAISO | 1-in-2 | 2021 | 11 | 445.6504 | 454.0233 | 9.9717 | 49.3761 | 0
| Zone | Remainder of System | 1 | Monthly System Peak Day | CAISO | 1-in-2 | 2021 | 12 | 443.7024 | 448.7356 | 9.9652 | 52.0586 | 0
| Zone | Remainder of System | 1 | Monthly System Peak Day | CAISO | 1-in-2 | 2021 | 13 | 376.0776 | 386.7102 | 9.9699 | 53.2747 | 0
| Zone | Remainder of System | 1 | Monthly System Peak Day | CAISO | 1-in-2 | 2021 | 14 | 335.5054 | 343.17 | 9.9745 | 54.3508 | 0
| Zone | Remainder of System | 1 | Monthly System Peak Day | CAISO | 1-in-2 | 2021 | 15 | 295.202 | 302.8063 | 9.9812 | 55.45 | 0
| Zone | Remainder of System | 1 | Monthly System Peak Day | CAISO | 1-in-2 | 2021 | 16 | 263.0089 | 265.7578 | 10.0002 | 56.1591 | 0
| Zone | Remainder of System | 1 | Monthly System Peak Day | CAISO | 1-in-2 | 2021 | 17 | 263.0233 | 268.7646 | 10.0137 | 55.461 | 0
| Zone | Remainder of System | 1 | Monthly System Peak Day | CAISO | 1-in-2 | 2021 | 18 | 243.8279 | 249.7578 | 9.9994 | 54.1689 | 0
| Zone | Remainder of System | 1 | Monthly System Peak Day | CAISO | 1-in-2 | 2021 | 19 | 259.6535 | 263.8759 | 10.4978 | 52.5576 | 0
| Zone | Remainder of System | 1 | Monthly System Peak Day | CAISO | 1-in-2 | 2021 | 20 | 254.8324 | 316.4283 | 10.4735 | 51.4093 | 0
| Zone | Remainder of System | 1 | Monthly System Peak Day | CAISO | 1-in-2 | 2021 | 21 | 239.7862 | 246.1482 | 9.9707 | 50.2882 | 0
| Zone | Remainder of System | 1 | Monthly System Peak Day | CAISO | 1-in-2 | 2021 | 22 | 401.3588 | 416.7732 | 9.9427 | 49.3354 | 0
| Zone | Remainder of System | 1 | Monthly System Peak Day | CAISO | 1-in-2 | 2021 | 23 | 379.0062 | 392.7652 | 9.9732 | 48.5349 | 0
| Zone | Remainder of System | 1 | Monthly System Peak Day | CAISO | 1-in-2 | 2021 | 24 | 305.9942 | 318.3905 | 9.9853 | 47.6998 | 0
| Zone | Remainder of System | 2 | Average Weekday | CAISO | 1-in-2 | 2021 | 1 | 252.1273 | 259.028 | 10.0495 | 52.5675 | 0
| Zone | Remainder of System | 2 | Average Weekday | CAISO | 1-in-2 | 2021 | 2 | 246.1565 | 252.6736 | 10.0699 | 51.7224 | 0
| Zone | Remainder of System | 2 | Average Weekday | CAISO | 1-in-2 | 2021 | 3 | 375.9218 | 387.3186 | 10.0742 | 50.9045 | 0
| Zone | Remainder of System | 2 | Average Weekday | CAISO | 1-in-2 | 2021 | 4 | 541.9816 | 561.0117 | 10.0791 | 50.1164 | 0
| Zone | Remainder of System | 2 | Average Weekday | CAISO | 1-in-2 | 2021 | 5 | 530.3253 | 558.9337 | 10.0815 | 49.374 | 0
| Zone | Remainder of System | 2 | Average Weekday | CAISO | 1-in-2 | 2021 | 6 | 511.9036 | 545.262 | 10.0836 | 48.7755 | 0
| Zone | Remainder of System | 2 | Average Weekday | CAISO | 1-in-2 | 2021 | 7 | 505.1941 | 502.4015 | 10.0496 | 48.3328 | 0
| Zone | Remainder of System | 2 | Average Weekday | CAISO | 1-in-2 | 2021 | 8 | 502.4792 | 506.699 | 10.0229 | 48.1435 | 0
| Zone | Remainder of System | 2 | Average Weekday | CAISO | 1-in-2 | 2021 | 9 | 483.7283 | 506.8102 | 9.9984 | 49.3982 | 0
| Zone | Remainder of System | 2 | Average Weekday | CAISO | 1-in-2 | 2021 | 10 | 463.807 | 476.3346 | 10.0179 | 52.9426 | 0
| Zone | Remainder of System | 2 | Average Weekday | CAISO | 1-in-2 | 2021 | 11 | 444.8323 | 453.4388 | 9.9988 | 57.0736 | 0
| Zone | Remainder of System | 2 | Average Weekday | CAISO | 1-in-2 | 2021 | 12 | 440.6422 | 446.732 | 9.9825 | 60.5918 | 0
| Zone | Remainder of System | 2 | Average Weekday | CAISO | 1-in-2 | 2021 | 13 | 369.6325 | 380.9868 | 9.984 | 63.117 | 0
| Zone | Remainder of System | 2 | Average Weekday | CAISO | 1-in-2 | 2021 | 14 | 324.9908 | 332.5701 | 9.997 | 64.6805 | 0
| Zone | Remainder of System | 2 | Average Weekday | CAISO | 1-in-2 | 2021 | 15 | 284.3265 | 292.9388 | 10.0162 | 65.5714 | 0
| Zone | Remainder of System | 2 | Average Weekday | CAISO | 1-in-2 | 2021 | 16 | 252.3541 | 255.2851 | 10.0467 | 65.833 | 0
| Zone | Remainder of System | 2 | Average Weekday | CAISO | 1-in-2 | 2021 | 17 | 241.3199 | 246.0884 | 10.0402 | 65.4214 | 0
| Zone | Remainder of System | 2 | Average Weekday | CAISO | 1-in-2 | 2021 | 18 | 228.0501 | 233.3994 | 10.0206 | 64.0855 | 0
| Zone | Remainder of System | 2 | Average Weekday | CAISO | 1-in-2 | 2021 | 19 | 251.8227 | 256.2916 | 10.4978 | 61.5241 | 0
| Zone | Remainder of System | 2 | Average Weekday | CAISO | 1-in-2 | 2021 | 20 | 248.088 | 307.727 | 10.4763 | 59.1486 | 0
| Zone | Remainder of System | 2 | Average Weekday | CAISO | 1-in-2 | 2021 | 21 | 228.1341 | 234.3242 | 9.9499 | 57.4325 | 0
| Zone | Remainder of System | 2 | Average Weekday | CAISO | 1-in-2 | 2021 | 22 | 386.27 | 401.4917 | 9.9767 | 55.9779 | 0
| Zone | Remainder of System | 2 | Average Weekday | CAISO | 1-in-2 | 2021 | 23 | 361.8017 | 376.0176 | 10.0139 | 54.7327 | 0
| Zone | Remainder of System | 2 | Average Weekday | CAISO | 1-in-2 | 2021 | 24 | 297.1472 | 310.8014 | 10.0268 | 53.6434 | 0
| Zone | Remainder of System | 2 | Monthly System Peak Day | CAISO | 1-in-2 | 2021 | 1 | 252.1273 | 259.028 | 10.0495 | 43.5438 | 0
| Zone | Remainder of System | 2 | Monthly System Peak Day | CAISO | 1-in-2 | 2021 | 2 | 246.1565 | 252.6736 | 10.0699 | 42.7868 | 0
| Zone | Remainder of System | 2 | Monthly System Peak Day | CAISO | 1-in-2 | 2021 | 3 | 375.9218 | 387.3186 | 10.0742 | 42.1016 | 0
| Zone | Remainder of System | 2 | Monthly System Peak Day | CAISO | 1-in-2 | 2021 | 4 | 541.9816 | 561.0117 | 10.0791 | 41.5683 | 0
| Zone | Remainder of System | 2 | Monthly System Peak Day | CAISO | 1-in-2 | 2021 | 5 | 530.3253 | 558.9337 | 10.0815 | 40.7986 | 0
| Zone | Remainder of System | 2 | Monthly System Peak Day | CAISO | 1-in-2 | 2021 | 6 | 511.9036 | 545.262 | 10.0836 | 40.0606 | 0
| Zone | Remainder of System | 2 | Monthly System Peak Day | CAISO | 1-in-2 | 2021 | 7 | 505.1941 | 502.4015 | 10.0496 | 39.4674 | 0
| Zone | Remainder of System | 2 | Monthly System Peak Day | CAISO | 1-in-2 | 2021 | 8 | 502.4792 | 506.699 | 10.0229 | 39.2967 | 0
| Zone | Remainder of System | 2 | Monthly System Peak Day | CAISO | 1-in-2 | 2021 | 9 | 483.7283 | 506.8102 | 9.9984 | 40.8391 | 0
| Zone | Remainder of System | 2 | Monthly System Peak Day | CAISO | 1-in-2 | 2021 | 10 | 463.807 | 476.3346 | 10.0179 | 44.0474 | 0
| Zone | Remainder of System | 2 | Monthly System Peak Day | CAISO | 1-in-2 | 2021 | 11 | 444.8323 | 453.4388 | 9.9988 | 47.42 | 0
| Zone | Remainder of System | 2 | Monthly System Peak Day | CAISO | 1-in-2 | 2021 | 12 | 440.6422 | 446.732 | 9.9825 | 50.4917 | 0
| Zone | Remainder of System | 2 | Monthly System Peak Day | CAISO | 1-in-2 | 2021 | 13 | 369.6325 | 380.9868 | 9.984 | 52.9941 | 0
| Zone | Remainder of System | 2 | Monthly System Peak Day | CAISO | 1-in-2 | 2021 | 14 | 324.9908 | 332.5701 | 9.997 | 54.6576 | 0
| Zone | Remainder of System | 2 | Monthly System Peak Day | CAISO | 1-in-2 | 2021 | 15 | 284.3265 | 292.9388 | 10.0162 | 55.7966 | 0
| Zone | Remainder of System | 2 | Monthly System Peak Day | CAISO | 1-in-2 | 2021 | 16 | 252.3541 | 255.2851 | 10.0467 | 56.3506 | 0
| Zone | Remainder of System | 2 | Monthly System Peak Day | CAISO | 1-in-2 | 2021 | 17 | 241.3199 | 246.0884 | 10.0402 | 56.1764 | 0
| Zone | Remainder of System | 2 | Monthly System Peak Day | CAISO | 1-in-2 | 2021 | 18 | 228.0501 | 233.3994 | 10.0206 | 55.1213 | 0
| Zone | Remainder of System | 2 | Monthly System Peak Day | CAISO | 1-in-2 | 2021 | 19 | 251.8227 | 256.2916 | 10.4978 | 52.9983 | 0
| Zone | Remainder of System | 2 | Monthly System Peak Day | CAISO | 1-in-2 | 2021 | 20 | 248.088 | 307.727 | 10.4763 | 50.8817 | 0
| Zone | Remainder of System | 2 | Monthly System Peak Day | CAISO | 1-in-2 | 2021 | 21 | 228.1341 | 234.3242 | 9.9499 | 49.3216 | 0
| Zone | Remainder of System | 2 | Monthly System Peak Day | CAISO | 1-in-2 | 2021 | 22 | 386.27 | 401.4917 | 9.9767 | 47.9568 | 0
| Zone | Remainder of System | 2 | Monthly System Peak Day | CAISO | 1-in-2 | 2021 | 23 | 361.8017 | 376.0176 | 10.0139 | 46.7378 | 0
| Zone | Remainder of System | 2 | Monthly System Peak Day | CAISO | 1-in-2 | 2021 | 24 | 297.1472 | 310.8014 | 10.0268 | 45.5444 | 0
| Zone | Remainder of System | 3 | Average Weekday | CAISO | 1-in-2 | 2021 | 1 | 258.7731 | 270.3746 | 10.1219 | 54.0244 | 0
| Zone | Remainder of System | 3 | Average Weekday | CAISO | 1-in-2 | 2021 | 2 | 253.2283 | 260.6947 | 10.0754 | 53.0154 | 0
| Zone | Remainder of System | 3 | Average Weekday | CAISO | 1-in-2 | 2021 | 3 | 403.6973 | 414.1556 | 10.0682 | 52.1085 | 0
| Zone | Remainder of System | 3 | Average Weekday | CAISO | 1-in-2 | 2021 | 4 | 574.1765 | 590.5184 | 10.0522 | 51.3271 | 0
| Zone | Remainder of System | 3 | Average Weekday | CAISO | 1-in-2 | 2021 | 5 | 549.9808 | 567.1508 | 10.0466 | 50.5861 | 0
| Zone | Remainder of System | 3 | Average Weekday | CAISO | 1-in-2 | 2021 | 6 | 530.9559 | 548.6624 | 10.0185 | 49.8821 | 0
| Zone | Remainder of System | 3 | Average Weekday | CAISO | 1-in-2 | 2021 | 7 | 534.625 | 535.4421 | 10.0116 | 49.399 | 0
| Zone | Remainder of System | 3 | Average Weekday | CAISO | 1-in-2 | 2021 | 8 | 522.0717 | 530.0303 | 10.1609 | 49.1477 | 0
| Zone | Remainder of System | 3 | Average Weekday | CAISO | 1-in-2 | 2021 | 9 | 505.3802 | 542.9631 | 10.3434 | 50.1844 | 0
| Zone | Remainder of System | 3 | Average Weekday | CAISO | 1-in-2 | 2021 | 10 | 488.0605 | 508.7503 | 10.2233 | 53.2277 | 0
| Zone | Remainder of System | 3 | Average Weekday | CAISO | 1-in-2 | 2021 | 11 | 461.8758 | 476.273 | 10.3137 | 56.8354 | 0
| Zone | Remainder of System | 3 | Average Weekday | CAISO | 1-in-2 | 2021 | 12 | 461.0116 | 473.1098 | 10.4129 | 60.1749 | 0
| Zone | Remainder of System | 3 | Average Weekday | CAISO | 1-in-2 | 2021 | 13 | 374.8751 | 385.7241 | 10.4876 | 62.8043 | 0
| Zone | Remainder of System | 3 | Average Weekday | CAISO | 1-in-2 | 2021 | 14 | 345.5565 | 352.9556 | 10.4241 | 64.6602 | 0
| Zone | Remainder of System | 3 | Average Weekday | CAISO | 1-in-2 | 2021 | 15 | 304.4159 | 311.4221 | 10.2474 | 65.8561 | 0
| Zone | Remainder of System | 3 | Average Weekday | CAISO | 1-in-2 | 2021 | 16 | 271.3898 | 274.2743 | 10.0378 | 66.5387 | 0
| Zone | Remainder of System | 3 | Average Weekday | CAISO | 1-in-2 | 2021 | 17 | 267.8751 | 273.9229 | 10.037 | 66.6098 | 0
| Zone | Remainder of System | 3 | Average Weekday | CAISO | 1-in-2 | 2021 | 18 | 241.1543 | 247.7777 | 10.0518 | 65.845 | 0
| Zone | Remainder of System | 3 | Average Weekday | CAISO | 1-in-2 | 2021 | 19 | 258.9767 | 265.6259 | 10.5676 | 64.2052 | 0
| Zone | Remainder of System | 3 | Average Weekday | CAISO | 1-in-2 | 2021 | 20 | 249.5413 | 253.0735 | 10.4476 | 61.7132 | 0
| Zone | Remainder of System | 3 | Average Weekday | CAISO | 1-in-2 | 2021 | 21 | 223.0803 | 228.8065 | 9.9735 | 59.1399 | 0
| Zone | Remainder of System | 3 | Average Weekday | CAISO | 1-in-2 | 2021 | 22 | 409.9778 | 428.3803 | 9.988 | 57.4121 | 0
| Zone | Remainder of System | 3 | Average Weekday | CAISO | 1-in-2 | 2021 | 23 | 389.538 | 410.983 | 10.0814 | 56.1046 | 0
| Zone | Remainder of System | 3 | Average Weekday | CAISO | 1-in-2 | 2021 | 24 | 327.6873 | 352.7051 | 10.1659 | 54.9793 | 0
| Zone | Remainder of System | 3 | Monthly System Peak Day | CAISO | 1-in-2 | 2021 | 1 | 258.7731 | 270.3746 | 10.1219 | 56.9603 | 0
| Zone | Remainder of System | 3 | Monthly System Peak Day | CAISO | 1-in-2 | 2021 | 2 | 253.2283 | 260.6947 | 10.0754 | 55.7974 | 0
| Zone | Remainder of System | 3 | Monthly System Peak Day | CAISO | 1-in-2 | 2021 | 3 | 403.6973 | 414.1556 | 10.0682 | 54.1445 | 0
| Zone | Remainder of System | 3 | Monthly System Peak Day | CAISO | 1-in-2 | 2021 | 4 | 574.1765 | 590.5184 | 10.0522 | 53.2971 | 0
| Zone | Remainder of System | 3 | Monthly System Peak Day | CAISO | 1-in-2 | 2021 | 5 | 549.9808 | 567.1508 | 10.0466 | 52.3144 | 0
| Zone | Remainder of System | 3 | Monthly System Peak Day | CAISO | 1-in-2 | 2021 | 6 | 530.9559 | 548.6624 | 10.0185 | 51.3896 | 0
| Zone | Remainder of System | 3 | Monthly System Peak Day | CAISO | 1-in-2 | 2021 | 7 | 534.625 | 535.4421 | 10.0116 | 50.9162 | 0
| Zone | Remainder of System | 3 | Monthly System Peak Day | CAISO | 1-in-2 | 2021 | 8 | 522.0717 | 530.0303 | 10.1609 | 50.0641 | 0
| Zone | Remainder of System | 3 | Monthly System Peak Day | CAISO | 1-in-2 | 2021 | 9 | 505.3802 | 542.9631 | 10.3434 | 50.4442 | 0
| Zone | Remainder of System | 3 | Monthly System Peak Day | CAISO | 1-in-2 | 2021 | 10 | 488.0605 | 508.7503 | 10.2233 | 53.4591 | 0
| Zone | Remainder of System | 3 | Monthly System Peak Day | CAISO | 1-in-2 | 2021 | 11 | 461.8758 | 476.273 | 10.3137 | 58.2081 | 0
| Zone | Remainder of System | 3 | Monthly System Peak Day | CAISO | 1-in-2 | 2021 | 12 | 461.0116 | 473.1098 | 10.4129 | 62.4932 | 0
| Zone | Remainder of System | 3 | Monthly System Peak Day | CAISO | 1-in-2 | 2021 | 13 | 374.8751 | 385.7241 | 10.4876 | 65.7865 | 0
| Zone | Remainder of System | 3 | Monthly System Peak Day | CAISO | 1-in-2 | 2021 | 14 | 345.5565 | 352.9556 | 10.4241 | 67.6177 | 0
| Zone | Remainder of System | 3 | Monthly System Peak Day | CAISO | 1-in-2 | 2021 | 15 | 304.4159 | 311.4221 | 10.2474 | 68.7829 | 0
| Zone | Remainder of System | 3 | Monthly System Peak Day | CAISO | 1-in-2 | 2021 | 16 | 271.3898 | 274.2743 | 10.0378 | 69.7518 | 0
| Zone | Remainder of System | 3 | Monthly System Peak Day | CAISO | 1-in-2 | 2021 | 17 | 267.8751 | 273.9229 | 10.037 | 70.2778 | 0
| Zone | Remainder of System | 3 | Monthly System Peak Day | CAISO | 1-in-2 | 2021 | 18 | 241.1543 | 247.7777 | 10.0518 | 69.7317 | 0
| Zone | Remainder of System | 3 | Monthly System Peak Day | CAISO | 1-in-2 | 2021 | 19 | 258.9767 | 265.6259 | 10.5676 | 68.0419 | 0
| Zone | Remainder of System | 3 | Monthly System Peak Day | CAISO | 1-in-2 | 2021 | 20 | 249.5413 | 253.0735 | 10.4476 | 65.005 | 0
| Zone | Remainder of System | 3 | Monthly System Peak Day | CAISO | 1-in-2 | 2021 | 21 | 223.0803 | 228.8065 | 9.9735 | 62.0225 | 0
| Zone | Remainder of System | 3 | Monthly System Peak Day | CAISO | 1-in-2 | 2021 | 22 | 409.9778 | 428.3803 | 9.988 | 60.067 | 0
| Zone | Remainder of System | 3 | Monthly System Peak Day | CAISO | 1-in-2 | 2021 | 23 | 389.538 | 410.983 | 10.0814 | 58.747 | 0
| Zone | Remainder of System | 3 | Monthly System Peak Day | CAISO | 1-in-2 | 2021 | 24 | 327.6873 | 352.7051 | 10.1659 | 57.434 | 0
| Zone | Remainder of System | 4 | Average Weekday | CAISO | 1-in-2 | 2021 | 1 | 257.6308 | 268.4929 | 10.1357 | 56.7365 | 0
| Zone | Remainder of System | 4 | Average Weekday | CAISO | 1-in-2 | 2021 | 2 | 255.4722 | 262.3425 | 10.0898 | 55.8532 | 0
| Zone | Remainder of System | 4 | Average Weekday | CAISO | 1-in-2 | 2021 | 3 | 403.8299 | 414.0472 | 10.0825 | 55.0258 | 0
| Zone | Remainder of System | 4 | Average Weekday | CAISO | 1-in-2 | 2021 | 4 | 571.0967 | 586.7098 | 10.0667 | 54.3534 | 0
| Zone | Remainder of System | 4 | Average Weekday | CAISO | 1-in-2 | 2021 | 5 | 534.3205 | 550.2274 | 10.061 | 53.7644 | 0
| Zone | Remainder of System | 4 | Average Weekday | CAISO | 1-in-2 | 2021 | 6 | 520.9645 | 537.8828 | 10.0326 | 53.2815 | 0
| Zone | Remainder of System | 4 | Average Weekday | CAISO | 1-in-2 | 2021 | 7 | 524.2093 | 525.3702 | 10.0248 | 52.8216 | 0
| Zone | Remainder of System | 4 | Average Weekday | CAISO | 1-in-2 | 2021 | 8 | 516.715 | 523.2609 | 10.1735 | 52.6788 | 0
| Zone | Remainder of System | 4 | Average Weekday | CAISO | 1-in-2 | 2021 | 9 | 486.0804 | 523.7777 | 10.3548 | 54.2211 | 0
| Zone | Remainder of System | 4 | Average Weekday | CAISO | 1-in-2 | 2021 | 10 | 472.2502 | 492.1832 | 10.2358 | 57.0764 | 0
| Zone | Remainder of System | 4 | Average Weekday | CAISO | 1-in-2 | 2021 | 11 | 451.0567 | 464.5284 | 10.3248 | 60.136 | 0
| Zone | Remainder of System | 4 | Average Weekday | CAISO | 1-in-2 | 2021 | 12 | 449.8929 | 461.6837 | 10.4226 | 63.031 | 0
| Zone | Remainder of System | 4 | Average Weekday | CAISO | 1-in-2 | 2021 | 13 | 373.1141 | 383.895 | 10.4963 | 65.4726 | 0
| Zone | Remainder of System | 4 | Average Weekday | CAISO | 1-in-2 | 2021 | 14 | 339.0882 | 346.5908 | 10.4337 | 67.3555 | 0
| Zone | Remainder of System | 4 | Average Weekday | CAISO | 1-in-2 | 2021 | 15 | 291.9536 | 299.3225 | 10.2585 | 68.6662 | 0
| Zone | Remainder of System | 4 | Average Weekday | CAISO | 1-in-2 | 2021 | 16 | 259.7022 | 262.6961 | 10.0509 | 69.2704 | 0
| Zone | Remainder of System | 4 | Average Weekday | CAISO | 1-in-2 | 2021 | 17 | 254.6376 | 258.882 | 10.0639 | 69.3555 | 0
| Zone | Remainder of System | 4 | Average Weekday | CAISO | 1-in-2 | 2021 | 18 | 218.9156 | 223.9961 | 10.0768 | 68.6446 | 0
| Zone | Remainder of System | 4 | Average Weekday | CAISO | 1-in-2 | 2021 | 19 | 226.6735 | 233.5221 | 10.5677 | 67.2712 | 0
| Zone | Remainder of System | 4 | Average Weekday | CAISO | 1-in-2 | 2021 | 20 | 223.4216 | 226.7578 | 10.4477 | 64.9503 | 0
| Zone | Remainder of System | 4 | Average Weekday | CAISO | 1-in-2 | 2021 | 21 | 226.6552 | 231.6963 | 9.9858 | 61.9895 | 0
| Zone | Remainder of System | 4 | Average Weekday | CAISO | 1-in-2 | 2021 | 22 | 400.1438 | 418.1758 | 9.9981 | 59.9101 | 0
| Zone | Remainder of System | 4 | Average Weekday | CAISO | 1-in-2 | 2021 | 23 | 384.0117 | 405.0006 | 10.0951 | 58.5285 | 0
| Zone | Remainder of System | 4 | Average Weekday | CAISO | 1-in-2 | 2021 | 24 | 322.7761 | 346.7771 | 10.1792 | 57.4672 | 0
| Zone | Remainder of System | 4 | Monthly System Peak Day | CAISO | 1-in-2 | 2021 | 1 | 257.6308 | 268.4929 | 10.1357 | 62.08 | 0
| Zone | Remainder of System | 4 | Monthly System Peak Day | CAISO | 1-in-2 | 2021 | 2 | 255.4722 | 262.3425 | 10.0898 | 60.7156 | 0
| Zone | Remainder of System | 4 | Monthly System Peak Day | CAISO | 1-in-2 | 2021 | 3 | 403.8299 | 414.0472 | 10.0825 | 59.7607 | 0
| Zone | Remainder of System | 4 | Monthly System Peak Day | CAISO | 1-in-2 | 2021 | 4 | 571.0967 | 586.7098 | 10.0667 | 58.8607 | 0
| Zone | Remainder of System | 4 | Monthly System Peak Day | CAISO | 1-in-2 | 2021 | 5 | 534.3205 | 550.2274 | 10.061 | 57.7303 | 0
| Zone | Remainder of System | 4 | Monthly System Peak Day | CAISO | 1-in-2 | 2021 | 6 | 520.9645 | 537.8828 | 10.0326 | 56.8679 | 0
| Zone | Remainder of System | 4 | Monthly System Peak Day | CAISO | 1-in-2 | 2021 | 7 | 524.2093 | 525.3702 | 10.0248 | 56.0597 | 0
| Zone | Remainder of System | 4 | Monthly System Peak Day | CAISO | 1-in-2 | 2021 | 8 | 516.715 | 523.2609 | 10.1735 | 55.6808 | 0
| Zone | Remainder of System | 4 | Monthly System Peak Day | CAISO | 1-in-2 | 2021 | 9 | 486.0804 | 523.7777 | 10.3548 | 57.449 | 0
| Zone | Remainder of System | 4 | Monthly System Peak Day | CAISO | 1-in-2 | 2021 | 10 | 472.2502 | 492.1832 | 10.2358 | 61.5881 | 0
| Zone | Remainder of System | 4 | Monthly System Peak Day | CAISO | 1-in-2 | 2021 | 11 | 451.0567 | 464.5284 | 10.3248 | 66.9769 | 0
| Zone | Remainder of System | 4 | Monthly System Peak Day | CAISO | 1-in-2 | 2021 | 12 | 449.8929 | 461.6837 | 10.4226 | 72.106 | 0
| Zone | Remainder of System | 4 | Monthly System Peak Day | CAISO | 1-in-2 | 2021 | 13 | 373.1141 | 383.895 | 10.4963 | 76.1771 | 0
| Zone | Remainder of System | 4 | Monthly System Peak Day | CAISO | 1-in-2 | 2021 | 14 | 339.0882 | 346.5908 | 10.4337 | 79.0859 | 0
| Zone | Remainder of System | 4 | Monthly System Peak Day | CAISO | 1-in-2 | 2021 | 15 | 291.9536 | 299.3225 | 10.2585 | 80.9147 | 0
| Zone | Remainder of System | 4 | Monthly System Peak Day | CAISO | 1-in-2 | 2021 | 16 | 259.7022 | 262.6961 | 10.0509 | 81.4535 | 0
| Zone | Remainder of System | 4 | Monthly System Peak Day | CAISO | 1-in-2 | 2021 | 17 | 254.6376 | 258.882 | 10.0639 | 81.2189 | 0
| Zone | Remainder of System | 4 | Monthly System Peak Day | CAISO | 1-in-2 | 2021 | 18 | 218.9156 | 223.9961 | 10.0768 | 80.2419 | 0
| Zone | Remainder of System | 4 | Monthly System Peak Day | CAISO | 1-in-2 | 2021 | 19 | 226.6735 | 233.5221 | 10.5677 | 79.0493 | 0
| Zone | Remainder of System | 4 | Monthly System Peak Day | CAISO | 1-in-2 | 2021 | 20 | 223.4216 | 226.7578 | 10.4477 | 76.3662 | 0
| Zone | Remainder of System | 4 | Monthly System Peak Day | CAISO | 1-in-2 | 2021 | 21 | 226.6552 | 231.6963 | 9.9858 | 72.022 | 0
| Zone | Remainder of System | 4 | Monthly System Peak Day | CAISO | 1-in-2 | 2021 | 22 | 400.1438 | 418.1758 | 9.9981 | 68.2917 | 0
| Zone | Remainder of System | 4 | Monthly System Peak Day | CAISO | 1-in-2 | 2021 | 23 | 384.0117 | 405.0006 | 10.0951 | 65.3696 | 0
| Zone | Remainder of System | 4 | Monthly System Peak Day | CAISO | 1-in-2 | 2021 | 24 | 322.7761 | 346.7771 | 10.1792 | 63.3596 | 0
| Zone | Remainder of System | 5 | Average Weekday | CAISO | 1-in-2 | 2021 | 1 | 270.8252 | 282.0223 | 10.1622 | 59.7443 | 0
| Zone | Remainder of System | 5 | Average Weekday | CAISO | 1-in-2 | 2021 | 2 | 271.7328 | 278.7906 | 10.1172 | 59.0711 | 0
| Zone | Remainder of System | 5 | Average Weekday | CAISO | 1-in-2 | 2021 | 3 | 421.9137 | 432.6858 | 10.11 | 58.4673 | 0
| Zone | Remainder of System | 5 | Average Weekday | CAISO | 1-in-2 | 2021 | 4 | 582.3839 | 599.0626 | 10.0943 | 57.9163 | 0
| Zone | Remainder of System | 5 | Average Weekday | CAISO | 1-in-2 | 2021 | 5 | 550.5143 | 567.785 | 10.0881 | 57.4537 | 0
| Zone | Remainder of System | 5 | Average Weekday | CAISO | 1-in-2 | 2021 | 6 | 528.3696 | 546.181 | 10.0589 | 57.0042 | 0
| Zone | Remainder of System | 5 | Average Weekday | CAISO | 1-in-2 | 2021 | 7 | 521.9886 | 523.2109 | 10.0496 | 56.5906 | 0
| Zone | Remainder of System | 5 | Average Weekday | CAISO | 1-in-2 | 2021 | 8 | 526.0214 | 536.3687 | 10.1979 | 56.9009 | 0
| Zone | Remainder of System | 5 | Average Weekday | CAISO | 1-in-2 | 2021 | 9 | 493.0551 | 528.5767 | 10.3777 | 58.6635 | 0
| Zone | Remainder of System | 5 | Average Weekday | CAISO | 1-in-2 | 2021 | 10 | 486.8602 | 507.6819 | 10.2604 | 61.0024 | 0
| Zone | Remainder of System | 5 | Average Weekday | CAISO | 1-in-2 | 2021 | 11 | 472.4474 | 485.4894 | 10.3467 | 63.674 | 0
| Zone | Remainder of System | 5 | Average Weekday | CAISO | 1-in-2 | 2021 | 12 | 465.1096 | 476.8055 | 10.4415 | 66.1969 | 0
| Zone | Remainder of System | 5 | Average Weekday | CAISO | 1-in-2 | 2021 | 13 | 382.4528 | 393.4872 | 10.5134 | 68.4385 | 0
| Zone | Remainder of System | 5 | Average Weekday | CAISO | 1-in-2 | 2021 | 14 | 354.3224 | 361.8586 | 10.4527 | 70.1752 | 0
| Zone | Remainder of System | 5 | Average Weekday | CAISO | 1-in-2 | 2021 | 15 | 316.4337 | 323.228 | 10.2804 | 71.341 | 0
| Zone | Remainder of System | 5 | Average Weekday | CAISO | 1-in-2 | 2021 | 16 | 274.8171 | 277.6005 | 10.0759 | 71.901 | 0
| Zone | Remainder of System | 5 | Average Weekday | CAISO | 1-in-2 | 2021 | 17 | 259.6564 | 264.6296 | 10.0883 | 71.8083 | 0
| Zone | Remainder of System | 5 | Average Weekday | CAISO | 1-in-2 | 2021 | 18 | 233.388 | 238.9288 | 10.0986 | 71.1675 | 0
| Zone | Remainder of System | 5 | Average Weekday | CAISO | 1-in-2 | 2021 | 19 | 245.1108 | 251.9866 | 10.5662 | 69.8052 | 0
| Zone | Remainder of System | 5 | Average Weekday | CAISO | 1-in-2 | 2021 | 20 | 236.9795 | 240.3919 | 10.4474 | 67.6863 | 0
| Zone | Remainder of System | 5 | Average Weekday | CAISO | 1-in-2 | 2021 | 21 | 243.3379 | 248.9187 | 9.9874 | 64.9519 | 0
| Zone | Remainder of System | 5 | Average Weekday | CAISO | 1-in-2 | 2021 | 22 | 420.5046 | 438.8219 | 10.0202 | 62.6968 | 0
| Zone | Remainder of System | 5 | Average Weekday | CAISO | 1-in-2 | 2021 | 23 | 410.1887 | 431.8728 | 10.1201 | 61.385 | 0
| Zone | Remainder of System | 5 | Average Weekday | CAISO | 1-in-2 | 2021 | 24 | 344.8398 | 369.8613 | 10.2046 | 60.3901 | 0
| Zone | Remainder of System | 5 | Monthly System Peak Day | CAISO | 1-in-2 | 2021 | 1 | 270.8252 | 282.0223 | 10.1622 | 65.9416 | 0
| Zone | Remainder of System | 5 | Monthly System Peak Day | CAISO | 1-in-2 | 2021 | 2 | 271.7328 | 278.7906 | 10.1172 | 64.3504 | 0
| Zone | Remainder of System | 5 | Monthly System Peak Day | CAISO | 1-in-2 | 2021 | 3 | 421.9137 | 432.6858 | 10.11 | 62.958 | 0
| Zone | Remainder of System | 5 | Monthly System Peak Day | CAISO | 1-in-2 | 2021 | 4 | 582.3839 | 599.0626 | 10.0943 | 61.4581 | 0
| Zone | Remainder of System | 5 | Monthly System Peak Day | CAISO | 1-in-2 | 2021 | 5 | 550.5143 | 567.785 | 10.0881 | 60.1746 | 0
| Zone | Remainder of System | 5 | Monthly System Peak Day | CAISO | 1-in-2 | 2021 | 6 | 528.3696 | 546.181 | 10.0589 | 59.4602 | 0
| Zone | Remainder of System | 5 | Monthly System Peak Day | CAISO | 1-in-2 | 2021 | 7 | 521.9886 | 523.2109 | 10.0496 | 59.1397 | 0
| Zone | Remainder of System | 5 | Monthly System Peak Day | CAISO | 1-in-2 | 2021 | 8 | 526.0214 | 536.3687 | 10.1979 | 59.4891 | 0
| Zone | Remainder of System | 5 | Monthly System Peak Day | CAISO | 1-in-2 | 2021 | 9 | 493.0551 | 528.5767 | 10.3777 | 61.7404 | 0
| Zone | Remainder of System | 5 | Monthly System Peak Day | CAISO | 1-in-2 | 2021 | 10 | 486.8602 | 507.6819 | 10.2604 | 66.3017 | 0
| Zone | Remainder of System | 5 | Monthly System Peak Day | CAISO | 1-in-2 | 2021 | 11 | 472.4474 | 485.4894 | 10.3467 | 71.7468 | 0
| Zone | Remainder of System | 5 | Monthly System Peak Day | CAISO | 1-in-2 | 2021 | 12 | 465.1096 | 476.8055 | 10.4415 | 76.4342 | 0
| Zone | Remainder of System | 5 | Monthly System Peak Day | CAISO | 1-in-2 | 2021 | 13 | 382.4528 | 393.4872 | 10.5134 | 79.7976 | 0
| Zone | Remainder of System | 5 | Monthly System Peak Day | CAISO | 1-in-2 | 2021 | 14 | 354.3224 | 361.8586 | 10.4527 | 81.949 | 0
| Zone | Remainder of System | 5 | Monthly System Peak Day | CAISO | 1-in-2 | 2021 | 15 | 316.4337 | 323.228 | 10.2804 | 82.9769 | 0
| Zone | Remainder of System | 5 | Monthly System Peak Day | CAISO | 1-in-2 | 2021 | 16 | 274.8171 | 277.6005 | 10.0759 | 83.3815 | 0
| Zone | Remainder of System | 5 | Monthly System Peak Day | CAISO | 1-in-2 | 2021 | 17 | 259.6564 | 264.6296 | 10.0883 | 83.2329 | 0
| Zone | Remainder of System | 5 | Monthly System Peak Day | CAISO | 1-in-2 | 2021 | 18 | 233.388 | 238.9288 | 10.0986 | 81.6257 | 0
| Zone | Remainder of System | 5 | Monthly System Peak Day | CAISO | 1-in-2 | 2021 | 19 | 245.1108 | 251.9866 | 10.5662 | 79.3771 | 0
| Zone | Remainder of System | 5 | Monthly System Peak Day | CAISO | 1-in-2 | 2021 | 20 | 236.9795 | 240.3919 | 10.4474 | 76.33 | 0
| Zone | Remainder of System | 5 | Monthly System Peak Day | CAISO | 1-in-2 | 2021 | 21 | 243.3379 | 248.9187 | 9.9874 | 72.094 | 0
| Zone | Remainder of System | 5 | Monthly System Peak Day | CAISO | 1-in-2 | 2021 | 22 | 420.5046 | 438.8219 | 10.0202 | 68.7355 | 0
| Zone | Remainder of System | 5 | Monthly System Peak Day | CAISO | 1-in-2 | 2021 | 23 | 410.1887 | 431.8728 | 10.1201 | 66.6746 | 0
| Zone | Remainder of System | 5 | Monthly System Peak Day | CAISO | 1-in-2 | 2021 | 24 | 344.8398 | 369.8613 | 10.2046 | 64.9491 | 0
| Zone | Remainder of System | 6 | Average Weekday | CAISO | 1-in-2 | 2021 | 1 | 263.3816 | 280.5756 | 10.3552 | 63.1112 | 0
| Zone | Remainder of System | 6 | Average Weekday | CAISO | 1-in-2 | 2021 | 2 | 252.1216 | 269.9084 | 10.3254 | 62.1452 | 0
| Zone | Remainder of System | 6 | Average Weekday | CAISO | 1-in-2 | 2021 | 3 | 398.361 | 429.6684 | 10.3178 | 61.3041 | 0
| Zone | Remainder of System | 6 | Average Weekday | CAISO | 1-in-2 | 2021 | 4 | 546.9959 | 596.5093 | 10.312 | 60.6018 | 0
| Zone | Remainder of System | 6 | Average Weekday | CAISO | 1-in-2 | 2021 | 5 | 512.8793 | 558.5097 | 10.3247 | 60.0304 | 0
| Zone | Remainder of System | 6 | Average Weekday | CAISO | 1-in-2 | 2021 | 6 | 511.6003 | 564.5318 | 10.3477 | 59.4565 | 0
| Zone | Remainder of System | 6 | Average Weekday | CAISO | 1-in-2 | 2021 | 7 | 521.8477 | 551.1799 | 10.5825 | 58.9785 | 0
| Zone | Remainder of System | 6 | Average Weekday | CAISO | 1-in-2 | 2021 | 8 | 523.6699 | 556.9257 | 10.3463 | 59.7299 | 0
| Zone | Remainder of System | 6 | Average Weekday | CAISO | 1-in-2 | 2021 | 9 | 521.9105 | 539.1874 | 10.4194 | 62.174 | 0
| Zone | Remainder of System | 6 | Average Weekday | CAISO | 1-in-2 | 2021 | 10 | 509.9439 | 516.9471 | 10.5777 | 65.2314 | 0
| Zone | Remainder of System | 6 | Average Weekday | CAISO | 1-in-2 | 2021 | 11 | 477.8137 | 480.0522 | 10.6389 | 68.4714 | 0
| Zone | Remainder of System | 6 | Average Weekday | CAISO | 1-in-2 | 2021 | 12 | 473.19 | 484.284 | 10.6065 | 71.628 | 0
| Zone | Remainder of System | 6 | Average Weekday | CAISO | 1-in-2 | 2021 | 13 | 384.0904 | 414.6497 | 10.6916 | 74.2421 | 0
| Zone | Remainder of System | 6 | Average Weekday | CAISO | 1-in-2 | 2021 | 14 | 354.7777 | 377.6201 | 10.635 | 76.363 | 0
| Zone | Remainder of System | 6 | Average Weekday | CAISO | 1-in-2 | 2021 | 15 | 299.0577 | 318.0249 | 10.7505 | 77.827 | 0
| Zone | Remainder of System | 6 | Average Weekday | CAISO | 1-in-2 | 2021 | 16 | 262.4512 | 273.0701 | 10.9851 | 78.4645 | 0
| Zone | Remainder of System | 6 | Average Weekday | CAISO | 1-in-2 | 2021 | 17 | 254.8982 | 261.3827 | 11.4798 | 78.5503 | 0
| Zone | Remainder of System | 6 | Average Weekday | CAISO | 1-in-2 | 2021 | 18 | 219.9588 | 234.5721 | 11.2268 | 77.7222 | 0
| Zone | Remainder of System | 6 | Average Weekday | CAISO | 1-in-2 | 2021 | 19 | 214.8861 | 226.1695 | 16.1693 | 76.2164 | 0
| Zone | Remainder of System | 6 | Average Weekday | CAISO | 1-in-2 | 2021 | 20 | 201.4934 | 207.7792 | 10.5779 | 74.0276 | 0
| Zone | Remainder of System | 6 | Average Weekday | CAISO | 1-in-2 | 2021 | 21 | 221.8251 | 229.2777 | 10.7381 | 70.9789 | 0
| Zone | Remainder of System | 6 | Average Weekday | CAISO | 1-in-2 | 2021 | 22 | 377.4625 | 421.6402 | 10.2031 | 67.784 | 0
| Zone | Remainder of System | 6 | Average Weekday | CAISO | 1-in-2 | 2021 | 23 | 389.7049 | 435.8948 | 10.283 | 65.8352 | 0
| Zone | Remainder of System | 6 | Average Weekday | CAISO | 1-in-2 | 2021 | 24 | 354.3571 | 389.2901 | 10.3173 | 64.4629 | 0
| Zone | Remainder of System | 6 | Monthly System Peak Day | CAISO | 1-in-2 | 2021 | 1 | 263.3816 | 280.5529 | 10.0351 | 65.2895 | 0
| Zone | Remainder of System | 6 | Monthly System Peak Day | CAISO | 1-in-2 | 2021 | 2 | 252.1216 | 264.1845 | 10.037 | 64.5317 | 0
| Zone | Remainder of System | 6 | Monthly System Peak Day | CAISO | 1-in-2 | 2021 | 3 | 398.361 | 416.0481 | 10.0373 | 63.7888 | 0
| Zone | Remainder of System | 6 | Monthly System Peak Day | CAISO | 1-in-2 | 2021 | 4 | 546.9959 | 570.2928 | 10.0376 | 62.9638 | 0
| Zone | Remainder of System | 6 | Monthly System Peak Day | CAISO | 1-in-2 | 2021 | 5 | 512.8793 | 536.3855 | 10.0362 | 62.0477 | 0
| Zone | Remainder of System | 6 | Monthly System Peak Day | CAISO | 1-in-2 | 2021 | 6 | 511.6003 | 540.1345 | 10.0356 | 60.8109 | 0
| Zone | Remainder of System | 6 | Monthly System Peak Day | CAISO | 1-in-2 | 2021 | 7 | 521.8477 | 518.9604 | 10.0762 | 60.1144 | 0
| Zone | Remainder of System | 6 | Monthly System Peak Day | CAISO | 1-in-2 | 2021 | 8 | 523.6699 | 533.4812 | 9.9956 | 60.8839 | 0
| Zone | Remainder of System | 6 | Monthly System Peak Day | CAISO | 1-in-2 | 2021 | 9 | 521.9105 | 548.2081 | 10.0125 | 64.0861 | 0
| Zone | Remainder of System | 6 | Monthly System Peak Day | CAISO | 1-in-2 | 2021 | 10 | 509.9439 | 526.2317 | 10.0706 | 67.6713 | 0
| Zone | Remainder of System | 6 | Monthly System Peak Day | CAISO | 1-in-2 | 2021 | 11 | 477.8137 | 492.4515 | 10.0826 | 71.258 | 0
| Zone | Remainder of System | 6 | Monthly System Peak Day | CAISO | 1-in-2 | 2021 | 12 | 473.19 | 491.3108 | 10.0743 | 75.0038 | 0
| Zone | Remainder of System | 6 | Monthly System Peak Day | CAISO | 1-in-2 | 2021 | 13 | 384.0904 | 409.2054 | 10.0911 | 78.5255 | 0
| Zone | Remainder of System | 6 | Monthly System Peak Day | CAISO | 1-in-2 | 2021 | 14 | 354.7777 | 376.0328 | 10.0895 | 81.1311 | 0
| Zone | Remainder of System | 6 | Monthly System Peak Day | CAISO | 1-in-2 | 2021 | 15 | 299.0577 | 318.7937 | 10.142 | 83.4287 | 0
| Zone | Remainder of System | 6 | Monthly System Peak Day | CAISO | 1-in-2 | 2021 | 16 | 262.4512 | 268.8506 | 10.2198 | 84.2761 | 0
| Zone | Remainder of System | 6 | Monthly System Peak Day | CAISO | 1-in-2 | 2021 | 17 | 254.8982 | 262.8142 | 11.05 | 84.0626 | 0
| Zone | Remainder of System | 6 | Monthly System Peak Day | CAISO | 1-in-2 | 2021 | 18 | 219.9588 | 238.3862 | 10.9652 | 83.0593 | 0
| Zone | Remainder of System | 6 | Monthly System Peak Day | CAISO | 1-in-2 | 2021 | 19 | 214.8861 | 237.2646 | 11.9857 | 81.2172 | 0
| Zone | Remainder of System | 6 | Monthly System Peak Day | CAISO | 1-in-2 | 2021 | 20 | 201.4934 | 214.9485 | 10.5109 | 78.5937 | 0
| Zone | Remainder of System | 6 | Monthly System Peak Day | CAISO | 1-in-2 | 2021 | 21 | 221.8251 | 242.0403 | 10.8227 | 74.8448 | 0
| Zone | Remainder of System | 6 | Monthly System Peak Day | CAISO | 1-in-2 | 2021 | 22 | 377.4625 | 405.2085 | 10.0406 | 70.7275 | 0
| Zone | Remainder of System | 6 | Monthly System Peak Day | CAISO | 1-in-2 | 2021 | 23 | 389.7049 | 421.9522 | 10.0384 | 68.2082 | 0
| Zone | Remainder of System | 6 | Monthly System Peak Day | CAISO | 1-in-2 | 2021 | 24 | 354.3571 | 383.9653 | 10.0182 | 66.809 | 0
| Zone | Remainder of System | 7 | Average Weekday | CAISO | 1-in-2 | 2021 | 1 | 255.7285 | 272.4052 | 10.486 | 68.08 | 0
| Zone | Remainder of System | 7 | Average Weekday | CAISO | 1-in-2 | 2021 | 2 | 249.3254 | 261.0243 | 10.49 | 67.3516 | 0
| Zone | Remainder of System | 7 | Average Weekday | CAISO | 1-in-2 | 2021 | 3 | 384.1844 | 404.6277 | 10.4905 | 66.697 | 0
| Zone | Remainder of System | 7 | Average Weekday | CAISO | 1-in-2 | 2021 | 4 | 531.4566 | 557.7089 | 10.491 | 66.1335 | 0
| Zone | Remainder of System | 7 | Average Weekday | CAISO | 1-in-2 | 2021 | 5 | 497.7083 | 522.9902 | 10.489 | 65.6106 | 0
| Zone | Remainder of System | 7 | Average Weekday | CAISO | 1-in-2 | 2021 | 6 | 491.8369 | 519.7944 | 10.4858 | 65.1256 | 0
| Zone | Remainder of System | 7 | Average Weekday | CAISO | 1-in-2 | 2021 | 7 | 499.7109 | 498.2602 | 10.4763 | 64.7652 | 0
| Zone | Remainder of System | 7 | Average Weekday | CAISO | 1-in-2 | 2021 | 8 | 500.0104 | 513.2572 | 10.4491 | 65.1789 | 0
| Zone | Remainder of System | 7 | Average Weekday | CAISO | 1-in-2 | 2021 | 9 | 486.9565 | 513.3175 | 10.4611 | 67.2839 | 0
| Zone | Remainder of System | 7 | Average Weekday | CAISO | 1-in-2 | 2021 | 10 | 475.2828 | 491.4634 | 10.4861 | 70.1065 | 0
| Zone | Remainder of System | 7 | Average Weekday | CAISO | 1-in-2 | 2021 | 11 | 449.8987 | 465.1522 | 10.4971 | 73.2348 | 0
| Zone | Remainder of System | 7 | Average Weekday | CAISO | 1-in-2 | 2021 | 12 | 443.1175 | 462.6502 | 10.5097 | 76.4308 | 0
| Zone | Remainder of System | 7 | Average Weekday | CAISO | 1-in-2 | 2021 | 13 | 359.6717 | 383.8207 | 10.5164 | 79.0108 | 0
| Zone | Remainder of System | 7 | Average Weekday | CAISO | 1-in-2 | 2021 | 14 | 328.4471 | 349.9102 | 10.5146 | 81.0239 | 0
| Zone | Remainder of System | 7 | Average Weekday | CAISO | 1-in-2 | 2021 | 15 | 281.9544 | 301.7726 | 10.5232 | 82.3721 | 0
| Zone | Remainder of System | 7 | Average Weekday | CAISO | 1-in-2 | 2021 | 16 | 243.8334 | 250.4434 | 10.5286 | 82.9063 | 0
| Zone | Remainder of System | 7 | Average Weekday | CAISO | 1-in-2 | 2021 | 17 | 241.1393 | 250.4299 | 11.4382 | 82.877 | 0
| Zone | Remainder of System | 7 | Average Weekday | CAISO | 1-in-2 | 2021 | 18 | 211.5359 | 230.1165 | 11.3642 | 82.0052 | 0
| Zone | Remainder of System | 7 | Average Weekday | CAISO | 1-in-2 | 2021 | 19 | 211.0826 | 233.4236 | 11.4214 | 80.3719 | 0
| Zone | Remainder of System | 7 | Average Weekday | CAISO | 1-in-2 | 2021 | 20 | 204.168 | 217.5041 | 11.0886 | 78.1158 | 0
| Zone | Remainder of System | 7 | Average Weekday | CAISO | 1-in-2 | 2021 | 21 | 223.581 | 243.3418 | 10.9756 | 75.1175 | 0
| Zone | Remainder of System | 7 | Average Weekday | CAISO | 1-in-2 | 2021 | 22 | 376.1692 | 403.2416 | 10.4777 | 71.9882 | 0
| Zone | Remainder of System | 7 | Average Weekday | CAISO | 1-in-2 | 2021 | 23 | 382.5044 | 413.7142 | 10.4938 | 70.0845 | 0
| Zone | Remainder of System | 7 | Average Weekday | CAISO | 1-in-2 | 2021 | 24 | 338.7086 | 367.018 | 10.4757 | 68.8469 | 0
| Zone | Remainder of System | 7 | Monthly System Peak Day | CAISO | 1-in-2 | 2021 | 1 | 255.7285 | 251.859 | 10.5456 | 73.1955 | 0
| Zone | Remainder of System | 7 | Monthly System Peak Day | CAISO | 1-in-2 | 2021 | 2 | 249.3254 | 229.9628 | 10.5516 | 72.0249 | 0
| Zone | Remainder of System | 7 | Monthly System Peak Day | CAISO | 1-in-2 | 2021 | 3 | 384.1844 | 331.617 | 10.5535 | 71.091 | 0
| Zone | Remainder of System | 7 | Monthly System Peak Day | CAISO | 1-in-2 | 2021 | 4 | 531.4566 | 434.5228 | 10.551 | 70.2162 | 0
| Zone | Remainder of System | 7 | Monthly System Peak Day | CAISO | 1-in-2 | 2021 | 5 | 497.7083 | 409.245 | 10.5491 | 69.6015 | 0
| Zone | Remainder of System | 7 | Monthly System Peak Day | CAISO | 1-in-2 | 2021 | 6 | 491.8369 | 435.9254 | 10.5459 | 69.0472 | 0
| Zone | Remainder of System | 7 | Monthly System Peak Day | CAISO | 1-in-2 | 2021 | 7 | 499.7109 | 429.0916 | 10.5576 | 68.4552 | 0
| Zone | Remainder of System | 7 | Monthly System Peak Day | CAISO | 1-in-2 | 2021 | 8 | 500.0104 | 446.7088 | 10.519 | 68.8219 | 0
| Zone | Remainder of System | 7 | Monthly System Peak Day | CAISO | 1-in-2 | 2021 | 9 | 486.9565 | 468.2784 | 10.5255 | 71.8173 | 0
| Zone | Remainder of System | 7 | Monthly System Peak Day | CAISO | 1-in-2 | 2021 | 10 | 475.2828 | 444.1768 | 10.5517 | 75.7699 | 0
| Zone | Remainder of System | 7 | Monthly System Peak Day | CAISO | 1-in-2 | 2021 | 11 | 449.8987 | 425.7006 | 10.5483 | 79.9919 | 0
| Zone | Remainder of System | 7 | Monthly System Peak Day | CAISO | 1-in-2 | 2021 | 12 | 443.1175 | 421.5679 | 10.5479 | 83.7897 | 0
| Zone | Remainder of System | 7 | Monthly System Peak Day | CAISO | 1-in-2 | 2021 | 13 | 359.6717 | 359.6839 | 10.5515 | 86.8527 | 0
| Zone | Remainder of System | 7 | Monthly System Peak Day | CAISO | 1-in-2 | 2021 | 14 | 328.4471 | 329.2639 | 10.5552 | 88.9939 | 0
| Zone | Remainder of System | 7 | Monthly System Peak Day | CAISO | 1-in-2 | 2021 | 15 | 281.9544 | 289.4338 | 10.5911 | 90.4931 | 0
| Zone | Remainder of System | 7 | Monthly System Peak Day | CAISO | 1-in-2 | 2021 | 16 | 243.8334 | 239.1699 | 10.609 | 90.6156 | 0
| Zone | Remainder of System | 7 | Monthly System Peak Day | CAISO | 1-in-2 | 2021 | 17 | 241.1393 | 247.509 | 11.4906 | 90.4844 | 0
| Zone | Remainder of System | 7 | Monthly System Peak Day | CAISO | 1-in-2 | 2021 | 18 | 211.5359 | 243.9816 | 11.5176 | 88.756 | 0
| Zone | Remainder of System | 7 | Monthly System Peak Day | CAISO | 1-in-2 | 2021 | 19 | 211.0826 | 194.9628 | 11.0679 | 87.1895 | 0
| Zone | Remainder of System | 7 | Monthly System Peak Day | CAISO | 1-in-2 | 2021 | 20 | 204.168 | 177.6166 | 10.8998 | 84.4147 | 0
| Zone | Remainder of System | 7 | Monthly System Peak Day | CAISO | 1-in-2 | 2021 | 21 | 223.581 | 203.7599 | 12.0235 | 81.3972 | 0
| Zone | Remainder of System | 7 | Monthly System Peak Day | CAISO | 1-in-2 | 2021 | 22 | 376.1692 | 346.89 | 10.648 | 79.1916 | 0
| Zone | Remainder of System | 7 | Monthly System Peak Day | CAISO | 1-in-2 | 2021 | 23 | 382.5044 | 346.1742 | 10.5249 | 77.6472 | 0
| Zone | Remainder of System | 7 | Monthly System Peak Day | CAISO | 1-in-2 | 2021 | 24 | 338.7086 | 319.3719 | 10.5274 | 76.3413 | 0
| Zone | Remainder of System | 8 | Average Weekday | CAISO | 1-in-2 | 2021 | 1 | 262.8035 | 284.0484 | 10.1204 | 68.1134 | 0
| Zone | Remainder of System | 8 | Average Weekday | CAISO | 1-in-2 | 2021 | 2 | 258.347 | 272.9588 | 10.126 | 67.1923 | 0
| Zone | Remainder of System | 8 | Average Weekday | CAISO | 1-in-2 | 2021 | 3 | 392.1145 | 409.9506 | 10.1269 | 66.3666 | 0
| Zone | Remainder of System | 8 | Average Weekday | CAISO | 1-in-2 | 2021 | 4 | 542.8651 | 563.1427 | 10.1274 | 65.6033 | 0
| Zone | Remainder of System | 8 | Average Weekday | CAISO | 1-in-2 | 2021 | 5 | 505.2948 | 533.1732 | 10.1249 | 64.9066 | 0
| Zone | Remainder of System | 8 | Average Weekday | CAISO | 1-in-2 | 2021 | 6 | 503.181 | 535.3672 | 10.1211 | 64.3295 | 0
| Zone | Remainder of System | 8 | Average Weekday | CAISO | 1-in-2 | 2021 | 7 | 512.6188 | 512.8055 | 10.111 | 63.8791 | 0
| Zone | Remainder of System | 8 | Average Weekday | CAISO | 1-in-2 | 2021 | 8 | 512.3357 | 527.612 | 10.0765 | 63.8355 | 0
| Zone | Remainder of System | 8 | Average Weekday | CAISO | 1-in-2 | 2021 | 9 | 494.8422 | 521.137 | 10.0859 | 65.9972 | 0
| Zone | Remainder of System | 8 | Average Weekday | CAISO | 1-in-2 | 2021 | 10 | 485.2834 | 501.9163 | 10.1175 | 69.4323 | 0
| Zone | Remainder of System | 8 | Average Weekday | CAISO | 1-in-2 | 2021 | 11 | 454.4592 | 470.1088 | 10.1246 | 73.4127 | 0
| Zone | Remainder of System | 8 | Average Weekday | CAISO | 1-in-2 | 2021 | 12 | 445.2872 | 464.2227 | 10.1329 | 77.2854 | 0
| Zone | Remainder of System | 8 | Average Weekday | CAISO | 1-in-2 | 2021 | 13 | 369.9805 | 394.5471 | 10.1376 | 80.4135 | 0
| Zone | Remainder of System | 8 | Average Weekday | CAISO | 1-in-2 | 2021 | 14 | 336.3496 | 357.763 | 10.1413 | 82.7527 | 0
| Zone | Remainder of System | 8 | Average Weekday | CAISO | 1-in-2 | 2021 | 15 | 289.7229 | 309.8492 | 10.1596 | 84.1637 | 0
| Zone | Remainder of System | 8 | Average Weekday | CAISO | 1-in-2 | 2021 | 16 | 249.9221 | 256.8975 | 10.1707 | 84.6461 | 0
| Zone | Remainder of System | 8 | Average Weekday | CAISO | 1-in-2 | 2021 | 17 | 249.5351 | 256.3207 | 11.1946 | 84.5587 | 0
| Zone | Remainder of System | 8 | Average Weekday | CAISO | 1-in-2 | 2021 | 18 | 217.7688 | 235.7164 | 11.1142 | 83.6467 | 0
| Zone | Remainder of System | 8 | Average Weekday | CAISO | 1-in-2 | 2021 | 19 | 216.388 | 237.5758 | 10.9781 | 81.9145 | 0
| Zone | Remainder of System | 8 | Average Weekday | CAISO | 1-in-2 | 2021 | 20 | 217.4241 | 230.3835 | 10.6719 | 79.2555 | 0
| Zone | Remainder of System | 8 | Average Weekday | CAISO | 1-in-2 | 2021 | 21 | 233.3511 | 253.1183 | 10.6743 | 75.5248 | 0
| Zone | Remainder of System | 8 | Average Weekday | CAISO | 1-in-2 | 2021 | 22 | 379.1136 | 407.7317 | 10.1168 | 72.4927 | 0
| Zone | Remainder of System | 8 | Average Weekday | CAISO | 1-in-2 | 2021 | 23 | 386.4423 | 420.1268 | 10.1263 | 70.5976 | 0
| Zone | Remainder of System | 8 | Average Weekday | CAISO | 1-in-2 | 2021 | 24 | 343.9306 | 375.4276 | 10.1069 | 69.2749 | 0
| Zone | Remainder of System | 8 | Monthly System Peak Day | CAISO | 1-in-2 | 2021 | 1 | 262.8035 | 259.803 | 9.347 | 77.2145 | 0
| Zone | Remainder of System | 8 | Monthly System Peak Day | CAISO | 1-in-2 | 2021 | 2 | 258.347 | 237.8262 | 9.356 | 76.3125 | 0
| Zone | Remainder of System | 8 | Monthly System Peak Day | CAISO | 1-in-2 | 2021 | 3 | 392.1145 | 342.3707 | 9.3588 | 75.6019 | 0
| Zone | Remainder of System | 8 | Monthly System Peak Day | CAISO | 1-in-2 | 2021 | 4 | 542.8651 | 447.1075 | 9.3563 | 74.8021 | 0
| Zone | Remainder of System | 8 | Monthly System Peak Day | CAISO | 1-in-2 | 2021 | 5 | 505.2948 | 427.0859 | 9.3537 | 74.091 | 0
| Zone | Remainder of System | 8 | Monthly System Peak Day | CAISO | 1-in-2 | 2021 | 6 | 503.181 | 444.6315 | 9.3496 | 73.4628 | 0
| Zone | Remainder of System | 8 | Monthly System Peak Day | CAISO | 1-in-2 | 2021 | 7 | 512.6188 | 434.8782 | 9.358 | 72.8738 | 0
| Zone | Remainder of System | 8 | Monthly System Peak Day | CAISO | 1-in-2 | 2021 | 8 | 512.3357 | 456.2151 | 9.3083 | 72.891 | 0
| Zone | Remainder of System | 8 | Monthly System Peak Day | CAISO | 1-in-2 | 2021 | 9 | 494.8422 | 477.4698 | 9.3081 | 74.8105 | 0
| Zone | Remainder of System | 8 | Monthly System Peak Day | CAISO | 1-in-2 | 2021 | 10 | 485.2834 | 455.3484 | 9.3425 | 78.5087 | 0
| Zone | Remainder of System | 8 | Monthly System Peak Day | CAISO | 1-in-2 | 2021 | 11 | 454.4592 | 425.7831 | 9.3308 | 82.6998 | 0
| Zone | Remainder of System | 8 | Monthly System Peak Day | CAISO | 1-in-2 | 2021 | 12 | 445.2872 | 421.5658 | 9.3225 | 86.6394 | 0
| Zone | Remainder of System | 8 | Monthly System Peak Day | CAISO | 1-in-2 | 2021 | 13 | 369.9805 | 371.5331 | 9.321 | 89.5515 | 0
| Zone | Remainder of System | 8 | Monthly System Peak Day | CAISO | 1-in-2 | 2021 | 14 | 336.3496 | 338.2293 | 9.3376 | 91.4475 | 0
| Zone | Remainder of System | 8 | Monthly System Peak Day | CAISO | 1-in-2 | 2021 | 15 | 289.7229 | 298.1899 | 9.3931 | 92.1121 | 0
| Zone | Remainder of System | 8 | Monthly System Peak Day | CAISO | 1-in-2 | 2021 | 16 | 249.9221 | 246.311 | 9.415 | 91.6303 | 0
| Zone | Remainder of System | 8 | Monthly System Peak Day | CAISO | 1-in-2 | 2021 | 17 | 249.5351 | 253.8259 | 10.3921 | 91 | 0
| Zone | Remainder of System | 8 | Monthly System Peak Day | CAISO | 1-in-2 | 2021 | 18 | 217.7688 | 251.3389 | 10.424 | 88.8061 | 0
| Zone | Remainder of System | 8 | Monthly System Peak Day | CAISO | 1-in-2 | 2021 | 19 | 216.388 | 198.5746 | 9.5773 | 86.6429 | 0
| Zone | Remainder of System | 8 | Monthly System Peak Day | CAISO | 1-in-2 | 2021 | 20 | 217.4241 | 188.5368 | 9.4454 | 84.8327 | 0
| Zone | Remainder of System | 8 | Monthly System Peak Day | CAISO | 1-in-2 | 2021 | 21 | 233.3511 | 212.1348 | 10.9929 | 82.0898 | 0
| Zone | Remainder of System | 8 | Monthly System Peak Day | CAISO | 1-in-2 | 2021 | 22 | 379.1136 | 352.5568 | 9.476 | 80.2281 | 0
| Zone | Remainder of System | 8 | Monthly System Peak Day | CAISO | 1-in-2 | 2021 | 23 | 386.4423 | 355.1409 | 9.3258 | 79.0136 | 0
| Zone | Remainder of System | 8 | Monthly System Peak Day | CAISO | 1-in-2 | 2021 | 24 | 343.9306 | 328.2277 | 9.324 | 78.0096 | 0
| Zone | Remainder of System | 8 | Typical Event Day | CAISO | 1-in-2 | 2021 | 1 | 262.8035 | 259.803 | 9.347 | 73.4009 | 0
| Zone | Remainder of System | 8 | Typical Event Day | CAISO | 1-in-2 | 2021 | 2 | 258.347 | 237.8262 | 9.356 | 72.3688 | 0
| Zone | Remainder of System | 8 | Typical Event Day | CAISO | 1-in-2 | 2021 | 3 | 392.1145 | 342.3707 | 9.3588 | 71.4642 | 0
| Zone | Remainder of System | 8 | Typical Event Day | CAISO | 1-in-2 | 2021 | 4 | 542.8651 | 447.1075 | 9.3563 | 70.5395 | 0
| Zone | Remainder of System | 8 | Typical Event Day | CAISO | 1-in-2 | 2021 | 5 | 505.2948 | 427.0859 | 9.3537 | 69.7313 | 0
| Zone | Remainder of System | 8 | Typical Event Day | CAISO | 1-in-2 | 2021 | 6 | 503.181 | 444.6315 | 9.3496 | 68.8608 | 0
| Zone | Remainder of System | 8 | Typical Event Day | CAISO | 1-in-2 | 2021 | 7 | 512.6188 | 434.8782 | 9.358 | 68.3746 | 0
| Zone | Remainder of System | 8 | Typical Event Day | CAISO | 1-in-2 | 2021 | 8 | 512.3357 | 456.2151 | 9.3083 | 68.6934 | 0
| Zone | Remainder of System | 8 | Typical Event Day | CAISO | 1-in-2 | 2021 | 9 | 494.8422 | 477.4698 | 9.3081 | 71.1218 | 0
| Zone | Remainder of System | 8 | Typical Event Day | CAISO | 1-in-2 | 2021 | 10 | 485.2834 | 455.3484 | 9.3425 | 75.0502 | 0
| Zone | Remainder of System | 8 | Typical Event Day | CAISO | 1-in-2 | 2021 | 11 | 454.4592 | 425.7831 | 9.3308 | 79.5998 | 0
| Zone | Remainder of System | 8 | Typical Event Day | CAISO | 1-in-2 | 2021 | 12 | 445.2872 | 421.5658 | 9.3225 | 83.6838 | 0
| Zone | Remainder of System | 8 | Typical Event Day | CAISO | 1-in-2 | 2021 | 13 | 369.9805 | 371.5331 | 9.321 | 86.811 | 0
| Zone | Remainder of System | 8 | Typical Event Day | CAISO | 1-in-2 | 2021 | 14 | 336.3496 | 338.2293 | 9.3376 | 88.9964 | 0
| Zone | Remainder of System | 8 | Typical Event Day | CAISO | 1-in-2 | 2021 | 15 | 289.7229 | 298.1899 | 9.3931 | 90.3398 | 0
| Zone | Remainder of System | 8 | Typical Event Day | CAISO | 1-in-2 | 2021 | 16 | 249.9221 | 246.311 | 9.415 | 90.2511 | 0
| Zone | Remainder of System | 8 | Typical Event Day | CAISO | 1-in-2 | 2021 | 17 | 249.5351 | 253.8259 | 10.3921 | 89.8103 | 0
| Zone | Remainder of System | 8 | Typical Event Day | CAISO | 1-in-2 | 2021 | 18 | 217.7688 | 251.3389 | 10.424 | 88.2706 | 0
| Zone | Remainder of System | 8 | Typical Event Day | CAISO | 1-in-2 | 2021 | 19 | 216.388 | 198.5746 | 9.5773 | 86.5935 | 0
| Zone | Remainder of System | 8 | Typical Event Day | CAISO | 1-in-2 | 2021 | 20 | 217.4241 | 188.5368 | 9.4454 | 84.3378 | 0
| Zone | Remainder of System | 8 | Typical Event Day | CAISO | 1-in-2 | 2021 | 21 | 233.3511 | 212.1348 | 10.9929 | 81.1077 | 0
| Zone | Remainder of System | 8 | Typical Event Day | CAISO | 1-in-2 | 2021 | 22 | 379.1136 | 352.5568 | 9.476 | 78.5052 | 0
| Zone | Remainder of System | 8 | Typical Event Day | CAISO | 1-in-2 | 2021 | 23 | 386.4423 | 355.1409 | 9.3258 | 76.6856 | 0
| Zone | Remainder of System | 8 | Typical Event Day | CAISO | 1-in-2 | 2021 | 24 | 343.9306 | 328.2277 | 9.324 | 75.379 | 0
| Zone | Remainder of System | 9 | Average Weekday | CAISO | 1-in-2 | 2021 | 1 | 261.9135 | 270.0992 | 10.7152 | 67.9163 | 0
| Zone | Remainder of System | 9 | Average Weekday | CAISO | 1-in-2 | 2021 | 2 | 266.3733 | 267.0409 | 10.7245 | 67.0577 | 0
| Zone | Remainder of System | 9 | Average Weekday | CAISO | 1-in-2 | 2021 | 3 | 420.2193 | 414.1726 | 10.7254 | 66.3107 | 0
| Zone | Remainder of System | 9 | Average Weekday | CAISO | 1-in-2 | 2021 | 4 | 574.0394 | 569.8897 | 10.726 | 65.6674 | 0
| Zone | Remainder of System | 9 | Average Weekday | CAISO | 1-in-2 | 2021 | 5 | 521.1524 | 518.7772 | 10.7212 | 65.0638 | 0
| Zone | Remainder of System | 9 | Average Weekday | CAISO | 1-in-2 | 2021 | 6 | 503.4258 | 509.2337 | 10.7119 | 64.4963 | 0
| Zone | Remainder of System | 9 | Average Weekday | CAISO | 1-in-2 | 2021 | 7 | 530.353 | 517.1454 | 10.6935 | 64.1368 | 0
| Zone | Remainder of System | 9 | Average Weekday | CAISO | 1-in-2 | 2021 | 8 | 514.1602 | 510.4764 | 10.6727 | 63.932 | 0
| Zone | Remainder of System | 9 | Average Weekday | CAISO | 1-in-2 | 2021 | 9 | 467.2407 | 489.5258 | 10.6846 | 65.0104 | 0
| Zone | Remainder of System | 9 | Average Weekday | CAISO | 1-in-2 | 2021 | 10 | 464.3499 | 476.424 | 10.7199 | 67.9774 | 0
| Zone | Remainder of System | 9 | Average Weekday | CAISO | 1-in-2 | 2021 | 11 | 438.5965 | 450.847 | 10.7248 | 71.7876 | 0
| Zone | Remainder of System | 9 | Average Weekday | CAISO | 1-in-2 | 2021 | 12 | 433.5291 | 446.144 | 10.7285 | 75.6626 | 0
| Zone | Remainder of System | 9 | Average Weekday | CAISO | 1-in-2 | 2021 | 13 | 366.635 | 380.4839 | 10.7296 | 78.8927 | 0
| Zone | Remainder of System | 9 | Average Weekday | CAISO | 1-in-2 | 2021 | 14 | 326.4159 | 340.3225 | 10.7316 | 81.1439 | 0
| Zone | Remainder of System | 9 | Average Weekday | CAISO | 1-in-2 | 2021 | 15 | 281.9042 | 296.7658 | 10.7402 | 82.3872 | 0
| Zone | Remainder of System | 9 | Average Weekday | CAISO | 1-in-2 | 2021 | 16 | 251.3256 | 253.9141 | 10.7517 | 82.7874 | 0
| Zone | Remainder of System | 9 | Average Weekday | CAISO | 1-in-2 | 2021 | 17 | 252.9631 | 259.286 | 11.7145 | 82.4533 | 0
| Zone | Remainder of System | 9 | Average Weekday | CAISO | 1-in-2 | 2021 | 18 | 223.3197 | 240.6223 | 11.6147 | 81.2939 | 0
| Zone | Remainder of System | 9 | Average Weekday | CAISO | 1-in-2 | 2021 | 19 | 226.527 | 246.6293 | 11.8759 | 79.3617 | 0
| Zone | Remainder of System | 9 | Average Weekday | CAISO | 1-in-2 | 2021 | 20 | 228.066 | 239.6643 | 11.0862 | 76.3554 | 0
| Zone | Remainder of System | 9 | Average Weekday | CAISO | 1-in-2 | 2021 | 21 | 239.0081 | 256.3568 | 11.0808 | 73.1548 | 0
| Zone | Remainder of System | 9 | Average Weekday | CAISO | 1-in-2 | 2021 | 22 | 384.866 | 407.8896 | 10.6645 | 71.2851 | 0
| Zone | Remainder of System | 9 | Average Weekday | CAISO | 1-in-2 | 2021 | 23 | 387.9737 | 410.5315 | 10.7038 | 69.929 | 0
| Zone | Remainder of System | 9 | Average Weekday | CAISO | 1-in-2 | 2021 | 24 | 341.6584 | 358.9903 | 10.6979 | 68.7915 | 0
| Zone | Remainder of System | 9 | Monthly System Peak Day | CAISO | 1-in-2 | 2021 | 1 | 261.9135 | 249.2848 | 10.7672 | 77.904 | 0
| Zone | Remainder of System | 9 | Monthly System Peak Day | CAISO | 1-in-2 | 2021 | 2 | 266.3733 | 239.4345 | 10.7783 | 76.6059 | 0
| Zone | Remainder of System | 9 | Monthly System Peak Day | CAISO | 1-in-2 | 2021 | 3 | 420.2193 | 353.1381 | 10.7809 | 75.3749 | 0
| Zone | Remainder of System | 9 | Monthly System Peak Day | CAISO | 1-in-2 | 2021 | 4 | 574.0394 | 443.9601 | 10.7782 | 74.1759 | 0
| Zone | Remainder of System | 9 | Monthly System Peak Day | CAISO | 1-in-2 | 2021 | 5 | 521.1524 | 402.5888 | 10.7737 | 73.1852 | 0
| Zone | Remainder of System | 9 | Monthly System Peak Day | CAISO | 1-in-2 | 2021 | 6 | 503.4258 | 404.4421 | 10.7646 | 72.1223 | 0
| Zone | Remainder of System | 9 | Monthly System Peak Day | CAISO | 1-in-2 | 2021 | 7 | 530.353 | 425.1516 | 10.7699 | 72.0548 | 0
| Zone | Remainder of System | 9 | Monthly System Peak Day | CAISO | 1-in-2 | 2021 | 8 | 514.1602 | 423.7934 | 10.7368 | 72.1768 | 0
| Zone | Remainder of System | 9 | Monthly System Peak Day | CAISO | 1-in-2 | 2021 | 9 | 467.2407 | 443.0881 | 10.7425 | 73.7735 | 0
| Zone | Remainder of System | 9 | Monthly System Peak Day | CAISO | 1-in-2 | 2021 | 10 | 464.3499 | 425.4539 | 10.7772 | 78.2508 | 0
| Zone | Remainder of System | 9 | Monthly System Peak Day | CAISO | 1-in-2 | 2021 | 11 | 438.5965 | 404.9175 | 10.7671 | 84.4497 | 0
| Zone | Remainder of System | 9 | Monthly System Peak Day | CAISO | 1-in-2 | 2021 | 12 | 433.5291 | 403.2083 | 10.7578 | 89.3024 | 0
| Zone | Remainder of System | 9 | Monthly System Peak Day | CAISO | 1-in-2 | 2021 | 13 | 366.635 | 349.4132 | 10.756 | 92.3143 | 0
| Zone | Remainder of System | 9 | Monthly System Peak Day | CAISO | 1-in-2 | 2021 | 14 | 326.4159 | 314.2138 | 10.7639 | 94.4131 | 0
| Zone | Remainder of System | 9 | Monthly System Peak Day | CAISO | 1-in-2 | 2021 | 15 | 281.9042 | 281.0422 | 10.8024 | 95.3252 | 0
| Zone | Remainder of System | 9 | Monthly System Peak Day | CAISO | 1-in-2 | 2021 | 16 | 251.3256 | 239.9735 | 10.8252 | 94.4826 | 0
| Zone | Remainder of System | 9 | Monthly System Peak Day | CAISO | 1-in-2 | 2021 | 17 | 252.9631 | 256.7493 | 11.7293 | 93.6941 | 0
| Zone | Remainder of System | 9 | Monthly System Peak Day | CAISO | 1-in-2 | 2021 | 18 | 223.3197 | 253.2422 | 11.7202 | 92.461 | 0
| Zone | Remainder of System | 9 | Monthly System Peak Day | CAISO | 1-in-2 | 2021 | 19 | 226.527 | 205.4678 | 11.5031 | 91.3242 | 0
| Zone | Remainder of System | 9 | Monthly System Peak Day | CAISO | 1-in-2 | 2021 | 20 | 228.066 | 197.9825 | 10.9116 | 89.5099 | 0
| Zone | Remainder of System | 9 | Monthly System Peak Day | CAISO | 1-in-2 | 2021 | 21 | 239.0081 | 218.6329 | 11.9465 | 86.0988 | 0
| Zone | Remainder of System | 9 | Monthly System Peak Day | CAISO | 1-in-2 | 2021 | 22 | 384.866 | 346.4311 | 10.8466 | 83.8735 | 0
| Zone | Remainder of System | 9 | Monthly System Peak Day | CAISO | 1-in-2 | 2021 | 23 | 387.9737 | 336.7031 | 10.7273 | 81.8733 | 0
| Zone | Remainder of System | 9 | Monthly System Peak Day | CAISO | 1-in-2 | 2021 | 24 | 341.6584 | 307.9644 | 10.7421 | 80.3562 | 0
| Zone | Remainder of System | 10 | Average Weekday | CAISO | 1-in-2 | 2021 | 1 | 275.3954 | 285.5861 | 10.219 | 62.4444 | 0
| Zone | Remainder of System | 10 | Average Weekday | CAISO | 1-in-2 | 2021 | 2 | 269.4398 | 275.7998 | 10.1205 | 61.5437 | 0
| Zone | Remainder of System | 10 | Average Weekday | CAISO | 1-in-2 | 2021 | 3 | 412.5167 | 421.9364 | 10.1067 | 60.6485 | 0
| Zone | Remainder of System | 10 | Average Weekday | CAISO | 1-in-2 | 2021 | 4 | 574.5072 | 589.2499 | 10.0736 | 59.9332 | 0
| Zone | Remainder of System | 10 | Average Weekday | CAISO | 1-in-2 | 2021 | 5 | 570.1858 | 584.2537 | 10.0703 | 59.2025 | 0
| Zone | Remainder of System | 10 | Average Weekday | CAISO | 1-in-2 | 2021 | 6 | 557.3472 | 572.4415 | 10.0263 | 58.6584 | 0
| Zone | Remainder of System | 10 | Average Weekday | CAISO | 1-in-2 | 2021 | 7 | 557.2731 | 556.2313 | 10.0201 | 58.2291 | 0
| Zone | Remainder of System | 10 | Average Weekday | CAISO | 1-in-2 | 2021 | 8 | 555.9315 | 554.5336 | 10.2946 | 57.9539 | 0
| Zone | Remainder of System | 10 | Average Weekday | CAISO | 1-in-2 | 2021 | 9 | 526.6771 | 561.8522 | 10.6782 | 58.3197 | 0
| Zone | Remainder of System | 10 | Average Weekday | CAISO | 1-in-2 | 2021 | 10 | 510.4919 | 528.0906 | 10.4319 | 60.8693 | 0
| Zone | Remainder of System | 10 | Average Weekday | CAISO | 1-in-2 | 2021 | 11 | 499.0225 | 512.0164 | 10.6424 | 64.43 | 0
| Zone | Remainder of System | 10 | Average Weekday | CAISO | 1-in-2 | 2021 | 12 | 489.66 | 498.8724 | 10.8742 | 68.177 | 0
| Zone | Remainder of System | 10 | Average Weekday | CAISO | 1-in-2 | 2021 | 13 | 397.1117 | 407.3307 | 11.0521 | 71.2953 | 0
| Zone | Remainder of System | 10 | Average Weekday | CAISO | 1-in-2 | 2021 | 14 | 342.9004 | 350.0014 | 10.9146 | 73.5492 | 0
| Zone | Remainder of System | 10 | Average Weekday | CAISO | 1-in-2 | 2021 | 15 | 302.2614 | 309.0181 | 10.5439 | 74.9618 | 0
| Zone | Remainder of System | 10 | Average Weekday | CAISO | 1-in-2 | 2021 | 16 | 272.032 | 274.7283 | 10.093 | 75.8111 | 0
| Zone | Remainder of System | 10 | Average Weekday | CAISO | 1-in-2 | 2021 | 17 | 265.8036 | 270.7841 | 10.0425 | 75.6843 | 0
| Zone | Remainder of System | 10 | Average Weekday | CAISO | 1-in-2 | 2021 | 18 | 247.0824 | 252.8476 | 10.0925 | 74.5942 | 0
| Zone | Remainder of System | 10 | Average Weekday | CAISO | 1-in-2 | 2021 | 19 | 264.1628 | 270.7793 | 10.7225 | 72.5631 | 0
| Zone | Remainder of System | 10 | Average Weekday | CAISO | 1-in-2 | 2021 | 20 | 259.811 | 263.2712 | 10.448 | 69.6331 | 0
| Zone | Remainder of System | 10 | Average Weekday | CAISO | 1-in-2 | 2021 | 21 | 250.0478 | 255.6967 | 9.9949 | 67.329 | 0
| Zone | Remainder of System | 10 | Average Weekday | CAISO | 1-in-2 | 2021 | 22 | 421.8238 | 439.4329 | 10.0102 | 65.6424 | 0
| Zone | Remainder of System | 10 | Average Weekday | CAISO | 1-in-2 | 2021 | 23 | 391.769 | 411.9341 | 10.1473 | 64.3401 | 0
| Zone | Remainder of System | 10 | Average Weekday | CAISO | 1-in-2 | 2021 | 24 | 317.7358 | 341.1471 | 10.3076 | 63.2154 | 0
| Zone | Remainder of System | 10 | Monthly System Peak Day | CAISO | 1-in-2 | 2021 | 1 | 275.3954 | 295.3453 | 10.0759 | 72.2171 | 0
| Zone | Remainder of System | 10 | Monthly System Peak Day | CAISO | 1-in-2 | 2021 | 2 | 269.4398 | 280.6909 | 10.0238 | 70.8415 | 0
| Zone | Remainder of System | 10 | Monthly System Peak Day | CAISO | 1-in-2 | 2021 | 3 | 412.5167 | 425.899 | 10.0173 | 70.0803 | 0
| Zone | Remainder of System | 10 | Monthly System Peak Day | CAISO | 1-in-2 | 2021 | 4 | 574.5072 | 590.8981 | 10.0048 | 68.827 | 0
| Zone | Remainder of System | 10 | Monthly System Peak Day | CAISO | 1-in-2 | 2021 | 5 | 570.1858 | 589.2776 | 9.9994 | 67.8458 | 0
| Zone | Remainder of System | 10 | Monthly System Peak Day | CAISO | 1-in-2 | 2021 | 6 | 557.3472 | 571.003 | 9.9787 | 66.7427 | 0
| Zone | Remainder of System | 10 | Monthly System Peak Day | CAISO | 1-in-2 | 2021 | 7 | 557.2731 | 550.2405 | 9.9743 | 65.8678 | 0
| Zone | Remainder of System | 10 | Monthly System Peak Day | CAISO | 1-in-2 | 2021 | 8 | 555.9315 | 559.8691 | 10.1259 | 65.4377 | 0
| Zone | Remainder of System | 10 | Monthly System Peak Day | CAISO | 1-in-2 | 2021 | 9 | 526.6771 | 573.5875 | 10.3979 | 66.2452 | 0
| Zone | Remainder of System | 10 | Monthly System Peak Day | CAISO | 1-in-2 | 2021 | 10 | 510.4919 | 533.0634 | 10.2105 | 69.8979 | 0
| Zone | Remainder of System | 10 | Monthly System Peak Day | CAISO | 1-in-2 | 2021 | 11 | 499.0225 | 520.6572 | 10.3533 | 74.5908 | 0
| Zone | Remainder of System | 10 | Monthly System Peak Day | CAISO | 1-in-2 | 2021 | 12 | 489.66 | 512.4622 | 10.521 | 79.3034 | 0
| Zone | Remainder of System | 10 | Monthly System Peak Day | CAISO | 1-in-2 | 2021 | 13 | 397.1117 | 407.017 | 10.6565 | 83.164 | 0
| Zone | Remainder of System | 10 | Monthly System Peak Day | CAISO | 1-in-2 | 2021 | 14 | 342.9004 | 349.3502 | 10.5548 | 85.6548 | 0
| Zone | Remainder of System | 10 | Monthly System Peak Day | CAISO | 1-in-2 | 2021 | 15 | 302.2614 | 309.1169 | 10.2755 | 86.4362 | 0
| Zone | Remainder of System | 10 | Monthly System Peak Day | CAISO | 1-in-2 | 2021 | 16 | 272.032 | 273.3833 | 9.9855 | 86.5258 | 0
| Zone | Remainder of System | 10 | Monthly System Peak Day | CAISO | 1-in-2 | 2021 | 17 | 265.8036 | 270.8871 | 9.9985 | 85.9902 | 0
| Zone | Remainder of System | 10 | Monthly System Peak Day | CAISO | 1-in-2 | 2021 | 18 | 247.0824 | 253.0713 | 9.9985 | 84.5165 | 0
| Zone | Remainder of System | 10 | Monthly System Peak Day | CAISO | 1-in-2 | 2021 | 19 | 264.1628 | 269.8609 | 10.6894 | 82.4122 | 0
| Zone | Remainder of System | 10 | Monthly System Peak Day | CAISO | 1-in-2 | 2021 | 20 | 259.811 | 263.8492 | 10.4476 | 79.6766 | 0
| Zone | Remainder of System | 10 | Monthly System Peak Day | CAISO | 1-in-2 | 2021 | 21 | 250.0478 | 258.2839 | 10.1914 | 76.8708 | 0
| Zone | Remainder of System | 10 | Monthly System Peak Day | CAISO | 1-in-2 | 2021 | 22 | 421.8238 | 439.3842 | 9.9507 | 74.658 | 0
| Zone | Remainder of System | 10 | Monthly System Peak Day | CAISO | 1-in-2 | 2021 | 23 | 391.769 | 415.6187 | 10.0332 | 72.984 | 0
| Zone | Remainder of System | 10 | Monthly System Peak Day | CAISO | 1-in-2 | 2021 | 24 | 317.7358 | 355.3971 | 10.1339 | 71.6792 | 0
| Zone | Remainder of System | 11 | Average Weekday | CAISO | 1-in-2 | 2021 | 1 | 259.8744 | 266.3387 | 10.1203 | 55.1393 | 0
| Zone | Remainder of System | 11 | Average Weekday | CAISO | 1-in-2 | 2021 | 2 | 259.0464 | 264.8848 | 10.1301 | 54.2468 | 0
| Zone | Remainder of System | 11 | Average Weekday | CAISO | 1-in-2 | 2021 | 3 | 396.7296 | 407.232 | 10.108 | 53.5402 | 0
| Zone | Remainder of System | 11 | Average Weekday | CAISO | 1-in-2 | 2021 | 4 | 569.4473 | 586.8278 | 10.116 | 52.8548 | 0
| Zone | Remainder of System | 11 | Average Weekday | CAISO | 1-in-2 | 2021 | 5 | 544.779 | 569.9127 | 10.0934 | 52.2064 | 0
| Zone | Remainder of System | 11 | Average Weekday | CAISO | 1-in-2 | 2021 | 6 | 523.1304 | 548.2541 | 10.0965 | 51.6886 | 0
| Zone | Remainder of System | 11 | Average Weekday | CAISO | 1-in-2 | 2021 | 7 | 529.7841 | 527.0917 | 10.2602 | 51.4006 | 0
| Zone | Remainder of System | 11 | Average Weekday | CAISO | 1-in-2 | 2021 | 8 | 518.4333 | 520.2261 | 10.5369 | 51.2337 | 0
| Zone | Remainder of System | 11 | Average Weekday | CAISO | 1-in-2 | 2021 | 9 | 500.8049 | 525.837 | 10.2948 | 52.617 | 0
| Zone | Remainder of System | 11 | Average Weekday | CAISO | 1-in-2 | 2021 | 10 | 480.6674 | 493.0372 | 10.5348 | 55.9436 | 0
| Zone | Remainder of System | 11 | Average Weekday | CAISO | 1-in-2 | 2021 | 11 | 459.1544 | 467.2706 | 10.72 | 59.9898 | 0
| Zone | Remainder of System | 11 | Average Weekday | CAISO | 1-in-2 | 2021 | 12 | 453.5522 | 459.9198 | 10.8258 | 63.6279 | 0
| Zone | Remainder of System | 11 | Average Weekday | CAISO | 1-in-2 | 2021 | 13 | 371.2738 | 382.3156 | 10.6514 | 66.3108 | 0
| Zone | Remainder of System | 11 | Average Weekday | CAISO | 1-in-2 | 2021 | 14 | 334.071 | 341.7629 | 10.4086 | 67.955 | 0
| Zone | Remainder of System | 11 | Average Weekday | CAISO | 1-in-2 | 2021 | 15 | 285.9527 | 295.3785 | 10.1055 | 68.7613 | 0
| Zone | Remainder of System | 11 | Average Weekday | CAISO | 1-in-2 | 2021 | 16 | 258.5213 | 261.0837 | 10.1452 | 68.8401 | 0
| Zone | Remainder of System | 11 | Average Weekday | CAISO | 1-in-2 | 2021 | 17 | 260.1075 | 265.494 | 10.1094 | 67.8879 | 0
| Zone | Remainder of System | 11 | Average Weekday | CAISO | 1-in-2 | 2021 | 18 | 242.0397 | 248.173 | 10.2518 | 65.6421 | 0
| Zone | Remainder of System | 11 | Average Weekday | CAISO | 1-in-2 | 2021 | 19 | 260.8025 | 265.0827 | 10.4981 | 63.0659 | 0
| Zone | Remainder of System | 11 | Average Weekday | CAISO | 1-in-2 | 2021 | 20 | 250.4928 | 311.089 | 12.188 | 61.0428 | 0
| Zone | Remainder of System | 11 | Average Weekday | CAISO | 1-in-2 | 2021 | 21 | 239.3796 | 245.6485 | 9.9691 | 59.4763 | 0
| Zone | Remainder of System | 11 | Average Weekday | CAISO | 1-in-2 | 2021 | 22 | 404.011 | 419.4665 | 10.0803 | 58.1157 | 0
| Zone | Remainder of System | 11 | Average Weekday | CAISO | 1-in-2 | 2021 | 23 | 375.1989 | 389.4614 | 10.2279 | 57.0092 | 0
| Zone | Remainder of System | 11 | Average Weekday | CAISO | 1-in-2 | 2021 | 24 | 300.2812 | 313.0161 | 10.1736 | 56.044 | 0
| Zone | Remainder of System | 11 | Monthly System Peak Day | CAISO | 1-in-2 | 2021 | 1 | 259.8744 | 266.3387 | 10.1203 | 56.8952 | 0
| Zone | Remainder of System | 11 | Monthly System Peak Day | CAISO | 1-in-2 | 2021 | 2 | 259.0464 | 264.8848 | 10.1301 | 55.5083 | 0
| Zone | Remainder of System | 11 | Monthly System Peak Day | CAISO | 1-in-2 | 2021 | 3 | 396.7296 | 407.232 | 10.108 | 54.5876 | 0
| Zone | Remainder of System | 11 | Monthly System Peak Day | CAISO | 1-in-2 | 2021 | 4 | 569.4473 | 586.8278 | 10.116 | 53.8228 | 0
| Zone | Remainder of System | 11 | Monthly System Peak Day | CAISO | 1-in-2 | 2021 | 5 | 544.779 | 569.9127 | 10.0934 | 53.0023 | 0
| Zone | Remainder of System | 11 | Monthly System Peak Day | CAISO | 1-in-2 | 2021 | 6 | 523.1304 | 548.2541 | 10.0965 | 52.0448 | 0
| Zone | Remainder of System | 11 | Monthly System Peak Day | CAISO | 1-in-2 | 2021 | 7 | 529.7841 | 527.0917 | 10.2602 | 51.8419 | 0
| Zone | Remainder of System | 11 | Monthly System Peak Day | CAISO | 1-in-2 | 2021 | 8 | 518.4333 | 520.2261 | 10.5369 | 51.2473 | 0
| Zone | Remainder of System | 11 | Monthly System Peak Day | CAISO | 1-in-2 | 2021 | 9 | 500.8049 | 525.837 | 10.2948 | 53.9035 | 0
| Zone | Remainder of System | 11 | Monthly System Peak Day | CAISO | 1-in-2 | 2021 | 10 | 480.6674 | 493.0372 | 10.5348 | 59.5086 | 0
| Zone | Remainder of System | 11 | Monthly System Peak Day | CAISO | 1-in-2 | 2021 | 11 | 459.1544 | 467.2706 | 10.72 | 65.8059 | 0
| Zone | Remainder of System | 11 | Monthly System Peak Day | CAISO | 1-in-2 | 2021 | 12 | 453.5522 | 459.9198 | 10.8258 | 71.0123 | 0
| Zone | Remainder of System | 11 | Monthly System Peak Day | CAISO | 1-in-2 | 2021 | 13 | 371.2738 | 382.3156 | 10.6514 | 74.1978 | 0
| Zone | Remainder of System | 11 | Monthly System Peak Day | CAISO | 1-in-2 | 2021 | 14 | 334.071 | 341.7629 | 10.4086 | 76.0754 | 0
| Zone | Remainder of System | 11 | Monthly System Peak Day | CAISO | 1-in-2 | 2021 | 15 | 285.9527 | 295.3785 | 10.1055 | 77.1162 | 0
| Zone | Remainder of System | 11 | Monthly System Peak Day | CAISO | 1-in-2 | 2021 | 16 | 258.5213 | 261.0837 | 10.1452 | 77.2485 | 0
| Zone | Remainder of System | 11 | Monthly System Peak Day | CAISO | 1-in-2 | 2021 | 17 | 260.1075 | 265.494 | 10.1094 | 75.9806 | 0
| Zone | Remainder of System | 11 | Monthly System Peak Day | CAISO | 1-in-2 | 2021 | 18 | 242.0397 | 248.173 | 10.2518 | 73.0124 | 0
| Zone | Remainder of System | 11 | Monthly System Peak Day | CAISO | 1-in-2 | 2021 | 19 | 260.8025 | 265.0827 | 10.4981 | 69.2583 | 0
| Zone | Remainder of System | 11 | Monthly System Peak Day | CAISO | 1-in-2 | 2021 | 20 | 250.4928 | 311.089 | 12.188 | 66.8881 | 0
| Zone | Remainder of System | 11 | Monthly System Peak Day | CAISO | 1-in-2 | 2021 | 21 | 239.3796 | 245.6485 | 9.9691 | 64.7514 | 0
| Zone | Remainder of System | 11 | Monthly System Peak Day | CAISO | 1-in-2 | 2021 | 22 | 404.011 | 419.4665 | 10.0803 | 62.7621 | 0
| Zone | Remainder of System | 11 | Monthly System Peak Day | CAISO | 1-in-2 | 2021 | 23 | 375.1989 | 389.4614 | 10.2279 | 61.0133 | 0
| Zone | Remainder of System | 11 | Monthly System Peak Day | CAISO | 1-in-2 | 2021 | 24 | 300.2812 | 313.0161 | 10.1736 | 59.4414 | 0
| Zone | Remainder of System | 12 | Average Weekday | CAISO | 1-in-2 | 2021 | 1 | 243.9046 | 250.2163 | 10.0049 | 48.4162 | 0
| Zone | Remainder of System | 12 | Average Weekday | CAISO | 1-in-2 | 2021 | 2 | 239.9145 | 245.6914 | 10.0207 | 47.6968 | 0
| Zone | Remainder of System | 12 | Average Weekday | CAISO | 1-in-2 | 2021 | 3 | 371.6171 | 381.7374 | 10.0242 | 47.0922 | 0
| Zone | Remainder of System | 12 | Average Weekday | CAISO | 1-in-2 | 2021 | 4 | 544.207 | 560.7903 | 10.028 | 46.5967 | 0
| Zone | Remainder of System | 12 | Average Weekday | CAISO | 1-in-2 | 2021 | 5 | 521.3008 | 547.9117 | 10.0306 | 46.1058 | 0
| Zone | Remainder of System | 12 | Average Weekday | CAISO | 1-in-2 | 2021 | 6 | 489.6508 | 518.6468 | 10.033 | 45.6281 | 0
| Zone | Remainder of System | 12 | Average Weekday | CAISO | 1-in-2 | 2021 | 7 | 484.3142 | 482.3651 | 10.0062 | 45.2597 | 0
| Zone | Remainder of System | 12 | Average Weekday | CAISO | 1-in-2 | 2021 | 8 | 481.8032 | 487.2525 | 9.987 | 44.9964 | 0
| Zone | Remainder of System | 12 | Average Weekday | CAISO | 1-in-2 | 2021 | 9 | 463.0379 | 489.8106 | 9.9708 | 45.5801 | 0
| Zone | Remainder of System | 12 | Average Weekday | CAISO | 1-in-2 | 2021 | 10 | 436.732 | 451.9303 | 9.9838 | 48.5465 | 0
| Zone | Remainder of System | 12 | Average Weekday | CAISO | 1-in-2 | 2021 | 11 | 417.0794 | 427.0978 | 9.9738 | 52.2576 | 0
| Zone | Remainder of System | 12 | Average Weekday | CAISO | 1-in-2 | 2021 | 12 | 409.8935 | 416.736 | 9.967 | 55.5505 | 0
| Zone | Remainder of System | 12 | Average Weekday | CAISO | 1-in-2 | 2021 | 13 | 337.2351 | 347.8506 | 9.9716 | 58.0477 | 0
| Zone | Remainder of System | 12 | Average Weekday | CAISO | 1-in-2 | 2021 | 14 | 301.2101 | 308.8539 | 9.9764 | 59.6814 | 0
| Zone | Remainder of System | 12 | Average Weekday | CAISO | 1-in-2 | 2021 | 15 | 268.5191 | 277.0743 | 9.9835 | 60.6344 | 0
| Zone | Remainder of System | 12 | Average Weekday | CAISO | 1-in-2 | 2021 | 16 | 237.4474 | 239.7657 | 10.0028 | 60.924 | 0
| Zone | Remainder of System | 12 | Average Weekday | CAISO | 1-in-2 | 2021 | 17 | 239.5729 | 245.2726 | 10.0106 | 60.2163 | 0
| Zone | Remainder of System | 12 | Average Weekday | CAISO | 1-in-2 | 2021 | 18 | 223.4375 | 229.3593 | 9.9963 | 58.125 | 0
| Zone | Remainder of System | 12 | Average Weekday | CAISO | 1-in-2 | 2021 | 19 | 243.0785 | 247.3159 | 10.4978 | 55.6097 | 0
| Zone | Remainder of System | 12 | Average Weekday | CAISO | 1-in-2 | 2021 | 20 | 240.0324 | 301.7677 | 10.474 | 53.8019 | 0
| Zone | Remainder of System | 12 | Average Weekday | CAISO | 1-in-2 | 2021 | 21 | 229.2584 | 235.6771 | 9.969 | 52.3231 | 0
| Zone | Remainder of System | 12 | Average Weekday | CAISO | 1-in-2 | 2021 | 22 | 391.0905 | 406.7329 | 9.9454 | 51.115 | 0
| Zone | Remainder of System | 12 | Average Weekday | CAISO | 1-in-2 | 2021 | 23 | 363.7993 | 377.4838 | 9.9756 | 50.11 | 0
| Zone | Remainder of System | 12 | Average Weekday | CAISO | 1-in-2 | 2021 | 24 | 289.5388 | 301.9438 | 9.9877 | 49.1232 | 0
| Zone | Remainder of System | 12 | Monthly System Peak Day | CAISO | 1-in-2 | 2021 | 1 | 243.9046 | 250.2163 | 10.0049 | 48.2948 | 0
| Zone | Remainder of System | 12 | Monthly System Peak Day | CAISO | 1-in-2 | 2021 | 2 | 239.9145 | 245.6914 | 10.0207 | 46.93 | 0
| Zone | Remainder of System | 12 | Monthly System Peak Day | CAISO | 1-in-2 | 2021 | 3 | 371.6171 | 381.7374 | 10.0242 | 46.1477 | 0
| Zone | Remainder of System | 12 | Monthly System Peak Day | CAISO | 1-in-2 | 2021 | 4 | 544.207 | 560.7903 | 10.028 | 45.4458 | 0
| Zone | Remainder of System | 12 | Monthly System Peak Day | CAISO | 1-in-2 | 2021 | 5 | 521.3008 | 547.9117 | 10.0306 | 44.5797 | 0
| Zone | Remainder of System | 12 | Monthly System Peak Day | CAISO | 1-in-2 | 2021 | 6 | 489.6508 | 518.6468 | 10.033 | 44.0612 | 0
| Zone | Remainder of System | 12 | Monthly System Peak Day | CAISO | 1-in-2 | 2021 | 7 | 484.3142 | 482.3651 | 10.0062 | 43.8067 | 0
| Zone | Remainder of System | 12 | Monthly System Peak Day | CAISO | 1-in-2 | 2021 | 8 | 481.8032 | 487.2525 | 9.987 | 43.7139 | 0
| Zone | Remainder of System | 12 | Monthly System Peak Day | CAISO | 1-in-2 | 2021 | 9 | 463.0379 | 489.8106 | 9.9708 | 44.6007 | 0
| Zone | Remainder of System | 12 | Monthly System Peak Day | CAISO | 1-in-2 | 2021 | 10 | 436.732 | 451.9303 | 9.9838 | 48.3374 | 0
| Zone | Remainder of System | 12 | Monthly System Peak Day | CAISO | 1-in-2 | 2021 | 11 | 417.0794 | 427.0978 | 9.9738 | 53.0775 | 0
| Zone | Remainder of System | 12 | Monthly System Peak Day | CAISO | 1-in-2 | 2021 | 12 | 409.8935 | 416.736 | 9.967 | 57.7845 | 0
| Zone | Remainder of System | 12 | Monthly System Peak Day | CAISO | 1-in-2 | 2021 | 13 | 337.2351 | 347.8506 | 9.9716 | 61.0577 | 0
| Zone | Remainder of System | 12 | Monthly System Peak Day | CAISO | 1-in-2 | 2021 | 14 | 301.2101 | 308.8539 | 9.9764 | 62.7922 | 0
| Zone | Remainder of System | 12 | Monthly System Peak Day | CAISO | 1-in-2 | 2021 | 15 | 268.5191 | 277.0743 | 9.9835 | 63.3541 | 0
| Zone | Remainder of System | 12 | Monthly System Peak Day | CAISO | 1-in-2 | 2021 | 16 | 237.4474 | 239.7657 | 10.0028 | 63.3348 | 0
| Zone | Remainder of System | 12 | Monthly System Peak Day | CAISO | 1-in-2 | 2021 | 17 | 239.5729 | 245.2726 | 10.0106 | 62.5976 | 0
| Zone | Remainder of System | 12 | Monthly System Peak Day | CAISO | 1-in-2 | 2021 | 18 | 223.4375 | 229.3593 | 9.9963 | 60.1329 | 0
| Zone | Remainder of System | 12 | Monthly System Peak Day | CAISO | 1-in-2 | 2021 | 19 | 243.0785 | 247.3159 | 10.4978 | 57.542 | 0
| Zone | Remainder of System | 12 | Monthly System Peak Day | CAISO | 1-in-2 | 2021 | 20 | 240.0324 | 301.7677 | 10.474 | 55.6973 | 0
| Zone | Remainder of System | 12 | Monthly System Peak Day | CAISO | 1-in-2 | 2021 | 21 | 229.2584 | 235.6771 | 9.969 | 54.0723 | 0
| Zone | Remainder of System | 12 | Monthly System Peak Day | CAISO | 1-in-2 | 2021 | 22 | 391.0905 | 406.7329 | 9.9454 | 52.6684 | 0
| Zone | Remainder of System | 12 | Monthly System Peak Day | CAISO | 1-in-2 | 2021 | 23 | 363.7993 | 377.4838 | 9.9756 | 51.6911 | 0
| Zone | Remainder of System | 12 | Monthly System Peak Day | CAISO | 1-in-2 | 2021 | 24 | 289.5388 | 301.9438 | 9.9877 | 50.2983 | 0
| Zone | Remainder of System | 1 | Average Weekday | CAISO | 1-in-2 | 2022 | 1 | 258.9171 | 265.1525 | 8.5104 | 51.6966 | 0
| Zone | Remainder of System | 1 | Average Weekday | CAISO | 1-in-2 | 2022 | 2 | 254.8678 | 261.8648 | 8.5349 | 50.8567 | 0
| Zone | Remainder of System | 1 | Average Weekday | CAISO | 1-in-2 | 2022 | 3 | 393.8292 | 405.4141 | 8.5402 | 50.0656 | 0
| Zone | Remainder of System | 1 | Average Weekday | CAISO | 1-in-2 | 2022 | 4 | 564.4678 | 582.1497 | 8.5465 | 49.4579 | 0
| Zone | Remainder of System | 1 | Average Weekday | CAISO | 1-in-2 | 2022 | 5 | 540.606 | 568.4525 | 8.5499 | 48.6945 | 0
| Zone | Remainder of System | 1 | Average Weekday | CAISO | 1-in-2 | 2022 | 6 | 523.7117 | 552.7014 | 8.5548 | 48.0933 | 0
| Zone | Remainder of System | 1 | Average Weekday | CAISO | 1-in-2 | 2022 | 7 | 530.054 | 527.9852 | 8.5176 | 47.6913 | 0
| Zone | Remainder of System | 1 | Average Weekday | CAISO | 1-in-2 | 2022 | 8 | 524.813 | 530.5946 | 8.4733 | 47.4835 | 0
| Zone | Remainder of System | 1 | Average Weekday | CAISO | 1-in-2 | 2022 | 9 | 493.3649 | 517.9099 | 8.4294 | 48.0697 | 0
| Zone | Remainder of System | 1 | Average Weekday | CAISO | 1-in-2 | 2022 | 10 | 476.4738 | 489.632 | 8.4544 | 51.1465 | 0
| Zone | Remainder of System | 1 | Average Weekday | CAISO | 1-in-2 | 2022 | 11 | 450.3796 | 458.7524 | 8.4165 | 55.3765 | 0
| Zone | Remainder of System | 1 | Average Weekday | CAISO | 1-in-2 | 2022 | 12 | 446.4729 | 452.1691 | 8.3818 | 59.3259 | 0
| Zone | Remainder of System | 1 | Average Weekday | CAISO | 1-in-2 | 2022 | 13 | 377.0636 | 387.6962 | 8.3741 | 62.3629 | 0
| Zone | Remainder of System | 1 | Average Weekday | CAISO | 1-in-2 | 2022 | 14 | 338.9849 | 346.6745 | 8.4034 | 64.3351 | 0
| Zone | Remainder of System | 1 | Average Weekday | CAISO | 1-in-2 | 2022 | 15 | 296.1837 | 303.9616 | 8.452 | 65.597 | 0
| Zone | Remainder of System | 1 | Average Weekday | CAISO | 1-in-2 | 2022 | 16 | 263.5432 | 265.8827 | 8.5051 | 66.0866 | 0
| Zone | Remainder of System | 1 | Average Weekday | CAISO | 1-in-2 | 2022 | 17 | 265.1658 | 271.2818 | 8.3959 | 65.5552 | 0
| Zone | Remainder of System | 1 | Average Weekday | CAISO | 1-in-2 | 2022 | 18 | 246.3113 | 252.216 | 8.3756 | 63.7601 | 0
| Zone | Remainder of System | 1 | Average Weekday | CAISO | 1-in-2 | 2022 | 19 | 261.0429 | 265.347 | 8.6687 | 60.7946 | 0
| Zone | Remainder of System | 1 | Average Weekday | CAISO | 1-in-2 | 2022 | 20 | 253.8374 | 315.5764 | 8.6785 | 58.559 | 0
| Zone | Remainder of System | 1 | Average Weekday | CAISO | 1-in-2 | 2022 | 21 | 237.807 | 244.163 | 8.2991 | 56.9225 | 0
| Zone | Remainder of System | 1 | Average Weekday | CAISO | 1-in-2 | 2022 | 22 | 405.6892 | 421.4953 | 8.453 | 55.4974 | 0
| Zone | Remainder of System | 1 | Average Weekday | CAISO | 1-in-2 | 2022 | 23 | 387.8579 | 402.2276 | 8.4794 | 54.2455 | 0
| Zone | Remainder of System | 1 | Average Weekday | CAISO | 1-in-2 | 2022 | 24 | 317.105 | 329.5013 | 8.4837 | 53.1421 | 0
| Zone | Remainder of System | 1 | Monthly System Peak Day | CAISO | 1-in-2 | 2022 | 1 | 258.9171 | 265.1525 | 8.5104 | 47.5791 | 0
| Zone | Remainder of System | 1 | Monthly System Peak Day | CAISO | 1-in-2 | 2022 | 2 | 254.8678 | 261.8648 | 8.5349 | 46.5599 | 0
| Zone | Remainder of System | 1 | Monthly System Peak Day | CAISO | 1-in-2 | 2022 | 3 | 393.8292 | 405.4141 | 8.5402 | 45.5395 | 0
| Zone | Remainder of System | 1 | Monthly System Peak Day | CAISO | 1-in-2 | 2022 | 4 | 564.4678 | 582.1497 | 8.5465 | 44.8071 | 0
| Zone | Remainder of System | 1 | Monthly System Peak Day | CAISO | 1-in-2 | 2022 | 5 | 540.606 | 568.4525 | 8.5499 | 44.0112 | 0
| Zone | Remainder of System | 1 | Monthly System Peak Day | CAISO | 1-in-2 | 2022 | 6 | 523.7117 | 552.7014 | 8.5548 | 43.5364 | 0
| Zone | Remainder of System | 1 | Monthly System Peak Day | CAISO | 1-in-2 | 2022 | 7 | 530.054 | 527.9852 | 8.5176 | 43.2181 | 0
| Zone | Remainder of System | 1 | Monthly System Peak Day | CAISO | 1-in-2 | 2022 | 8 | 524.813 | 530.5946 | 8.4733 | 43.1351 | 0
| Zone | Remainder of System | 1 | Monthly System Peak Day | CAISO | 1-in-2 | 2022 | 9 | 493.3649 | 517.9099 | 8.4294 | 43.8574 | 0
| Zone | Remainder of System | 1 | Monthly System Peak Day | CAISO | 1-in-2 | 2022 | 10 | 476.4738 | 489.632 | 8.4544 | 46.2637 | 0
| Zone | Remainder of System | 1 | Monthly System Peak Day | CAISO | 1-in-2 | 2022 | 11 | 450.3796 | 458.7524 | 8.4165 | 49.3761 | 0
| Zone | Remainder of System | 1 | Monthly System Peak Day | CAISO | 1-in-2 | 2022 | 12 | 446.4729 | 452.1691 | 8.3818 | 52.0586 | 0
| Zone | Remainder of System | 1 | Monthly System Peak Day | CAISO | 1-in-2 | 2022 | 13 | 377.0636 | 387.6962 | 8.3741 | 53.2747 | 0
| Zone | Remainder of System | 1 | Monthly System Peak Day | CAISO | 1-in-2 | 2022 | 14 | 338.9849 | 346.6745 | 8.4034 | 54.3508 | 0
| Zone | Remainder of System | 1 | Monthly System Peak Day | CAISO | 1-in-2 | 2022 | 15 | 296.1837 | 303.9616 | 8.452 | 55.45 | 0
| Zone | Remainder of System | 1 | Monthly System Peak Day | CAISO | 1-in-2 | 2022 | 16 | 263.5432 | 265.8827 | 8.5051 | 56.1591 | 0
| Zone | Remainder of System | 1 | Monthly System Peak Day | CAISO | 1-in-2 | 2022 | 17 | 265.1658 | 271.2818 | 8.3959 | 55.461 | 0
| Zone | Remainder of System | 1 | Monthly System Peak Day | CAISO | 1-in-2 | 2022 | 18 | 246.3113 | 252.216 | 8.3756 | 54.1689 | 0
| Zone | Remainder of System | 1 | Monthly System Peak Day | CAISO | 1-in-2 | 2022 | 19 | 261.0429 | 265.347 | 8.6687 | 52.5576 | 0
| Zone | Remainder of System | 1 | Monthly System Peak Day | CAISO | 1-in-2 | 2022 | 20 | 253.8374 | 315.5764 | 8.6785 | 51.4093 | 0
| Zone | Remainder of System | 1 | Monthly System Peak Day | CAISO | 1-in-2 | 2022 | 21 | 237.807 | 244.163 | 8.2991 | 50.2882 | 0
| Zone | Remainder of System | 1 | Monthly System Peak Day | CAISO | 1-in-2 | 2022 | 22 | 405.6892 | 421.4953 | 8.453 | 49.3354 | 0
| Zone | Remainder of System | 1 | Monthly System Peak Day | CAISO | 1-in-2 | 2022 | 23 | 387.8579 | 402.2276 | 8.4794 | 48.5349 | 0
| Zone | Remainder of System | 1 | Monthly System Peak Day | CAISO | 1-in-2 | 2022 | 24 | 317.105 | 329.5013 | 8.4837 | 47.6998 | 0
| Zone | Remainder of System | 2 | Average Weekday | CAISO | 1-in-2 | 2022 | 1 | 258.1976 | 265.1365 | 8.5657 | 52.5675 | 0
| Zone | Remainder of System | 2 | Average Weekday | CAISO | 1-in-2 | 2022 | 2 | 252.0582 | 258.8381 | 8.5957 | 51.7224 | 0
| Zone | Remainder of System | 2 | Average Weekday | CAISO | 1-in-2 | 2022 | 3 | 386.4758 | 399.0427 | 8.6021 | 50.9045 | 0
| Zone | Remainder of System | 2 | Average Weekday | CAISO | 1-in-2 | 2022 | 4 | 554.2401 | 573.5273 | 8.6095 | 50.1164 | 0
| Zone | Remainder of System | 2 | Average Weekday | CAISO | 1-in-2 | 2022 | 5 | 537.6944 | 568.3921 | 8.6128 | 49.374 | 0
| Zone | Remainder of System | 2 | Average Weekday | CAISO | 1-in-2 | 2022 | 6 | 524.6583 | 555.8123 | 8.6172 | 48.7755 | 0
| Zone | Remainder of System | 2 | Average Weekday | CAISO | 1-in-2 | 2022 | 7 | 517.5403 | 515.7567 | 8.5716 | 48.3328 | 0
| Zone | Remainder of System | 2 | Average Weekday | CAISO | 1-in-2 | 2022 | 8 | 510.4193 | 516.6412 | 8.5184 | 48.1435 | 0
| Zone | Remainder of System | 2 | Average Weekday | CAISO | 1-in-2 | 2022 | 9 | 492.2599 | 516.8481 | 8.4645 | 49.3982 | 0
| Zone | Remainder of System | 2 | Average Weekday | CAISO | 1-in-2 | 2022 | 10 | 471.1686 | 483.6962 | 8.4974 | 52.9426 | 0
| Zone | Remainder of System | 2 | Average Weekday | CAISO | 1-in-2 | 2022 | 11 | 449.5615 | 458.168 | 8.4485 | 57.0736 | 0
| Zone | Remainder of System | 2 | Average Weekday | CAISO | 1-in-2 | 2022 | 12 | 444.1133 | 451.7389 | 8.4023 | 60.5918 | 0
| Zone | Remainder of System | 2 | Average Weekday | CAISO | 1-in-2 | 2022 | 13 | 371.0231 | 382.4995 | 8.3909 | 63.117 | 0
| Zone | Remainder of System | 2 | Average Weekday | CAISO | 1-in-2 | 2022 | 14 | 329.4401 | 337.7545 | 8.4301 | 64.6805 | 0
| Zone | Remainder of System | 2 | Average Weekday | CAISO | 1-in-2 | 2022 | 15 | 283.9864 | 292.9397 | 8.4933 | 65.5714 | 0
| Zone | Remainder of System | 2 | Average Weekday | CAISO | 1-in-2 | 2022 | 16 | 253.098 | 256.1981 | 8.5597 | 65.833 | 0
| Zone | Remainder of System | 2 | Average Weekday | CAISO | 1-in-2 | 2022 | 17 | 243.8752 | 248.8201 | 8.4274 | 65.4214 | 0
| Zone | Remainder of System | 2 | Average Weekday | CAISO | 1-in-2 | 2022 | 18 | 230.483 | 235.6792 | 8.4009 | 64.0855 | 0
| Zone | Remainder of System | 2 | Average Weekday | CAISO | 1-in-2 | 2022 | 19 | 253.4066 | 257.8729 | 8.6687 | 61.5241 | 0
| Zone | Remainder of System | 2 | Average Weekday | CAISO | 1-in-2 | 2022 | 20 | 247.093 | 306.8751 | 8.6819 | 59.1486 | 0
| Zone | Remainder of System | 2 | Average Weekday | CAISO | 1-in-2 | 2022 | 21 | 226.2209 | 232.411 | 8.2741 | 57.4325 | 0
| Zone | Remainder of System | 2 | Average Weekday | CAISO | 1-in-2 | 2022 | 22 | 390.6562 | 406.2664 | 8.4929 | 55.9779 | 0
| Zone | Remainder of System | 2 | Average Weekday | CAISO | 1-in-2 | 2022 | 23 | 370.9265 | 385.9168 | 8.5272 | 54.7327 | 0
| Zone | Remainder of System | 2 | Average Weekday | CAISO | 1-in-2 | 2022 | 24 | 309.1779 | 322.8321 | 8.5325 | 53.6434 | 0
| Zone | Remainder of System | 2 | Monthly System Peak Day | CAISO | 1-in-2 | 2022 | 1 | 258.1976 | 265.1365 | 8.5657 | 43.5438 | 0
| Zone | Remainder of System | 2 | Monthly System Peak Day | CAISO | 1-in-2 | 2022 | 2 | 252.0582 | 258.8381 | 8.5957 | 42.7868 | 0
| Zone | Remainder of System | 2 | Monthly System Peak Day | CAISO | 1-in-2 | 2022 | 3 | 386.4758 | 399.0427 | 8.6021 | 42.1016 | 0
| Zone | Remainder of System | 2 | Monthly System Peak Day | CAISO | 1-in-2 | 2022 | 4 | 554.2401 | 573.5273 | 8.6095 | 41.5683 | 0
| Zone | Remainder of System | 2 | Monthly System Peak Day | CAISO | 1-in-2 | 2022 | 5 | 537.6944 | 568.3921 | 8.6128 | 40.7986 | 0
| Zone | Remainder of System | 2 | Monthly System Peak Day | CAISO | 1-in-2 | 2022 | 6 | 524.6583 | 555.8123 | 8.6172 | 40.0606 | 0
| Zone | Remainder of System | 2 | Monthly System Peak Day | CAISO | 1-in-2 | 2022 | 7 | 517.5403 | 515.7567 | 8.5716 | 39.4674 | 0
| Zone | Remainder of System | 2 | Monthly System Peak Day | CAISO | 1-in-2 | 2022 | 8 | 510.4193 | 516.6412 | 8.5184 | 39.2967 | 0
| Zone | Remainder of System | 2 | Monthly System Peak Day | CAISO | 1-in-2 | 2022 | 9 | 492.2599 | 516.8481 | 8.4645 | 40.8391 | 0
| Zone | Remainder of System | 2 | Monthly System Peak Day | CAISO | 1-in-2 | 2022 | 10 | 471.1686 | 483.6962 | 8.4974 | 44.0474 | 0
| Zone | Remainder of System | 2 | Monthly System Peak Day | CAISO | 1-in-2 | 2022 | 11 | 449.5615 | 458.168 | 8.4485 | 47.42 | 0
| Zone | Remainder of System | 2 | Monthly System Peak Day | CAISO | 1-in-2 | 2022 | 12 | 444.1133 | 451.7389 | 8.4023 | 50.4917 | 0
| Zone | Remainder of System | 2 | Monthly System Peak Day | CAISO | 1-in-2 | 2022 | 13 | 371.0231 | 382.4995 | 8.3909 | 52.9941 | 0
| Zone | Remainder of System | 2 | Monthly System Peak Day | CAISO | 1-in-2 | 2022 | 14 | 329.4401 | 337.7545 | 8.4301 | 54.6576 | 0
| Zone | Remainder of System | 2 | Monthly System Peak Day | CAISO | 1-in-2 | 2022 | 15 | 283.9864 | 292.9397 | 8.4933 | 55.7966 | 0
| Zone | Remainder of System | 2 | Monthly System Peak Day | CAISO | 1-in-2 | 2022 | 16 | 253.098 | 256.1981 | 8.5597 | 56.3506 | 0
| Zone | Remainder of System | 2 | Monthly System Peak Day | CAISO | 1-in-2 | 2022 | 17 | 243.8752 | 248.8201 | 8.4274 | 56.1764 | 0
| Zone | Remainder of System | 2 | Monthly System Peak Day | CAISO | 1-in-2 | 2022 | 18 | 230.483 | 235.6792 | 8.4009 | 55.1213 | 0
| Zone | Remainder of System | 2 | Monthly System Peak Day | CAISO | 1-in-2 | 2022 | 19 | 253.4066 | 257.8729 | 8.6687 | 52.9983 | 0
| Zone | Remainder of System | 2 | Monthly System Peak Day | CAISO | 1-in-2 | 2022 | 20 | 247.093 | 306.8751 | 8.6819 | 50.8817 | 0
| Zone | Remainder of System | 2 | Monthly System Peak Day | CAISO | 1-in-2 | 2022 | 21 | 226.2209 | 232.411 | 8.2741 | 49.3216 | 0
| Zone | Remainder of System | 2 | Monthly System Peak Day | CAISO | 1-in-2 | 2022 | 22 | 390.6562 | 406.2664 | 8.4929 | 47.9568 | 0
| Zone | Remainder of System | 2 | Monthly System Peak Day | CAISO | 1-in-2 | 2022 | 23 | 370.9265 | 385.9168 | 8.5272 | 46.7378 | 0
| Zone | Remainder of System | 2 | Monthly System Peak Day | CAISO | 1-in-2 | 2022 | 24 | 309.1779 | 322.8321 | 8.5325 | 45.5444 | 0
| Zone | Remainder of System | 3 | Average Weekday | CAISO | 1-in-2 | 2022 | 1 | 265.1262 | 276.9703 | 8.6506 | 54.0244 | 0
| Zone | Remainder of System | 3 | Average Weekday | CAISO | 1-in-2 | 2022 | 2 | 259.7957 | 267.2621 | 8.6023 | 53.0154 | 0
| Zone | Remainder of System | 3 | Average Weekday | CAISO | 1-in-2 | 2022 | 3 | 414.7237 | 425.5059 | 8.5951 | 52.1085 | 0
| Zone | Remainder of System | 3 | Average Weekday | CAISO | 1-in-2 | 2022 | 4 | 586.6683 | 603.2675 | 8.578 | 51.3271 | 0
| Zone | Remainder of System | 3 | Average Weekday | CAISO | 1-in-2 | 2022 | 5 | 557.2142 | 575.4713 | 8.572 | 50.5861 | 0
| Zone | Remainder of System | 3 | Average Weekday | CAISO | 1-in-2 | 2022 | 6 | 543.6115 | 562.2504 | 8.541 | 49.8821 | 0
| Zone | Remainder of System | 3 | Average Weekday | CAISO | 1-in-2 | 2022 | 7 | 547.618 | 548.3705 | 8.527 | 49.399 | 0
| Zone | Remainder of System | 3 | Average Weekday | CAISO | 1-in-2 | 2022 | 8 | 530.1724 | 537.689 | 8.6802 | 49.1477 | 0
| Zone | Remainder of System | 3 | Average Weekday | CAISO | 1-in-2 | 2022 | 9 | 513.9118 | 553.0651 | 8.8694 | 50.1844 | 0
| Zone | Remainder of System | 3 | Average Weekday | CAISO | 1-in-2 | 2022 | 10 | 495.4221 | 517.7515 | 8.7386 | 53.2277 | 0
| Zone | Remainder of System | 3 | Average Weekday | CAISO | 1-in-2 | 2022 | 11 | 466.6049 | 482.2816 | 8.8189 | 56.8354 | 0
| Zone | Remainder of System | 3 | Average Weekday | CAISO | 1-in-2 | 2022 | 12 | 466.2396 | 478.3377 | 8.9094 | 60.1749 | 0
| Zone | Remainder of System | 3 | Average Weekday | CAISO | 1-in-2 | 2022 | 13 | 376.4049 | 387.2539 | 8.9842 | 62.8043 | 0
| Zone | Remainder of System | 3 | Average Weekday | CAISO | 1-in-2 | 2022 | 14 | 349.467 | 356.8661 | 8.9324 | 64.6602 | 0
| Zone | Remainder of System | 3 | Average Weekday | CAISO | 1-in-2 | 2022 | 15 | 305.3898 | 312.3961 | 8.7648 | 65.8561 | 0
| Zone | Remainder of System | 3 | Average Weekday | CAISO | 1-in-2 | 2022 | 16 | 272.1337 | 275.0182 | 8.5493 | 66.5387 | 0
| Zone | Remainder of System | 3 | Average Weekday | CAISO | 1-in-2 | 2022 | 17 | 271.1545 | 277.078 | 8.4236 | 66.6098 | 0
| Zone | Remainder of System | 3 | Average Weekday | CAISO | 1-in-2 | 2022 | 18 | 244.4472 | 250.9477 | 8.4381 | 65.845 | 0
| Zone | Remainder of System | 3 | Average Weekday | CAISO | 1-in-2 | 2022 | 19 | 260.6576 | 267.3068 | 8.7531 | 64.2052 | 0
| Zone | Remainder of System | 3 | Average Weekday | CAISO | 1-in-2 | 2022 | 20 | 248.9043 | 252.4357 | 8.6473 | 61.7132 | 0
| Zone | Remainder of System | 3 | Average Weekday | CAISO | 1-in-2 | 2022 | 21 | 221.8972 | 227.1941 | 8.3024 | 59.1399 | 0
| Zone | Remainder of System | 3 | Average Weekday | CAISO | 1-in-2 | 2022 | 22 | 414.7525 | 433.1214 | 8.5062 | 57.4121 | 0
| Zone | Remainder of System | 3 | Average Weekday | CAISO | 1-in-2 | 2022 | 23 | 399.7503 | 421.1953 | 8.6064 | 56.1046 | 0
| Zone | Remainder of System | 3 | Average Weekday | CAISO | 1-in-2 | 2022 | 24 | 340.2537 | 365.2779 | 8.6956 | 54.9793 | 0
| Zone | Remainder of System | 3 | Monthly System Peak Day | CAISO | 1-in-2 | 2022 | 1 | 265.1262 | 276.9703 | 8.6506 | 56.9603 | 0
| Zone | Remainder of System | 3 | Monthly System Peak Day | CAISO | 1-in-2 | 2022 | 2 | 259.7957 | 267.2621 | 8.6023 | 55.7974 | 0
| Zone | Remainder of System | 3 | Monthly System Peak Day | CAISO | 1-in-2 | 2022 | 3 | 414.7237 | 425.5059 | 8.5951 | 54.1445 | 0
| Zone | Remainder of System | 3 | Monthly System Peak Day | CAISO | 1-in-2 | 2022 | 4 | 586.6683 | 603.2675 | 8.578 | 53.2971 | 0
| Zone | Remainder of System | 3 | Monthly System Peak Day | CAISO | 1-in-2 | 2022 | 5 | 557.2142 | 575.4713 | 8.572 | 52.3144 | 0
| Zone | Remainder of System | 3 | Monthly System Peak Day | CAISO | 1-in-2 | 2022 | 6 | 543.6115 | 562.2504 | 8.541 | 51.3896 | 0
| Zone | Remainder of System | 3 | Monthly System Peak Day | CAISO | 1-in-2 | 2022 | 7 | 547.618 | 548.3705 | 8.527 | 50.9162 | 0
| Zone | Remainder of System | 3 | Monthly System Peak Day | CAISO | 1-in-2 | 2022 | 8 | 530.1724 | 537.689 | 8.6802 | 50.0641 | 0
| Zone | Remainder of System | 3 | Monthly System Peak Day | CAISO | 1-in-2 | 2022 | 9 | 513.9118 | 553.0651 | 8.8694 | 50.4442 | 0
| Zone | Remainder of System | 3 | Monthly System Peak Day | CAISO | 1-in-2 | 2022 | 10 | 495.4221 | 517.7515 | 8.7386 | 53.4591 | 0
| Zone | Remainder of System | 3 | Monthly System Peak Day | CAISO | 1-in-2 | 2022 | 11 | 466.6049 | 482.2816 | 8.8189 | 58.2081 | 0
| Zone | Remainder of System | 3 | Monthly System Peak Day | CAISO | 1-in-2 | 2022 | 12 | 466.2396 | 478.3377 | 8.9094 | 62.4932 | 0
| Zone | Remainder of System | 3 | Monthly System Peak Day | CAISO | 1-in-2 | 2022 | 13 | 376.4049 | 387.2539 | 8.9842 | 65.7865 | 0
| Zone | Remainder of System | 3 | Monthly System Peak Day | CAISO | 1-in-2 | 2022 | 14 | 349.467 | 356.8661 | 8.9324 | 67.6177 | 0
| Zone | Remainder of System | 3 | Monthly System Peak Day | CAISO | 1-in-2 | 2022 | 15 | 305.3898 | 312.3961 | 8.7648 | 68.7829 | 0
| Zone | Remainder of System | 3 | Monthly System Peak Day | CAISO | 1-in-2 | 2022 | 16 | 272.1337 | 275.0182 | 8.5493 | 69.7518 | 0
| Zone | Remainder of System | 3 | Monthly System Peak Day | CAISO | 1-in-2 | 2022 | 17 | 271.1545 | 277.078 | 8.4236 | 70.2778 | 0
| Zone | Remainder of System | 3 | Monthly System Peak Day | CAISO | 1-in-2 | 2022 | 18 | 244.4472 | 250.9477 | 8.4381 | 69.7317 | 0
| Zone | Remainder of System | 3 | Monthly System Peak Day | CAISO | 1-in-2 | 2022 | 19 | 260.6576 | 267.3068 | 8.7531 | 68.0419 | 0
| Zone | Remainder of System | 3 | Monthly System Peak Day | CAISO | 1-in-2 | 2022 | 20 | 248.9043 | 252.4357 | 8.6473 | 65.005 | 0
| Zone | Remainder of System | 3 | Monthly System Peak Day | CAISO | 1-in-2 | 2022 | 21 | 221.8972 | 227.1941 | 8.3024 | 62.0225 | 0
| Zone | Remainder of System | 3 | Monthly System Peak Day | CAISO | 1-in-2 | 2022 | 22 | 414.7525 | 433.1214 | 8.5062 | 60.067 | 0
| Zone | Remainder of System | 3 | Monthly System Peak Day | CAISO | 1-in-2 | 2022 | 23 | 399.7503 | 421.1953 | 8.6064 | 58.747 | 0
| Zone | Remainder of System | 3 | Monthly System Peak Day | CAISO | 1-in-2 | 2022 | 24 | 340.2537 | 365.2779 | 8.6956 | 57.434 | 0
| Zone | Remainder of System | 4 | Average Weekday | CAISO | 1-in-2 | 2022 | 1 | 263.7011 | 274.7881 | 8.6667 | 56.7365 | 0
| Zone | Remainder of System | 4 | Average Weekday | CAISO | 1-in-2 | 2022 | 2 | 261.5468 | 268.6973 | 8.619 | 55.8532 | 0
| Zone | Remainder of System | 4 | Average Weekday | CAISO | 1-in-2 | 2022 | 3 | 414.8562 | 426.1958 | 8.6118 | 55.0258 | 0
| Zone | Remainder of System | 4 | Average Weekday | CAISO | 1-in-2 | 2022 | 4 | 583.3597 | 599.1406 | 8.595 | 54.3534 | 0
| Zone | Remainder of System | 4 | Average Weekday | CAISO | 1-in-2 | 2022 | 5 | 541.5574 | 559.3737 | 8.5888 | 53.7644 | 0
| Zone | Remainder of System | 4 | Average Weekday | CAISO | 1-in-2 | 2022 | 6 | 533.7192 | 551.4708 | 8.5575 | 53.2815 | 0
| Zone | Remainder of System | 4 | Average Weekday | CAISO | 1-in-2 | 2022 | 7 | 537.1378 | 538.2987 | 8.5425 | 52.8216 | 0
| Zone | Remainder of System | 4 | Average Weekday | CAISO | 1-in-2 | 2022 | 8 | 524.8158 | 531.8615 | 8.695 | 52.6788 | 0
| Zone | Remainder of System | 4 | Average Weekday | CAISO | 1-in-2 | 2022 | 9 | 495.7477 | 533.8157 | 8.8828 | 54.2211 | 0
| Zone | Remainder of System | 4 | Average Weekday | CAISO | 1-in-2 | 2022 | 10 | 479.6118 | 501.1844 | 8.7532 | 57.0764 | 0
| Zone | Remainder of System | 4 | Average Weekday | CAISO | 1-in-2 | 2022 | 11 | 455.7859 | 469.2576 | 8.832 | 60.136 | 0
| Zone | Remainder of System | 4 | Average Weekday | CAISO | 1-in-2 | 2022 | 12 | 454.8997 | 466.8925 | 8.9206 | 63.031 | 0
| Zone | Remainder of System | 4 | Average Weekday | CAISO | 1-in-2 | 2022 | 13 | 374.5219 | 385.3028 | 8.9943 | 65.4726 | 0
| Zone | Remainder of System | 4 | Average Weekday | CAISO | 1-in-2 | 2022 | 14 | 342.9987 | 350.5013 | 8.9436 | 67.3555 | 0
| Zone | Remainder of System | 4 | Average Weekday | CAISO | 1-in-2 | 2022 | 15 | 292.9275 | 300.2964 | 8.7777 | 68.6662 | 0
| Zone | Remainder of System | 4 | Average Weekday | CAISO | 1-in-2 | 2022 | 16 | 260.7824 | 263.7763 | 8.5646 | 69.2704 | 0
| Zone | Remainder of System | 4 | Average Weekday | CAISO | 1-in-2 | 2022 | 17 | 257.6775 | 262.0371 | 8.4557 | 69.3555 | 0
| Zone | Remainder of System | 4 | Average Weekday | CAISO | 1-in-2 | 2022 | 18 | 221.7533 | 227.289 | 8.4679 | 68.6446 | 0
| Zone | Remainder of System | 4 | Average Weekday | CAISO | 1-in-2 | 2022 | 19 | 228.5289 | 235.3686 | 8.7532 | 67.2712 | 0
| Zone | Remainder of System | 4 | Average Weekday | CAISO | 1-in-2 | 2022 | 20 | 223.0204 | 226.3739 | 8.6474 | 64.9503 | 0
| Zone | Remainder of System | 4 | Average Weekday | CAISO | 1-in-2 | 2022 | 21 | 225.2494 | 230.3723 | 8.3172 | 61.9895 | 0
| Zone | Remainder of System | 4 | Average Weekday | CAISO | 1-in-2 | 2022 | 22 | 404.9448 | 422.9504 | 8.518 | 59.9101 | 0
| Zone | Remainder of System | 4 | Average Weekday | CAISO | 1-in-2 | 2022 | 23 | 394.224 | 415.2129 | 8.6224 | 58.5285 | 0
| Zone | Remainder of System | 4 | Average Weekday | CAISO | 1-in-2 | 2022 | 24 | 334.9773 | 358.9102 | 8.7111 | 57.4672 | 0
| Zone | Remainder of System | 4 | Monthly System Peak Day | CAISO | 1-in-2 | 2022 | 1 | 263.7011 | 274.7881 | 8.6667 | 62.08 | 0
| Zone | Remainder of System | 4 | Monthly System Peak Day | CAISO | 1-in-2 | 2022 | 2 | 261.5468 | 268.6973 | 8.619 | 60.7156 | 0
| Zone | Remainder of System | 4 | Monthly System Peak Day | CAISO | 1-in-2 | 2022 | 3 | 414.8562 | 426.1958 | 8.6118 | 59.7607 | 0
| Zone | Remainder of System | 4 | Monthly System Peak Day | CAISO | 1-in-2 | 2022 | 4 | 583.3597 | 599.1406 | 8.595 | 58.8607 | 0
| Zone | Remainder of System | 4 | Monthly System Peak Day | CAISO | 1-in-2 | 2022 | 5 | 541.5574 | 559.3737 | 8.5888 | 57.7303 | 0
| Zone | Remainder of System | 4 | Monthly System Peak Day | CAISO | 1-in-2 | 2022 | 6 | 533.7192 | 551.4708 | 8.5575 | 56.8679 | 0
| Zone | Remainder of System | 4 | Monthly System Peak Day | CAISO | 1-in-2 | 2022 | 7 | 537.1378 | 538.2987 | 8.5425 | 56.0597 | 0
| Zone | Remainder of System | 4 | Monthly System Peak Day | CAISO | 1-in-2 | 2022 | 8 | 524.8158 | 531.8615 | 8.695 | 55.6808 | 0
| Zone | Remainder of System | 4 | Monthly System Peak Day | CAISO | 1-in-2 | 2022 | 9 | 495.7477 | 533.8157 | 8.8828 | 57.449 | 0
| Zone | Remainder of System | 4 | Monthly System Peak Day | CAISO | 1-in-2 | 2022 | 10 | 479.6118 | 501.1844 | 8.7532 | 61.5881 | 0
| Zone | Remainder of System | 4 | Monthly System Peak Day | CAISO | 1-in-2 | 2022 | 11 | 455.7859 | 469.2576 | 8.832 | 66.9769 | 0
| Zone | Remainder of System | 4 | Monthly System Peak Day | CAISO | 1-in-2 | 2022 | 12 | 454.8997 | 466.8925 | 8.9206 | 72.106 | 0
| Zone | Remainder of System | 4 | Monthly System Peak Day | CAISO | 1-in-2 | 2022 | 13 | 374.5219 | 385.3028 | 8.9943 | 76.1771 | 0
| Zone | Remainder of System | 4 | Monthly System Peak Day | CAISO | 1-in-2 | 2022 | 14 | 342.9987 | 350.5013 | 8.9436 | 79.0859 | 0
| Zone | Remainder of System | 4 | Monthly System Peak Day | CAISO | 1-in-2 | 2022 | 15 | 292.9275 | 300.2964 | 8.7777 | 80.9147 | 0
| Zone | Remainder of System | 4 | Monthly System Peak Day | CAISO | 1-in-2 | 2022 | 16 | 260.7824 | 263.7763 | 8.5646 | 81.4535 | 0
| Zone | Remainder of System | 4 | Monthly System Peak Day | CAISO | 1-in-2 | 2022 | 17 | 257.6775 | 262.0371 | 8.4557 | 81.2189 | 0
| Zone | Remainder of System | 4 | Monthly System Peak Day | CAISO | 1-in-2 | 2022 | 18 | 221.7533 | 227.289 | 8.4679 | 80.2419 | 0
| Zone | Remainder of System | 4 | Monthly System Peak Day | CAISO | 1-in-2 | 2022 | 19 | 228.5289 | 235.3686 | 8.7532 | 79.0493 | 0
| Zone | Remainder of System | 4 | Monthly System Peak Day | CAISO | 1-in-2 | 2022 | 20 | 223.0204 | 226.3739 | 8.6474 | 76.3662 | 0
| Zone | Remainder of System | 4 | Monthly System Peak Day | CAISO | 1-in-2 | 2022 | 21 | 225.2494 | 230.3723 | 8.3172 | 72.022 | 0
| Zone | Remainder of System | 4 | Monthly System Peak Day | CAISO | 1-in-2 | 2022 | 22 | 404.9448 | 422.9504 | 8.518 | 68.2917 | 0
| Zone | Remainder of System | 4 | Monthly System Peak Day | CAISO | 1-in-2 | 2022 | 23 | 394.224 | 415.2129 | 8.6224 | 65.3696 | 0
| Zone | Remainder of System | 4 | Monthly System Peak Day | CAISO | 1-in-2 | 2022 | 24 | 334.9773 | 358.9102 | 8.7111 | 63.3596 | 0
| Zone | Remainder of System | 5 | Average Weekday | CAISO | 1-in-2 | 2022 | 1 | 276.8954 | 288.0926 | 8.6977 | 59.7443 | 0
| Zone | Remainder of System | 5 | Average Weekday | CAISO | 1-in-2 | 2022 | 2 | 277.6345 | 284.6923 | 8.6511 | 59.0711 | 0
| Zone | Remainder of System | 5 | Average Weekday | CAISO | 1-in-2 | 2022 | 3 | 432.5829 | 443.9831 | 8.644 | 58.4673 | 0
| Zone | Remainder of System | 5 | Average Weekday | CAISO | 1-in-2 | 2022 | 4 | 594.6422 | 611.321 | 8.6273 | 57.9163 | 0
| Zone | Remainder of System | 5 | Average Weekday | CAISO | 1-in-2 | 2022 | 5 | 558.3379 | 577.2434 | 8.6205 | 57.4537 | 0
| Zone | Remainder of System | 5 | Average Weekday | CAISO | 1-in-2 | 2022 | 6 | 541.1244 | 559.4358 | 8.5883 | 57.0042 | 0
| Zone | Remainder of System | 5 | Average Weekday | CAISO | 1-in-2 | 2022 | 7 | 534.9171 | 536.1394 | 8.5716 | 56.5906 | 0
| Zone | Remainder of System | 5 | Average Weekday | CAISO | 1-in-2 | 2022 | 8 | 535.0615 | 546.2308 | 8.7236 | 56.9009 | 0
| Zone | Remainder of System | 5 | Average Weekday | CAISO | 1-in-2 | 2022 | 9 | 502.7223 | 538.3531 | 8.9094 | 58.6635 | 0
| Zone | Remainder of System | 5 | Average Weekday | CAISO | 1-in-2 | 2022 | 10 | 494.2218 | 516.6832 | 8.782 | 61.0024 | 0
| Zone | Remainder of System | 5 | Average Weekday | CAISO | 1-in-2 | 2022 | 11 | 477.1766 | 490.7887 | 8.8575 | 63.674 | 0
| Zone | Remainder of System | 5 | Average Weekday | CAISO | 1-in-2 | 2022 | 12 | 470.1165 | 481.8123 | 8.9427 | 66.1969 | 0
| Zone | Remainder of System | 5 | Average Weekday | CAISO | 1-in-2 | 2022 | 13 | 383.4388 | 394.4732 | 9.0143 | 68.4385 | 0
| Zone | Remainder of System | 5 | Average Weekday | CAISO | 1-in-2 | 2022 | 14 | 357.8415 | 365.5595 | 8.9658 | 70.1752 | 0
| Zone | Remainder of System | 5 | Average Weekday | CAISO | 1-in-2 | 2022 | 15 | 317.3228 | 324.3361 | 8.8034 | 71.341 | 0
| Zone | Remainder of System | 5 | Average Weekday | CAISO | 1-in-2 | 2022 | 16 | 275.9355 | 278.779 | 8.594 | 71.901 | 0
| Zone | Remainder of System | 5 | Average Weekday | CAISO | 1-in-2 | 2022 | 17 | 262.4854 | 267.7848 | 8.4847 | 71.8083 | 0
| Zone | Remainder of System | 5 | Average Weekday | CAISO | 1-in-2 | 2022 | 18 | 236.1917 | 241.9534 | 8.4938 | 71.1675 | 0
| Zone | Remainder of System | 5 | Average Weekday | CAISO | 1-in-2 | 2022 | 19 | 246.6921 | 253.568 | 8.7514 | 69.8052 | 0
| Zone | Remainder of System | 5 | Average Weekday | CAISO | 1-in-2 | 2022 | 20 | 236.2738 | 239.5714 | 8.647 | 67.6863 | 0
| Zone | Remainder of System | 5 | Average Weekday | CAISO | 1-in-2 | 2022 | 21 | 241.9889 | 247.3783 | 8.3191 | 64.9519 | 0
| Zone | Remainder of System | 5 | Average Weekday | CAISO | 1-in-2 | 2022 | 22 | 425.3056 | 443.5965 | 8.544 | 62.6968 | 0
| Zone | Remainder of System | 5 | Average Weekday | CAISO | 1-in-2 | 2022 | 23 | 420.401 | 442.0851 | 8.6517 | 61.385 | 0
| Zone | Remainder of System | 5 | Average Weekday | CAISO | 1-in-2 | 2022 | 24 | 357.041 | 381.9998 | 8.7409 | 60.3901 | 0
| Zone | Remainder of System | 5 | Monthly System Peak Day | CAISO | 1-in-2 | 2022 | 1 | 276.8954 | 288.0926 | 8.6977 | 65.9416 | 0
| Zone | Remainder of System | 5 | Monthly System Peak Day | CAISO | 1-in-2 | 2022 | 2 | 277.6345 | 284.6923 | 8.6511 | 64.3504 | 0
| Zone | Remainder of System | 5 | Monthly System Peak Day | CAISO | 1-in-2 | 2022 | 3 | 432.5829 | 443.9831 | 8.644 | 62.958 | 0
| Zone | Remainder of System | 5 | Monthly System Peak Day | CAISO | 1-in-2 | 2022 | 4 | 594.6422 | 611.321 | 8.6273 | 61.4581 | 0
| Zone | Remainder of System | 5 | Monthly System Peak Day | CAISO | 1-in-2 | 2022 | 5 | 558.3379 | 577.2434 | 8.6205 | 60.1746 | 0
| Zone | Remainder of System | 5 | Monthly System Peak Day | CAISO | 1-in-2 | 2022 | 6 | 541.1244 | 559.4358 | 8.5883 | 59.4602 | 0
| Zone | Remainder of System | 5 | Monthly System Peak Day | CAISO | 1-in-2 | 2022 | 7 | 534.9171 | 536.1394 | 8.5716 | 59.1397 | 0
| Zone | Remainder of System | 5 | Monthly System Peak Day | CAISO | 1-in-2 | 2022 | 8 | 535.0615 | 546.2308 | 8.7236 | 59.4891 | 0
| Zone | Remainder of System | 5 | Monthly System Peak Day | CAISO | 1-in-2 | 2022 | 9 | 502.7223 | 538.3531 | 8.9094 | 61.7404 | 0
| Zone | Remainder of System | 5 | Monthly System Peak Day | CAISO | 1-in-2 | 2022 | 10 | 494.2218 | 516.6832 | 8.782 | 66.3017 | 0
| Zone | Remainder of System | 5 | Monthly System Peak Day | CAISO | 1-in-2 | 2022 | 11 | 477.1766 | 490.7887 | 8.8575 | 71.7468 | 0
| Zone | Remainder of System | 5 | Monthly System Peak Day | CAISO | 1-in-2 | 2022 | 12 | 470.1165 | 481.8123 | 8.9427 | 76.4342 | 0
| Zone | Remainder of System | 5 | Monthly System Peak Day | CAISO | 1-in-2 | 2022 | 13 | 383.4388 | 394.4732 | 9.0143 | 79.7976 | 0
| Zone | Remainder of System | 5 | Monthly System Peak Day | CAISO | 1-in-2 | 2022 | 14 | 357.8415 | 365.5595 | 8.9658 | 81.949 | 0
| Zone | Remainder of System | 5 | Monthly System Peak Day | CAISO | 1-in-2 | 2022 | 15 | 317.3228 | 324.3361 | 8.8034 | 82.9769 | 0
| Zone | Remainder of System | 5 | Monthly System Peak Day | CAISO | 1-in-2 | 2022 | 16 | 275.9355 | 278.779 | 8.594 | 83.3815 | 0
| Zone | Remainder of System | 5 | Monthly System Peak Day | CAISO | 1-in-2 | 2022 | 17 | 262.4854 | 267.7848 | 8.4847 | 83.2329 | 0
| Zone | Remainder of System | 5 | Monthly System Peak Day | CAISO | 1-in-2 | 2022 | 18 | 236.1917 | 241.9534 | 8.4938 | 81.6257 | 0
| Zone | Remainder of System | 5 | Monthly System Peak Day | CAISO | 1-in-2 | 2022 | 19 | 246.6921 | 253.568 | 8.7514 | 79.3771 | 0
| Zone | Remainder of System | 5 | Monthly System Peak Day | CAISO | 1-in-2 | 2022 | 20 | 236.2738 | 239.5714 | 8.647 | 76.33 | 0
| Zone | Remainder of System | 5 | Monthly System Peak Day | CAISO | 1-in-2 | 2022 | 21 | 241.9889 | 247.3783 | 8.3191 | 72.094 | 0
| Zone | Remainder of System | 5 | Monthly System Peak Day | CAISO | 1-in-2 | 2022 | 22 | 425.3056 | 443.5965 | 8.544 | 68.7355 | 0
| Zone | Remainder of System | 5 | Monthly System Peak Day | CAISO | 1-in-2 | 2022 | 23 | 420.401 | 442.0851 | 8.6517 | 66.6746 | 0
| Zone | Remainder of System | 5 | Monthly System Peak Day | CAISO | 1-in-2 | 2022 | 24 | 357.041 | 381.9998 | 8.7409 | 64.9491 | 0
| Zone | Remainder of System | 6 | Average Weekday | CAISO | 1-in-2 | 2022 | 1 | 268.2147 | 285.4087 | 8.9225 | 63.1112 | 0
| Zone | Remainder of System | 6 | Average Weekday | CAISO | 1-in-2 | 2022 | 2 | 258.3134 | 276.3443 | 8.8937 | 62.1452 | 0
| Zone | Remainder of System | 6 | Average Weekday | CAISO | 1-in-2 | 2022 | 3 | 408.8912 | 440.9971 | 8.8861 | 61.3041 | 0
| Zone | Remainder of System | 6 | Average Weekday | CAISO | 1-in-2 | 2022 | 4 | 561.1774 | 608.3962 | 8.881 | 60.6018 | 0
| Zone | Remainder of System | 6 | Average Weekday | CAISO | 1-in-2 | 2022 | 5 | 521.804 | 568.2778 | 8.8962 | 60.0304 | 0
| Zone | Remainder of System | 6 | Average Weekday | CAISO | 1-in-2 | 2022 | 6 | 523.9686 | 576.9001 | 8.9248 | 59.4565 | 0
| Zone | Remainder of System | 6 | Average Weekday | CAISO | 1-in-2 | 2022 | 7 | 533.8198 | 563.152 | 9.1906 | 58.9785 | 0
| Zone | Remainder of System | 6 | Average Weekday | CAISO | 1-in-2 | 2022 | 8 | 530.528 | 563.7838 | 8.8966 | 59.7299 | 0
| Zone | Remainder of System | 6 | Average Weekday | CAISO | 1-in-2 | 2022 | 9 | 530.605 | 547.8819 | 8.9579 | 62.174 | 0
| Zone | Remainder of System | 6 | Average Weekday | CAISO | 1-in-2 | 2022 | 10 | 517.1798 | 524.1829 | 9.1507 | 65.2314 | 0
| Zone | Remainder of System | 6 | Average Weekday | CAISO | 1-in-2 | 2022 | 11 | 482.3996 | 484.6634 | 9.1972 | 68.4714 | 0
| Zone | Remainder of System | 6 | Average Weekday | CAISO | 1-in-2 | 2022 | 12 | 476.5999 | 487.6939 | 9.1349 | 71.628 | 0
| Zone | Remainder of System | 6 | Average Weekday | CAISO | 1-in-2 | 2022 | 13 | 386.5686 | 417.1279 | 9.2215 | 74.2421 | 0
| Zone | Remainder of System | 6 | Average Weekday | CAISO | 1-in-2 | 2022 | 14 | 358.5697 | 381.199 | 9.1777 | 76.363 | 0
| Zone | Remainder of System | 6 | Average Weekday | CAISO | 1-in-2 | 2022 | 15 | 300.178 | 318.9693 | 9.3481 | 77.827 | 0
| Zone | Remainder of System | 6 | Average Weekday | CAISO | 1-in-2 | 2022 | 16 | 263.433 | 273.9566 | 9.6439 | 78.4645 | 0
| Zone | Remainder of System | 6 | Average Weekday | CAISO | 1-in-2 | 2022 | 17 | 257.9233 | 264.2821 | 10.0996 | 78.5503 | 0
| Zone | Remainder of System | 6 | Average Weekday | CAISO | 1-in-2 | 2022 | 18 | 223.1657 | 237.5484 | 9.8084 | 77.7222 | 0
| Zone | Remainder of System | 6 | Average Weekday | CAISO | 1-in-2 | 2022 | 19 | 216.516 | 227.7742 | 15.0463 | 76.2164 | 0
| Zone | Remainder of System | 6 | Average Weekday | CAISO | 1-in-2 | 2022 | 20 | 200.3208 | 206.8882 | 8.8042 | 74.0276 | 0
| Zone | Remainder of System | 6 | Average Weekday | CAISO | 1-in-2 | 2022 | 21 | 220.2616 | 227.3276 | 9.2069 | 70.9789 | 0
| Zone | Remainder of System | 6 | Average Weekday | CAISO | 1-in-2 | 2022 | 22 | 382.0925 | 425.825 | 8.7578 | 67.784 | 0
| Zone | Remainder of System | 6 | Average Weekday | CAISO | 1-in-2 | 2022 | 23 | 399.6077 | 445.3309 | 8.8416 | 65.8352 | 0
| Zone | Remainder of System | 6 | Average Weekday | CAISO | 1-in-2 | 2022 | 24 | 366.1535 | 401.0865 | 8.8722 | 64.4629 | 0
| Zone | Remainder of System | 6 | Monthly System Peak Day | CAISO | 1-in-2 | 2022 | 1 | 268.2147 | 285.386 | 8.5488 | 65.2895 | 0
| Zone | Remainder of System | 6 | Monthly System Peak Day | CAISO | 1-in-2 | 2022 | 2 | 258.3134 | 271.5141 | 8.5573 | 64.5317 | 0
| Zone | Remainder of System | 6 | Monthly System Peak Day | CAISO | 1-in-2 | 2022 | 3 | 408.8912 | 428.4067 | 8.5588 | 63.7888 | 0
| Zone | Remainder of System | 6 | Monthly System Peak Day | CAISO | 1-in-2 | 2022 | 4 | 561.1774 | 582.1797 | 8.561 | 62.9638 | 0
| Zone | Remainder of System | 6 | Monthly System Peak Day | CAISO | 1-in-2 | 2022 | 5 | 521.804 | 547.3362 | 8.5597 | 62.0477 | 0
| Zone | Remainder of System | 6 | Monthly System Peak Day | CAISO | 1-in-2 | 2022 | 6 | 523.9686 | 552.5711 | 8.5611 | 60.8109 | 0
| Zone | Remainder of System | 6 | Monthly System Peak Day | CAISO | 1-in-2 | 2022 | 7 | 533.8198 | 531.334 | 8.6027 | 60.1144 | 0
| Zone | Remainder of System | 6 | Monthly System Peak Day | CAISO | 1-in-2 | 2022 | 8 | 530.528 | 542.1249 | 8.4862 | 60.8839 | 0
| Zone | Remainder of System | 6 | Monthly System Peak Day | CAISO | 1-in-2 | 2022 | 9 | 530.605 | 556.9026 | 8.4813 | 64.0861 | 0
| Zone | Remainder of System | 6 | Monthly System Peak Day | CAISO | 1-in-2 | 2022 | 10 | 517.1798 | 533.4676 | 8.5595 | 67.6713 | 0
| Zone | Remainder of System | 6 | Monthly System Peak Day | CAISO | 1-in-2 | 2022 | 11 | 482.3996 | 497.0627 | 8.5476 | 71.258 | 0
| Zone | Remainder of System | 6 | Monthly System Peak Day | CAISO | 1-in-2 | 2022 | 12 | 476.5999 | 494.7206 | 8.5111 | 75.0038 | 0
| Zone | Remainder of System | 6 | Monthly System Peak Day | CAISO | 1-in-2 | 2022 | 13 | 386.5686 | 411.6836 | 8.518 | 78.5255 | 0
| Zone | Remainder of System | 6 | Monthly System Peak Day | CAISO | 1-in-2 | 2022 | 14 | 358.5697 | 379.8248 | 8.5396 | 81.1311 | 0
| Zone | Remainder of System | 6 | Monthly System Peak Day | CAISO | 1-in-2 | 2022 | 15 | 300.178 | 319.914 | 8.6414 | 83.4287 | 0
| Zone | Remainder of System | 6 | Monthly System Peak Day | CAISO | 1-in-2 | 2022 | 16 | 263.433 | 269.8324 | 8.7622 | 84.2761 | 0
| Zone | Remainder of System | 6 | Monthly System Peak Day | CAISO | 1-in-2 | 2022 | 17 | 257.9233 | 265.7136 | 9.6082 | 84.0626 | 0
| Zone | Remainder of System | 6 | Monthly System Peak Day | CAISO | 1-in-2 | 2022 | 18 | 223.1657 | 241.3625 | 9.5078 | 83.0593 | 0
| Zone | Remainder of System | 6 | Monthly System Peak Day | CAISO | 1-in-2 | 2022 | 19 | 216.516 | 238.8945 | 10.4211 | 81.2172 | 0
| Zone | Remainder of System | 6 | Monthly System Peak Day | CAISO | 1-in-2 | 2022 | 20 | 200.3208 | 213.955 | 8.7236 | 78.5937 | 0
| Zone | Remainder of System | 6 | Monthly System Peak Day | CAISO | 1-in-2 | 2022 | 21 | 220.2616 | 240.4768 | 9.3054 | 74.8448 | 0
| Zone | Remainder of System | 6 | Monthly System Peak Day | CAISO | 1-in-2 | 2022 | 22 | 382.0925 | 409.5253 | 8.5679 | 70.7275 | 0
| Zone | Remainder of System | 6 | Monthly System Peak Day | CAISO | 1-in-2 | 2022 | 23 | 399.6077 | 431.8551 | 8.556 | 68.2082 | 0
| Zone | Remainder of System | 6 | Monthly System Peak Day | CAISO | 1-in-2 | 2022 | 24 | 366.1535 | 395.7617 | 8.5225 | 66.809 | 0
| Zone | Remainder of System | 7 | Average Weekday | CAISO | 1-in-2 | 2022 | 1 | 260.5616 | 277.4565 | 9.0739 | 68.08 | 0
| Zone | Remainder of System | 7 | Average Weekday | CAISO | 1-in-2 | 2022 | 2 | 255.5509 | 267.3727 | 9.0843 | 67.3516 | 0
| Zone | Remainder of System | 7 | Average Weekday | CAISO | 1-in-2 | 2022 | 3 | 394.8623 | 415.3199 | 9.0861 | 66.697 | 0
| Zone | Remainder of System | 7 | Average Weekday | CAISO | 1-in-2 | 2022 | 4 | 545.6168 | 569.3945 | 9.0883 | 66.1335 | 0
| Zone | Remainder of System | 7 | Average Weekday | CAISO | 1-in-2 | 2022 | 5 | 506.4964 | 531.8991 | 9.0864 | 65.6106 | 0
| Zone | Remainder of System | 7 | Average Weekday | CAISO | 1-in-2 | 2022 | 6 | 503.8334 | 529.7413 | 9.0846 | 65.1256 | 0
| Zone | Remainder of System | 7 | Average Weekday | CAISO | 1-in-2 | 2022 | 7 | 511.8505 | 510.7969 | 9.0681 | 64.7652 | 0
| Zone | Remainder of System | 7 | Average Weekday | CAISO | 1-in-2 | 2022 | 8 | 507.1075 | 520.8834 | 9.0159 | 65.1789 | 0
| Zone | Remainder of System | 7 | Average Weekday | CAISO | 1-in-2 | 2022 | 9 | 495.4972 | 522.5252 | 9.0064 | 67.2839 | 0
| Zone | Remainder of System | 7 | Average Weekday | CAISO | 1-in-2 | 2022 | 10 | 482.5187 | 498.6993 | 9.0447 | 70.1065 | 0
| Zone | Remainder of System | 7 | Average Weekday | CAISO | 1-in-2 | 2022 | 11 | 454.5099 | 469.7634 | 9.0327 | 73.2348 | 0
| Zone | Remainder of System | 7 | Average Weekday | CAISO | 1-in-2 | 2022 | 12 | 447.5919 | 467.7198 | 9.0224 | 76.4308 | 0
| Zone | Remainder of System | 7 | Average Weekday | CAISO | 1-in-2 | 2022 | 13 | 360.9671 | 385.3042 | 9.0178 | 79.0108 | 0
| Zone | Remainder of System | 7 | Average Weekday | CAISO | 1-in-2 | 2022 | 14 | 332.1341 | 353.7022 | 9.0379 | 81.0239 | 0
| Zone | Remainder of System | 7 | Average Weekday | CAISO | 1-in-2 | 2022 | 15 | 282.7934 | 302.7171 | 9.0857 | 82.3721 | 0
| Zone | Remainder of System | 7 | Average Weekday | CAISO | 1-in-2 | 2022 | 16 | 244.7199 | 251.3299 | 9.1205 | 82.9063 | 0
| Zone | Remainder of System | 7 | Average Weekday | CAISO | 1-in-2 | 2022 | 17 | 244.2094 | 253.1684 | 10.0523 | 82.877 | 0
| Zone | Remainder of System | 7 | Average Weekday | CAISO | 1-in-2 | 2022 | 18 | 214.7428 | 233.0928 | 9.9653 | 82.0052 | 0
| Zone | Remainder of System | 7 | Average Weekday | CAISO | 1-in-2 | 2022 | 19 | 212.4554 | 235.0536 | 9.7668 | 80.3719 | 0
| Zone | Remainder of System | 7 | Average Weekday | CAISO | 1-in-2 | 2022 | 20 | 203.2052 | 216.8085 | 9.4117 | 78.1158 | 0
| Zone | Remainder of System | 7 | Average Weekday | CAISO | 1-in-2 | 2022 | 21 | 221.8923 | 241.7782 | 9.4828 | 75.1175 | 0
| Zone | Remainder of System | 7 | Average Weekday | CAISO | 1-in-2 | 2022 | 22 | 380.7991 | 407.7437 | 9.0762 | 71.9882 | 0
| Zone | Remainder of System | 7 | Average Weekday | CAISO | 1-in-2 | 2022 | 23 | 392.4072 | 423.617 | 9.086 | 70.0845 | 0
| Zone | Remainder of System | 7 | Average Weekday | CAISO | 1-in-2 | 2022 | 24 | 350.505 | 378.8144 | 9.0559 | 68.8469 | 0
| Zone | Remainder of System | 7 | Monthly System Peak Day | CAISO | 1-in-2 | 2022 | 1 | 260.5616 | 256.9291 | 9.1428 | 73.1955 | 0
| Zone | Remainder of System | 7 | Monthly System Peak Day | CAISO | 1-in-2 | 2022 | 2 | 255.5509 | 235.6841 | 9.1554 | 72.0249 | 0
| Zone | Remainder of System | 7 | Monthly System Peak Day | CAISO | 1-in-2 | 2022 | 3 | 394.8623 | 341.1284 | 9.1587 | 71.091 | 0
| Zone | Remainder of System | 7 | Monthly System Peak Day | CAISO | 1-in-2 | 2022 | 4 | 545.6168 | 447.9841 | 9.1574 | 70.2162 | 0
| Zone | Remainder of System | 7 | Monthly System Peak Day | CAISO | 1-in-2 | 2022 | 5 | 506.4964 | 420.0354 | 9.1557 | 69.6015 | 0
| Zone | Remainder of System | 7 | Monthly System Peak Day | CAISO | 1-in-2 | 2022 | 6 | 503.8334 | 444.6313 | 9.1539 | 69.0472 | 0
| Zone | Remainder of System | 7 | Monthly System Peak Day | CAISO | 1-in-2 | 2022 | 7 | 511.8505 | 436.859 | 9.1619 | 68.4552 | 0
| Zone | Remainder of System | 7 | Monthly System Peak Day | CAISO | 1-in-2 | 2022 | 8 | 507.1075 | 453.0926 | 9.0968 | 68.8219 | 0
| Zone | Remainder of System | 7 | Monthly System Peak Day | CAISO | 1-in-2 | 2022 | 9 | 495.4972 | 476.8368 | 9.0811 | 71.8173 | 0
| Zone | Remainder of System | 7 | Monthly System Peak Day | CAISO | 1-in-2 | 2022 | 10 | 482.5187 | 451.3153 | 9.1207 | 75.7699 | 0
| Zone | Remainder of System | 7 | Monthly System Peak Day | CAISO | 1-in-2 | 2022 | 11 | 454.5099 | 426.9761 | 9.0922 | 79.9919 | 0
| Zone | Remainder of System | 7 | Monthly System Peak Day | CAISO | 1-in-2 | 2022 | 12 | 447.5919 | 423.7725 | 9.0667 | 83.7897 | 0
| Zone | Remainder of System | 7 | Monthly System Peak Day | CAISO | 1-in-2 | 2022 | 13 | 360.9671 | 359.277 | 9.0587 | 86.8527 | 0
| Zone | Remainder of System | 7 | Monthly System Peak Day | CAISO | 1-in-2 | 2022 | 14 | 332.1341 | 332.7137 | 9.0851 | 88.9939 | 0
| Zone | Remainder of System | 7 | Monthly System Peak Day | CAISO | 1-in-2 | 2022 | 15 | 282.7934 | 289.882 | 9.1642 | 90.4931 | 0
| Zone | Remainder of System | 7 | Monthly System Peak Day | CAISO | 1-in-2 | 2022 | 16 | 244.7199 | 239.3805 | 9.2132 | 90.6156 | 0
| Zone | Remainder of System | 7 | Monthly System Peak Day | CAISO | 1-in-2 | 2022 | 17 | 244.2094 | 250.2521 | 10.1119 | 90.4844 | 0
| Zone | Remainder of System | 7 | Monthly System Peak Day | CAISO | 1-in-2 | 2022 | 18 | 214.7428 | 246.692 | 10.1399 | 88.756 | 0
| Zone | Remainder of System | 7 | Monthly System Peak Day | CAISO | 1-in-2 | 2022 | 19 | 212.4554 | 197.2001 | 9.351 | 87.1895 | 0
| Zone | Remainder of System | 7 | Monthly System Peak Day | CAISO | 1-in-2 | 2022 | 20 | 203.2052 | 176.763 | 9.1885 | 84.4147 | 0
| Zone | Remainder of System | 7 | Monthly System Peak Day | CAISO | 1-in-2 | 2022 | 21 | 221.8923 | 202.7018 | 10.6783 | 81.3972 | 0
| Zone | Remainder of System | 7 | Monthly System Peak Day | CAISO | 1-in-2 | 2022 | 22 | 380.7991 | 351.0853 | 9.2722 | 79.1916 | 0
| Zone | Remainder of System | 7 | Monthly System Peak Day | CAISO | 1-in-2 | 2022 | 23 | 392.4072 | 354.9725 | 9.1218 | 77.6472 | 0
| Zone | Remainder of System | 7 | Monthly System Peak Day | CAISO | 1-in-2 | 2022 | 24 | 350.505 | 331.0379 | 9.1156 | 76.3413 | 0
| Zone | Remainder of System | 8 | Average Weekday | CAISO | 1-in-2 | 2022 | 1 | 268.6709 | 290.134 | 8.6488 | 68.1134 | 0
| Zone | Remainder of System | 8 | Average Weekday | CAISO | 1-in-2 | 2022 | 2 | 264.5388 | 279.9691 | 8.6614 | 67.1923 | 0
| Zone | Remainder of System | 8 | Average Weekday | CAISO | 1-in-2 | 2022 | 3 | 402.9707 | 422.0677 | 8.6637 | 66.3666 | 0
| Zone | Remainder of System | 8 | Average Weekday | CAISO | 1-in-2 | 2022 | 4 | 557.0252 | 578.999 | 8.6661 | 65.6033 | 0
| Zone | Remainder of System | 8 | Average Weekday | CAISO | 1-in-2 | 2022 | 5 | 514.0847 | 544.1238 | 8.6636 | 64.9066 | 0
| Zone | Remainder of System | 8 | Average Weekday | CAISO | 1-in-2 | 2022 | 6 | 515.5416 | 548.9954 | 8.6612 | 64.3295 | 0
| Zone | Remainder of System | 8 | Average Weekday | CAISO | 1-in-2 | 2022 | 7 | 525.1555 | 525.3422 | 8.6435 | 63.8791 | 0
| Zone | Remainder of System | 8 | Average Weekday | CAISO | 1-in-2 | 2022 | 8 | 520.191 | 537.2529 | 8.5813 | 63.8355 | 0
| Zone | Remainder of System | 8 | Average Weekday | CAISO | 1-in-2 | 2022 | 9 | 503.1773 | 529.8315 | 8.5677 | 65.9972 | 0
| Zone | Remainder of System | 8 | Average Weekday | CAISO | 1-in-2 | 2022 | 10 | 492.5193 | 509.1522 | 8.6146 | 69.4323 | 0
| Zone | Remainder of System | 8 | Average Weekday | CAISO | 1-in-2 | 2022 | 11 | 459.0704 | 474.72 | 8.597 | 73.4127 | 0
| Zone | Remainder of System | 8 | Average Weekday | CAISO | 1-in-2 | 2022 | 12 | 448.697 | 469.2923 | 8.5804 | 77.2854 | 0
| Zone | Remainder of System | 8 | Average Weekday | CAISO | 1-in-2 | 2022 | 13 | 370.7962 | 396.859 | 8.573 | 80.4135 | 0
| Zone | Remainder of System | 8 | Average Weekday | CAISO | 1-in-2 | 2022 | 14 | 339.6954 | 361.555 | 8.6007 | 82.7527 | 0
| Zone | Remainder of System | 8 | Average Weekday | CAISO | 1-in-2 | 2022 | 15 | 290.5973 | 310.7937 | 8.662 | 84.1637 | 0
| Zone | Remainder of System | 8 | Average Weekday | CAISO | 1-in-2 | 2022 | 16 | 250.7901 | 257.784 | 8.7049 | 84.6461 | 0
| Zone | Remainder of System | 8 | Average Weekday | CAISO | 1-in-2 | 2022 | 17 | 252.4901 | 259.0591 | 9.7742 | 84.5587 | 0
| Zone | Remainder of System | 8 | Average Weekday | CAISO | 1-in-2 | 2022 | 18 | 220.8389 | 238.6927 | 9.6793 | 83.6467 | 0
| Zone | Remainder of System | 8 | Average Weekday | CAISO | 1-in-2 | 2022 | 19 | 217.5747 | 239.2057 | 9.2445 | 81.9145 | 0
| Zone | Remainder of System | 8 | Average Weekday | CAISO | 1-in-2 | 2022 | 20 | 216.1553 | 229.3922 | 8.9169 | 79.2555 | 0
| Zone | Remainder of System | 8 | Average Weekday | CAISO | 1-in-2 | 2022 | 21 | 231.6623 | 251.5548 | 9.1323 | 75.5248 | 0
| Zone | Remainder of System | 8 | Average Weekday | CAISO | 1-in-2 | 2022 | 22 | 383.7435 | 411.9165 | 8.6571 | 72.4927 | 0
| Zone | Remainder of System | 8 | Average Weekday | CAISO | 1-in-2 | 2022 | 23 | 396.3451 | 430.0296 | 8.6589 | 70.5976 | 0
| Zone | Remainder of System | 8 | Average Weekday | CAISO | 1-in-2 | 2022 | 24 | 355.727 | 387.2239 | 8.6266 | 69.2749 | 0
| Zone | Remainder of System | 8 | Monthly System Peak Day | CAISO | 1-in-2 | 2022 | 1 | 268.6709 | 264.655 | 7.7295 | 77.2145 | 0
| Zone | Remainder of System | 8 | Monthly System Peak Day | CAISO | 1-in-2 | 2022 | 2 | 264.5388 | 246.9724 | 7.7473 | 76.3125 | 0
| Zone | Remainder of System | 8 | Monthly System Peak Day | CAISO | 1-in-2 | 2022 | 3 | 402.9707 | 354.8155 | 7.752 | 75.6019 | 0
| Zone | Remainder of System | 8 | Monthly System Peak Day | CAISO | 1-in-2 | 2022 | 4 | 557.0252 | 462.2445 | 7.7509 | 74.8021 | 0
| Zone | Remainder of System | 8 | Monthly System Peak Day | CAISO | 1-in-2 | 2022 | 5 | 514.0847 | 438.1646 | 7.7482 | 74.091 | 0
| Zone | Remainder of System | 8 | Monthly System Peak Day | CAISO | 1-in-2 | 2022 | 6 | 515.5416 | 454.1849 | 7.7455 | 73.4628 | 0
| Zone | Remainder of System | 8 | Monthly System Peak Day | CAISO | 1-in-2 | 2022 | 7 | 525.1555 | 442.6457 | 7.7491 | 72.8738 | 0
| Zone | Remainder of System | 8 | Monthly System Peak Day | CAISO | 1-in-2 | 2022 | 8 | 520.191 | 462.5989 | 7.6648 | 72.891 | 0
| Zone | Remainder of System | 8 | Monthly System Peak Day | CAISO | 1-in-2 | 2022 | 9 | 503.1773 | 485.6109 | 7.6368 | 74.8105 | 0
| Zone | Remainder of System | 8 | Monthly System Peak Day | CAISO | 1-in-2 | 2022 | 10 | 492.5193 | 462.4869 | 7.6896 | 78.5087 | 0
| Zone | Remainder of System | 8 | Monthly System Peak Day | CAISO | 1-in-2 | 2022 | 11 | 459.0704 | 427.5945 | 7.6462 | 82.6998 | 0
| Zone | Remainder of System | 8 | Monthly System Peak Day | CAISO | 1-in-2 | 2022 | 12 | 448.697 | 423.2337 | 7.6063 | 86.6394 | 0
| Zone | Remainder of System | 8 | Monthly System Peak Day | CAISO | 1-in-2 | 2022 | 13 | 370.7962 | 371.1261 | 7.5899 | 89.5515 | 0
| Zone | Remainder of System | 8 | Monthly System Peak Day | CAISO | 1-in-2 | 2022 | 14 | 339.6954 | 340.9491 | 7.6365 | 91.4475 | 0
| Zone | Remainder of System | 8 | Monthly System Peak Day | CAISO | 1-in-2 | 2022 | 15 | 290.5973 | 298.3729 | 7.7487 | 92.1121 | 0
| Zone | Remainder of System | 8 | Monthly System Peak Day | CAISO | 1-in-2 | 2022 | 16 | 250.7901 | 246.4548 | 7.8087 | 91.6303 | 0
| Zone | Remainder of System | 8 | Monthly System Peak Day | CAISO | 1-in-2 | 2022 | 17 | 252.4901 | 256.2658 | 8.8438 | 91 | 0
| Zone | Remainder of System | 8 | Monthly System Peak Day | CAISO | 1-in-2 | 2022 | 18 | 220.8389 | 253.8309 | 8.8782 | 88.8061 | 0
| Zone | Remainder of System | 8 | Monthly System Peak Day | CAISO | 1-in-2 | 2022 | 19 | 217.5747 | 200.7475 | 7.5278 | 86.6429 | 0
| Zone | Remainder of System | 8 | Monthly System Peak Day | CAISO | 1-in-2 | 2022 | 20 | 216.1553 | 187.6228 | 7.4053 | 84.8327 | 0
| Zone | Remainder of System | 8 | Monthly System Peak Day | CAISO | 1-in-2 | 2022 | 21 | 231.6623 | 210.6764 | 9.5028 | 82.0898 | 0
| Zone | Remainder of System | 8 | Monthly System Peak Day | CAISO | 1-in-2 | 2022 | 22 | 383.7435 | 356.7846 | 7.8987 | 80.2281 | 0
| Zone | Remainder of System | 8 | Monthly System Peak Day | CAISO | 1-in-2 | 2022 | 23 | 396.3451 | 364.2796 | 7.7075 | 79.0136 | 0
| Zone | Remainder of System | 8 | Monthly System Peak Day | CAISO | 1-in-2 | 2022 | 24 | 355.727 | 339.8938 | 7.6945 | 78.0096 | 0
| Zone | Remainder of System | 8 | Typical Event Day | CAISO | 1-in-2 | 2022 | 1 | 268.6709 | 264.655 | 7.7295 | 73.4009 | 0
| Zone | Remainder of System | 8 | Typical Event Day | CAISO | 1-in-2 | 2022 | 2 | 264.5388 | 246.9724 | 7.7473 | 72.3688 | 0
| Zone | Remainder of System | 8 | Typical Event Day | CAISO | 1-in-2 | 2022 | 3 | 402.9707 | 354.8155 | 7.752 | 71.4642 | 0
| Zone | Remainder of System | 8 | Typical Event Day | CAISO | 1-in-2 | 2022 | 4 | 557.0252 | 462.2445 | 7.7509 | 70.5395 | 0
| Zone | Remainder of System | 8 | Typical Event Day | CAISO | 1-in-2 | 2022 | 5 | 514.0847 | 438.1646 | 7.7482 | 69.7313 | 0
| Zone | Remainder of System | 8 | Typical Event Day | CAISO | 1-in-2 | 2022 | 6 | 515.5416 | 454.1849 | 7.7455 | 68.8608 | 0
| Zone | Remainder of System | 8 | Typical Event Day | CAISO | 1-in-2 | 2022 | 7 | 525.1555 | 442.6457 | 7.7491 | 68.3746 | 0
| Zone | Remainder of System | 8 | Typical Event Day | CAISO | 1-in-2 | 2022 | 8 | 520.191 | 462.5989 | 7.6648 | 68.6934 | 0
| Zone | Remainder of System | 8 | Typical Event Day | CAISO | 1-in-2 | 2022 | 9 | 503.1773 | 485.6109 | 7.6368 | 71.1218 | 0
| Zone | Remainder of System | 8 | Typical Event Day | CAISO | 1-in-2 | 2022 | 10 | 492.5193 | 462.4869 | 7.6896 | 75.0502 | 0
| Zone | Remainder of System | 8 | Typical Event Day | CAISO | 1-in-2 | 2022 | 11 | 459.0704 | 427.5945 | 7.6462 | 79.5998 | 0
| Zone | Remainder of System | 8 | Typical Event Day | CAISO | 1-in-2 | 2022 | 12 | 448.697 | 423.2337 | 7.6063 | 83.6838 | 0
| Zone | Remainder of System | 8 | Typical Event Day | CAISO | 1-in-2 | 2022 | 13 | 370.7962 | 371.1261 | 7.5899 | 86.811 | 0
| Zone | Remainder of System | 8 | Typical Event Day | CAISO | 1-in-2 | 2022 | 14 | 339.6954 | 340.9491 | 7.6365 | 88.9964 | 0
| Zone | Remainder of System | 8 | Typical Event Day | CAISO | 1-in-2 | 2022 | 15 | 290.5973 | 298.3729 | 7.7487 | 90.3398 | 0
| Zone | Remainder of System | 8 | Typical Event Day | CAISO | 1-in-2 | 2022 | 16 | 250.7901 | 246.4548 | 7.8087 | 90.2511 | 0
| Zone | Remainder of System | 8 | Typical Event Day | CAISO | 1-in-2 | 2022 | 17 | 252.4901 | 256.2658 | 8.8438 | 89.8103 | 0
| Zone | Remainder of System | 8 | Typical Event Day | CAISO | 1-in-2 | 2022 | 18 | 220.8389 | 253.8309 | 8.8782 | 88.2706 | 0
| Zone | Remainder of System | 8 | Typical Event Day | CAISO | 1-in-2 | 2022 | 19 | 217.5747 | 200.7475 | 7.5278 | 86.5935 | 0
| Zone | Remainder of System | 8 | Typical Event Day | CAISO | 1-in-2 | 2022 | 20 | 216.1553 | 187.6228 | 7.4053 | 84.3378 | 0
| Zone | Remainder of System | 8 | Typical Event Day | CAISO | 1-in-2 | 2022 | 21 | 231.6623 | 210.6764 | 9.5028 | 81.1077 | 0
| Zone | Remainder of System | 8 | Typical Event Day | CAISO | 1-in-2 | 2022 | 22 | 383.7435 | 356.7846 | 7.8987 | 78.5052 | 0
| Zone | Remainder of System | 8 | Typical Event Day | CAISO | 1-in-2 | 2022 | 23 | 396.3451 | 364.2796 | 7.7075 | 76.6856 | 0
| Zone | Remainder of System | 8 | Typical Event Day | CAISO | 1-in-2 | 2022 | 24 | 355.727 | 339.8938 | 7.6945 | 75.379 | 0
| Zone | Remainder of System | 9 | Average Weekday | CAISO | 1-in-2 | 2022 | 1 | 265.996 | 274.9323 | 9.3378 | 67.9163 | 0
| Zone | Remainder of System | 9 | Average Weekday | CAISO | 1-in-2 | 2022 | 2 | 271.8128 | 273.2326 | 9.3541 | 67.0577 | 0
| Zone | Remainder of System | 9 | Average Weekday | CAISO | 1-in-2 | 2022 | 3 | 430.335 | 425.0288 | 9.3563 | 66.3107 | 0
| Zone | Remainder of System | 9 | Average Weekday | CAISO | 1-in-2 | 2022 | 4 | 587.4628 | 584.0499 | 9.3586 | 65.6674 | 0
| Zone | Remainder of System | 9 | Average Weekday | CAISO | 1-in-2 | 2022 | 5 | 529.1038 | 527.3684 | 9.3534 | 65.0638 | 0
| Zone | Remainder of System | 9 | Average Weekday | CAISO | 1-in-2 | 2022 | 6 | 514.4798 | 521.602 | 9.3446 | 64.4963 | 0
| Zone | Remainder of System | 9 | Average Weekday | CAISO | 1-in-2 | 2022 | 7 | 542.3877 | 529.2742 | 9.3182 | 64.1368 | 0
| Zone | Remainder of System | 9 | Average Weekday | CAISO | 1-in-2 | 2022 | 8 | 521.0285 | 517.3447 | 9.2742 | 63.932 | 0
| Zone | Remainder of System | 9 | Average Weekday | CAISO | 1-in-2 | 2022 | 9 | 475.7113 | 497.8609 | 9.2651 | 65.0104 | 0
| Zone | Remainder of System | 9 | Average Weekday | CAISO | 1-in-2 | 2022 | 10 | 471.5426 | 483.6599 | 9.3147 | 67.9774 | 0
| Zone | Remainder of System | 9 | Average Weekday | CAISO | 1-in-2 | 2022 | 11 | 443.2077 | 455.4582 | 9.2963 | 71.7876 | 0
| Zone | Remainder of System | 9 | Average Weekday | CAISO | 1-in-2 | 2022 | 12 | 436.939 | 449.5538 | 9.2763 | 75.6626 | 0
| Zone | Remainder of System | 9 | Average Weekday | CAISO | 1-in-2 | 2022 | 13 | 369.1132 | 382.9621 | 9.2656 | 78.8927 | 0
| Zone | Remainder of System | 9 | Average Weekday | CAISO | 1-in-2 | 2022 | 14 | 329.9948 | 343.9015 | 9.2894 | 81.1439 | 0
| Zone | Remainder of System | 9 | Average Weekday | CAISO | 1-in-2 | 2022 | 15 | 282.5951 | 297.6088 | 9.3361 | 82.3872 | 0
| Zone | Remainder of System | 9 | Average Weekday | CAISO | 1-in-2 | 2022 | 16 | 252.2121 | 254.8006 | 9.3772 | 82.7874 | 0
| Zone | Remainder of System | 9 | Average Weekday | CAISO | 1-in-2 | 2022 | 17 | 255.8625 | 262.0244 | 10.3655 | 82.4533 | 0
| Zone | Remainder of System | 9 | Average Weekday | CAISO | 1-in-2 | 2022 | 18 | 226.296 | 243.5986 | 10.2501 | 81.2939 | 0
| Zone | Remainder of System | 9 | Average Weekday | CAISO | 1-in-2 | 2022 | 19 | 228.1569 | 248.2592 | 10.2947 | 79.3617 | 0
| Zone | Remainder of System | 9 | Average Weekday | CAISO | 1-in-2 | 2022 | 20 | 227.3705 | 238.9688 | 9.4089 | 76.3554 | 0
| Zone | Remainder of System | 9 | Average Weekday | CAISO | 1-in-2 | 2022 | 21 | 237.4445 | 254.7932 | 9.6043 | 73.1548 | 0
| Zone | Remainder of System | 9 | Average Weekday | CAISO | 1-in-2 | 2022 | 22 | 389.496 | 412.5196 | 9.2912 | 71.2851 | 0
| Zone | Remainder of System | 9 | Average Weekday | CAISO | 1-in-2 | 2022 | 23 | 397.8766 | 420.4343 | 9.3277 | 69.929 | 0
| Zone | Remainder of System | 9 | Average Weekday | CAISO | 1-in-2 | 2022 | 24 | 352.5628 | 370.7867 | 9.312 | 68.7915 | 0
| Zone | Remainder of System | 9 | Monthly System Peak Day | CAISO | 1-in-2 | 2022 | 1 | 265.996 | 254.1179 | 9.3975 | 77.904 | 0
| Zone | Remainder of System | 9 | Monthly System Peak Day | CAISO | 1-in-2 | 2022 | 2 | 271.8128 | 243.8666 | 9.4158 | 76.6059 | 0
| Zone | Remainder of System | 9 | Monthly System Peak Day | CAISO | 1-in-2 | 2022 | 3 | 430.335 | 362.4859 | 9.4199 | 75.3749 | 0
| Zone | Remainder of System | 9 | Monthly System Peak Day | CAISO | 1-in-2 | 2022 | 4 | 587.4628 | 457.5818 | 9.4183 | 74.1759 | 0
| Zone | Remainder of System | 9 | Monthly System Peak Day | CAISO | 1-in-2 | 2022 | 5 | 529.1038 | 411.18 | 9.4136 | 73.1852 | 0
| Zone | Remainder of System | 9 | Monthly System Peak Day | CAISO | 1-in-2 | 2022 | 6 | 514.4798 | 412.8148 | 9.4051 | 72.1223 | 0
| Zone | Remainder of System | 9 | Monthly System Peak Day | CAISO | 1-in-2 | 2022 | 7 | 542.3877 | 432.625 | 9.4058 | 72.0548 | 0
| Zone | Remainder of System | 9 | Monthly System Peak Day | CAISO | 1-in-2 | 2022 | 8 | 521.0285 | 427.4046 | 9.3478 | 72.1768 | 0
| Zone | Remainder of System | 9 | Monthly System Peak Day | CAISO | 1-in-2 | 2022 | 9 | 475.7113 | 451.2293 | 9.3318 | 73.7735 | 0
| Zone | Remainder of System | 9 | Monthly System Peak Day | CAISO | 1-in-2 | 2022 | 10 | 471.5426 | 432.6898 | 9.3806 | 78.2508 | 0
| Zone | Remainder of System | 9 | Monthly System Peak Day | CAISO | 1-in-2 | 2022 | 11 | 443.2077 | 406.193 | 9.3452 | 84.4497 | 0
| Zone | Remainder of System | 9 | Monthly System Peak Day | CAISO | 1-in-2 | 2022 | 12 | 436.939 | 404.5035 | 9.3102 | 89.3024 | 0
| Zone | Remainder of System | 9 | Monthly System Peak Day | CAISO | 1-in-2 | 2022 | 13 | 369.1132 | 349.1406 | 9.2961 | 92.3143 | 0
| Zone | Remainder of System | 9 | Monthly System Peak Day | CAISO | 1-in-2 | 2022 | 14 | 329.9948 | 316.7904 | 9.3268 | 94.4131 | 0
| Zone | Remainder of System | 9 | Monthly System Peak Day | CAISO | 1-in-2 | 2022 | 15 | 282.5951 | 281.1237 | 9.4077 | 95.3252 | 0
| Zone | Remainder of System | 9 | Monthly System Peak Day | CAISO | 1-in-2 | 2022 | 16 | 252.2121 | 240.1173 | 9.4614 | 94.4826 | 0
| Zone | Remainder of System | 9 | Monthly System Peak Day | CAISO | 1-in-2 | 2022 | 17 | 255.8625 | 259.4925 | 10.3823 | 93.6941 | 0
| Zone | Remainder of System | 9 | Monthly System Peak Day | CAISO | 1-in-2 | 2022 | 18 | 226.296 | 255.9941 | 10.3695 | 92.461 | 0
| Zone | Remainder of System | 9 | Monthly System Peak Day | CAISO | 1-in-2 | 2022 | 19 | 228.1569 | 207.7837 | 9.8622 | 91.3242 | 0
| Zone | Remainder of System | 9 | Monthly System Peak Day | CAISO | 1-in-2 | 2022 | 20 | 227.3705 | 197.6474 | 9.2025 | 89.5099 | 0
| Zone | Remainder of System | 9 | Monthly System Peak Day | CAISO | 1-in-2 | 2022 | 21 | 237.4445 | 217.4924 | 10.5914 | 86.0988 | 0
| Zone | Remainder of System | 9 | Monthly System Peak Day | CAISO | 1-in-2 | 2022 | 22 | 389.496 | 350.659 | 9.4997 | 83.8735 | 0
| Zone | Remainder of System | 9 | Monthly System Peak Day | CAISO | 1-in-2 | 2022 | 23 | 397.8766 | 345.8474 | 9.3547 | 81.8733 | 0
| Zone | Remainder of System | 9 | Monthly System Peak Day | CAISO | 1-in-2 | 2022 | 24 | 352.5628 | 319.619 | 9.3627 | 80.3562 | 0
| Zone | Remainder of System | 10 | Average Weekday | CAISO | 1-in-2 | 2022 | 1 | 281.4657 | 291.824 | 8.764 | 62.4444 | 0
| Zone | Remainder of System | 10 | Average Weekday | CAISO | 1-in-2 | 2022 | 2 | 275.3415 | 281.7315 | 8.655 | 61.5437 | 0
| Zone | Remainder of System | 10 | Average Weekday | CAISO | 1-in-2 | 2022 | 3 | 423.0707 | 432.4904 | 8.6401 | 60.6485 | 0
| Zone | Remainder of System | 10 | Average Weekday | CAISO | 1-in-2 | 2022 | 4 | 586.7656 | 601.5083 | 8.6032 | 59.9332 | 0
| Zone | Remainder of System | 10 | Average Weekday | CAISO | 1-in-2 | 2022 | 5 | 577.3585 | 591.5285 | 8.5997 | 59.2025 | 0
| Zone | Remainder of System | 10 | Average Weekday | CAISO | 1-in-2 | 2022 | 6 | 569.7186 | 584.8129 | 8.5502 | 58.6584 | 0
| Zone | Remainder of System | 10 | Average Weekday | CAISO | 1-in-2 | 2022 | 7 | 569.684 | 568.6945 | 8.5369 | 58.2291 | 0
| Zone | Remainder of System | 10 | Average Weekday | CAISO | 1-in-2 | 2022 | 8 | 563.0145 | 564.467 | 8.8364 | 57.9539 | 0
| Zone | Remainder of System | 10 | Average Weekday | CAISO | 1-in-2 | 2022 | 9 | 535.2726 | 571.9541 | 9.2577 | 58.3197 | 0
| Zone | Remainder of System | 10 | Average Weekday | CAISO | 1-in-2 | 2022 | 10 | 517.9539 | 535.5526 | 8.9817 | 60.8693 | 0
| Zone | Remainder of System | 10 | Average Weekday | CAISO | 1-in-2 | 2022 | 11 | 503.7778 | 516.7717 | 9.2012 | 64.43 | 0
| Zone | Remainder of System | 10 | Average Weekday | CAISO | 1-in-2 | 2022 | 12 | 493.1764 | 504.1004 | 9.4444 | 68.177 | 0
| Zone | Remainder of System | 10 | Average Weekday | CAISO | 1-in-2 | 2022 | 13 | 398.2197 | 408.4755 | 9.6372 | 71.2953 | 0
| Zone | Remainder of System | 10 | Average Weekday | CAISO | 1-in-2 | 2022 | 14 | 346.459 | 353.669 | 9.5002 | 73.5492 | 0
| Zone | Remainder of System | 10 | Average Weekday | CAISO | 1-in-2 | 2022 | 15 | 303.2354 | 309.992 | 9.1097 | 74.9618 | 0
| Zone | Remainder of System | 10 | Average Weekday | CAISO | 1-in-2 | 2022 | 16 | 272.7759 | 275.4722 | 8.6141 | 75.8111 | 0
| Zone | Remainder of System | 10 | Average Weekday | CAISO | 1-in-2 | 2022 | 17 | 268.2481 | 273.8607 | 8.4302 | 75.6843 | 0
| Zone | Remainder of System | 10 | Average Weekday | CAISO | 1-in-2 | 2022 | 18 | 249.6467 | 255.7433 | 8.4866 | 74.5942 | 0
| Zone | Remainder of System | 10 | Average Weekday | CAISO | 1-in-2 | 2022 | 19 | 265.5785 | 272.195 | 8.9395 | 72.5631 | 0
| Zone | Remainder of System | 10 | Average Weekday | CAISO | 1-in-2 | 2022 | 20 | 259.1732 | 262.6334 | 8.6477 | 69.6331 | 0
| Zone | Remainder of System | 10 | Average Weekday | CAISO | 1-in-2 | 2022 | 21 | 248.2063 | 253.8552 | 8.3281 | 67.329 | 0
| Zone | Remainder of System | 10 | Average Weekday | CAISO | 1-in-2 | 2022 | 22 | 426.4803 | 444.2076 | 8.5322 | 65.6424 | 0
| Zone | Remainder of System | 10 | Average Weekday | CAISO | 1-in-2 | 2022 | 23 | 401.5385 | 422.1042 | 8.6835 | 64.3401 | 0
| Zone | Remainder of System | 10 | Average Weekday | CAISO | 1-in-2 | 2022 | 24 | 329.7665 | 353.1777 | 8.8609 | 63.2154 | 0
| Zone | Remainder of System | 10 | Monthly System Peak Day | CAISO | 1-in-2 | 2022 | 1 | 281.4657 | 301.6406 | 8.5967 | 72.2171 | 0
| Zone | Remainder of System | 10 | Monthly System Peak Day | CAISO | 1-in-2 | 2022 | 2 | 275.3415 | 286.4243 | 8.5417 | 70.8415 | 0
| Zone | Remainder of System | 10 | Monthly System Peak Day | CAISO | 1-in-2 | 2022 | 3 | 423.0707 | 436.453 | 8.5353 | 70.0803 | 0
| Zone | Remainder of System | 10 | Monthly System Peak Day | CAISO | 1-in-2 | 2022 | 4 | 586.7656 | 603.1566 | 8.5225 | 68.827 | 0
| Zone | Remainder of System | 10 | Monthly System Peak Day | CAISO | 1-in-2 | 2022 | 5 | 577.3585 | 596.615 | 8.5165 | 67.8458 | 0
| Zone | Remainder of System | 10 | Monthly System Peak Day | CAISO | 1-in-2 | 2022 | 6 | 569.7186 | 583.3745 | 8.4942 | 66.7427 | 0
| Zone | Remainder of System | 10 | Monthly System Peak Day | CAISO | 1-in-2 | 2022 | 7 | 569.684 | 562.9206 | 8.4832 | 65.8678 | 0
| Zone | Remainder of System | 10 | Monthly System Peak Day | CAISO | 1-in-2 | 2022 | 8 | 563.0145 | 565.8702 | 8.6392 | 65.4377 | 0
| Zone | Remainder of System | 10 | Monthly System Peak Day | CAISO | 1-in-2 | 2022 | 9 | 535.2726 | 583.6894 | 8.9329 | 66.2452 | 0
| Zone | Remainder of System | 10 | Monthly System Peak Day | CAISO | 1-in-2 | 2022 | 10 | 517.9539 | 540.8316 | 8.7237 | 69.8979 | 0
| Zone | Remainder of System | 10 | Monthly System Peak Day | CAISO | 1-in-2 | 2022 | 11 | 503.7778 | 525.4125 | 8.8652 | 74.5908 | 0
| Zone | Remainder of System | 10 | Monthly System Peak Day | CAISO | 1-in-2 | 2022 | 12 | 493.1764 | 517.4899 | 9.0355 | 79.3034 | 0
| Zone | Remainder of System | 10 | Monthly System Peak Day | CAISO | 1-in-2 | 2022 | 13 | 398.2197 | 408.125 | 9.1808 | 83.164 | 0
| Zone | Remainder of System | 10 | Monthly System Peak Day | CAISO | 1-in-2 | 2022 | 14 | 346.459 | 352.7823 | 9.0847 | 85.6548 | 0
| Zone | Remainder of System | 10 | Monthly System Peak Day | CAISO | 1-in-2 | 2022 | 15 | 303.2354 | 310.1582 | 8.7977 | 86.4362 | 0
| Zone | Remainder of System | 10 | Monthly System Peak Day | CAISO | 1-in-2 | 2022 | 16 | 272.7759 | 274.1272 | 8.4878 | 86.5258 | 0
| Zone | Remainder of System | 10 | Monthly System Peak Day | CAISO | 1-in-2 | 2022 | 17 | 268.2481 | 273.8202 | 8.3777 | 85.9902 | 0
| Zone | Remainder of System | 10 | Monthly System Peak Day | CAISO | 1-in-2 | 2022 | 18 | 249.6467 | 255.7486 | 8.3745 | 84.5165 | 0
| Zone | Remainder of System | 10 | Monthly System Peak Day | CAISO | 1-in-2 | 2022 | 19 | 265.5785 | 271.2766 | 8.8998 | 82.4122 | 0
| Zone | Remainder of System | 10 | Monthly System Peak Day | CAISO | 1-in-2 | 2022 | 20 | 259.1732 | 263.2113 | 8.6472 | 79.6766 | 0
| Zone | Remainder of System | 10 | Monthly System Peak Day | CAISO | 1-in-2 | 2022 | 21 | 248.2063 | 256.4424 | 8.563 | 76.8708 | 0
| Zone | Remainder of System | 10 | Monthly System Peak Day | CAISO | 1-in-2 | 2022 | 22 | 426.4803 | 444.1588 | 8.4623 | 74.658 | 0
| Zone | Remainder of System | 10 | Monthly System Peak Day | CAISO | 1-in-2 | 2022 | 23 | 401.5385 | 425.4573 | 8.5499 | 72.984 | 0
| Zone | Remainder of System | 10 | Monthly System Peak Day | CAISO | 1-in-2 | 2022 | 24 | 329.7665 | 367.4278 | 8.6582 | 71.6792 | 0
| Zone | Remainder of System | 11 | Average Weekday | CAISO | 1-in-2 | 2022 | 1 | 265.1512 | 271.6154 | 8.6488 | 55.1393 | 0
| Zone | Remainder of System | 11 | Average Weekday | CAISO | 1-in-2 | 2022 | 2 | 264.1441 | 270.2454 | 8.6662 | 54.2468 | 0
| Zone | Remainder of System | 11 | Average Weekday | CAISO | 1-in-2 | 2022 | 3 | 406.4874 | 416.9899 | 8.6416 | 53.5402 | 0
| Zone | Remainder of System | 11 | Average Weekday | CAISO | 1-in-2 | 2022 | 4 | 580.9459 | 598.3264 | 8.6527 | 52.8548 | 0
| Zone | Remainder of System | 11 | Average Weekday | CAISO | 1-in-2 | 2022 | 5 | 551.424 | 576.6219 | 8.6267 | 52.2064 | 0
| Zone | Remainder of System | 11 | Average Weekday | CAISO | 1-in-2 | 2022 | 6 | 534.6804 | 560.5942 | 8.6323 | 51.6886 | 0
| Zone | Remainder of System | 11 | Average Weekday | CAISO | 1-in-2 | 2022 | 7 | 542.1948 | 539.438 | 8.8175 | 51.4006 | 0
| Zone | Remainder of System | 11 | Average Weekday | CAISO | 1-in-2 | 2022 | 8 | 525.5057 | 528.0049 | 9.1176 | 51.2337 | 0
| Zone | Remainder of System | 11 | Average Weekday | CAISO | 1-in-2 | 2022 | 9 | 509.3365 | 535.5042 | 8.8127 | 52.617 | 0
| Zone | Remainder of System | 11 | Average Weekday | CAISO | 1-in-2 | 2022 | 10 | 488.0291 | 500.3988 | 9.1011 | 55.9436 | 0
| Zone | Remainder of System | 11 | Average Weekday | CAISO | 1-in-2 | 2022 | 11 | 463.8836 | 471.9998 | 9.2908 | 59.9898 | 0
| Zone | Remainder of System | 11 | Average Weekday | CAISO | 1-in-2 | 2022 | 12 | 457.3646 | 464.5666 | 9.3887 | 63.6279 | 0
| Zone | Remainder of System | 11 | Average Weekday | CAISO | 1-in-2 | 2022 | 13 | 372.2598 | 383.4236 | 9.1749 | 66.3108 | 0
| Zone | Remainder of System | 11 | Average Weekday | CAISO | 1-in-2 | 2022 | 14 | 337.5031 | 345.195 | 8.9144 | 67.955 | 0
| Zone | Remainder of System | 11 | Average Weekday | CAISO | 1-in-2 | 2022 | 15 | 286.7797 | 296.2055 | 8.5984 | 68.7613 | 0
| Zone | Remainder of System | 11 | Average Weekday | CAISO | 1-in-2 | 2022 | 16 | 259.3378 | 261.9001 | 8.6752 | 68.8401 | 0
| Zone | Remainder of System | 11 | Average Weekday | CAISO | 1-in-2 | 2022 | 17 | 262.5519 | 267.9384 | 8.5098 | 67.8879 | 0
| Zone | Remainder of System | 11 | Average Weekday | CAISO | 1-in-2 | 2022 | 18 | 244.604 | 250.7373 | 8.6754 | 65.6421 | 0
| Zone | Remainder of System | 11 | Average Weekday | CAISO | 1-in-2 | 2022 | 19 | 262.3371 | 266.6641 | 8.6691 | 63.0659 | 0
| Zone | Remainder of System | 11 | Average Weekday | CAISO | 1-in-2 | 2022 | 20 | 249.4978 | 310.2371 | 10.685 | 61.0428 | 0
| Zone | Remainder of System | 11 | Average Weekday | CAISO | 1-in-2 | 2022 | 21 | 237.3943 | 243.6632 | 8.2972 | 59.4763 | 0
| Zone | Remainder of System | 11 | Average Weekday | CAISO | 1-in-2 | 2022 | 22 | 408.3309 | 424.1819 | 8.6144 | 58.1157 | 0
| Zone | Remainder of System | 11 | Average Weekday | CAISO | 1-in-2 | 2022 | 23 | 384.4133 | 398.8915 | 8.7775 | 57.0092 | 0
| Zone | Remainder of System | 11 | Average Weekday | CAISO | 1-in-2 | 2022 | 24 | 311.3557 | 324.0907 | 8.7047 | 56.044 | 0
| Zone | Remainder of System | 11 | Monthly System Peak Day | CAISO | 1-in-2 | 2022 | 1 | 265.1512 | 271.6154 | 8.6488 | 56.8952 | 0
| Zone | Remainder of System | 11 | Monthly System Peak Day | CAISO | 1-in-2 | 2022 | 2 | 264.1441 | 270.2454 | 8.6662 | 55.5083 | 0
| Zone | Remainder of System | 11 | Monthly System Peak Day | CAISO | 1-in-2 | 2022 | 3 | 406.4874 | 416.9899 | 8.6416 | 54.5876 | 0
| Zone | Remainder of System | 11 | Monthly System Peak Day | CAISO | 1-in-2 | 2022 | 4 | 580.9459 | 598.3264 | 8.6527 | 53.8228 | 0
| Zone | Remainder of System | 11 | Monthly System Peak Day | CAISO | 1-in-2 | 2022 | 5 | 551.424 | 576.6219 | 8.6267 | 53.0023 | 0
| Zone | Remainder of System | 11 | Monthly System Peak Day | CAISO | 1-in-2 | 2022 | 6 | 534.6804 | 560.5942 | 8.6323 | 52.0448 | 0
| Zone | Remainder of System | 11 | Monthly System Peak Day | CAISO | 1-in-2 | 2022 | 7 | 542.1948 | 539.438 | 8.8175 | 51.8419 | 0
| Zone | Remainder of System | 11 | Monthly System Peak Day | CAISO | 1-in-2 | 2022 | 8 | 525.5057 | 528.0049 | 9.1176 | 51.2473 | 0
| Zone | Remainder of System | 11 | Monthly System Peak Day | CAISO | 1-in-2 | 2022 | 9 | 509.3365 | 535.5042 | 8.8127 | 53.9035 | 0
| Zone | Remainder of System | 11 | Monthly System Peak Day | CAISO | 1-in-2 | 2022 | 10 | 488.0291 | 500.3988 | 9.1011 | 59.5086 | 0
| Zone | Remainder of System | 11 | Monthly System Peak Day | CAISO | 1-in-2 | 2022 | 11 | 463.8836 | 471.9998 | 9.2908 | 65.8059 | 0
| Zone | Remainder of System | 11 | Monthly System Peak Day | CAISO | 1-in-2 | 2022 | 12 | 457.3646 | 464.5666 | 9.3887 | 71.0123 | 0
| Zone | Remainder of System | 11 | Monthly System Peak Day | CAISO | 1-in-2 | 2022 | 13 | 372.2598 | 383.4236 | 9.1749 | 74.1978 | 0
| Zone | Remainder of System | 11 | Monthly System Peak Day | CAISO | 1-in-2 | 2022 | 14 | 337.5031 | 345.195 | 8.9144 | 76.0754 | 0
| Zone | Remainder of System | 11 | Monthly System Peak Day | CAISO | 1-in-2 | 2022 | 15 | 286.7797 | 296.2055 | 8.5984 | 77.1162 | 0
| Zone | Remainder of System | 11 | Monthly System Peak Day | CAISO | 1-in-2 | 2022 | 16 | 259.3378 | 261.9001 | 8.6752 | 77.2485 | 0
| Zone | Remainder of System | 11 | Monthly System Peak Day | CAISO | 1-in-2 | 2022 | 17 | 262.5519 | 267.9384 | 8.5098 | 75.9806 | 0
| Zone | Remainder of System | 11 | Monthly System Peak Day | CAISO | 1-in-2 | 2022 | 18 | 244.604 | 250.7373 | 8.6754 | 73.0124 | 0
| Zone | Remainder of System | 11 | Monthly System Peak Day | CAISO | 1-in-2 | 2022 | 19 | 262.3371 | 266.6641 | 8.6691 | 69.2583 | 0
| Zone | Remainder of System | 11 | Monthly System Peak Day | CAISO | 1-in-2 | 2022 | 20 | 249.4978 | 310.2371 | 10.685 | 66.8881 | 0
| Zone | Remainder of System | 11 | Monthly System Peak Day | CAISO | 1-in-2 | 2022 | 21 | 237.3943 | 243.6632 | 8.2972 | 64.7514 | 0
| Zone | Remainder of System | 11 | Monthly System Peak Day | CAISO | 1-in-2 | 2022 | 22 | 408.3309 | 424.1819 | 8.6144 | 62.7621 | 0
| Zone | Remainder of System | 11 | Monthly System Peak Day | CAISO | 1-in-2 | 2022 | 23 | 384.4133 | 398.8915 | 8.7775 | 61.0133 | 0
| Zone | Remainder of System | 11 | Monthly System Peak Day | CAISO | 1-in-2 | 2022 | 24 | 311.3557 | 324.0907 | 8.7047 | 59.4414 | 0
| Zone | Remainder of System | 12 | Average Weekday | CAISO | 1-in-2 | 2022 | 1 | 249.3546 | 256.2671 | 8.5134 | 48.4162 | 0
| Zone | Remainder of System | 12 | Average Weekday | CAISO | 1-in-2 | 2022 | 2 | 245.4328 | 251.8277 | 8.5381 | 47.6968 | 0
| Zone | Remainder of System | 12 | Average Weekday | CAISO | 1-in-2 | 2022 | 3 | 381.5925 | 392.392 | 8.5434 | 47.0922 | 0
| Zone | Remainder of System | 12 | Average Weekday | CAISO | 1-in-2 | 2022 | 4 | 555.7462 | 573.2375 | 8.5497 | 46.5967 | 0
| Zone | Remainder of System | 12 | Average Weekday | CAISO | 1-in-2 | 2022 | 5 | 528.5168 | 557.3701 | 8.5531 | 46.1058 | 0
| Zone | Remainder of System | 12 | Average Weekday | CAISO | 1-in-2 | 2022 | 6 | 502.1714 | 532.269 | 8.558 | 45.6281 | 0
| Zone | Remainder of System | 12 | Average Weekday | CAISO | 1-in-2 | 2022 | 7 | 496.6604 | 494.9297 | 8.5206 | 45.2597 | 0
| Zone | Remainder of System | 12 | Average Weekday | CAISO | 1-in-2 | 2022 | 8 | 490.6387 | 496.9367 | 8.4761 | 44.9964 | 0
| Zone | Remainder of System | 12 | Average Weekday | CAISO | 1-in-2 | 2022 | 9 | 471.5695 | 499.4779 | 8.4319 | 45.5801 | 0
| Zone | Remainder of System | 12 | Average Weekday | CAISO | 1-in-2 | 2022 | 10 | 444.0936 | 459.2919 | 8.4572 | 48.5465 | 0
| Zone | Remainder of System | 12 | Average Weekday | CAISO | 1-in-2 | 2022 | 11 | 421.8086 | 431.8269 | 8.4189 | 52.2576 | 0
| Zone | Remainder of System | 12 | Average Weekday | CAISO | 1-in-2 | 2022 | 12 | 414.3192 | 421.1617 | 8.3839 | 55.5505 | 0
| Zone | Remainder of System | 12 | Average Weekday | CAISO | 1-in-2 | 2022 | 13 | 338.221 | 348.8635 | 8.3761 | 58.0477 | 0
| Zone | Remainder of System | 12 | Average Weekday | CAISO | 1-in-2 | 2022 | 14 | 304.7688 | 312.9428 | 8.4057 | 59.6814 | 0
| Zone | Remainder of System | 12 | Average Weekday | CAISO | 1-in-2 | 2022 | 15 | 269.6744 | 278.2296 | 8.4547 | 60.6344 | 0
| Zone | Remainder of System | 12 | Average Weekday | CAISO | 1-in-2 | 2022 | 16 | 237.3006 | 239.6626 | 8.5082 | 60.924 | 0
| Zone | Remainder of System | 12 | Average Weekday | CAISO | 1-in-2 | 2022 | 17 | 241.2953 | 247.3697 | 8.3922 | 60.2163 | 0
| Zone | Remainder of System | 12 | Average Weekday | CAISO | 1-in-2 | 2022 | 18 | 225.6084 | 231.5028 | 8.3719 | 58.125 | 0
| Zone | Remainder of System | 12 | Average Weekday | CAISO | 1-in-2 | 2022 | 19 | 244.5786 | 248.8972 | 8.6687 | 55.6097 | 0
| Zone | Remainder of System | 12 | Average Weekday | CAISO | 1-in-2 | 2022 | 20 | 239.1514 | 300.9158 | 8.6791 | 53.8019 | 0
| Zone | Remainder of System | 12 | Average Weekday | CAISO | 1-in-2 | 2022 | 21 | 227.2731 | 233.8209 | 8.297 | 52.3231 | 0
| Zone | Remainder of System | 12 | Average Weekday | CAISO | 1-in-2 | 2022 | 22 | 395.7469 | 411.3558 | 8.4561 | 51.115 | 0
| Zone | Remainder of System | 12 | Average Weekday | CAISO | 1-in-2 | 2022 | 23 | 372.6771 | 387.3729 | 8.4822 | 50.11 | 0
| Zone | Remainder of System | 12 | Average Weekday | CAISO | 1-in-2 | 2022 | 24 | 300.6133 | 313.9383 | 8.4866 | 49.1232 | 0
| Zone | Remainder of System | 12 | Monthly System Peak Day | CAISO | 1-in-2 | 2022 | 1 | 249.3546 | 256.2671 | 8.5134 | 48.2948 | 0
| Zone | Remainder of System | 12 | Monthly System Peak Day | CAISO | 1-in-2 | 2022 | 2 | 245.4328 | 251.8277 | 8.5381 | 46.93 | 0
| Zone | Remainder of System | 12 | Monthly System Peak Day | CAISO | 1-in-2 | 2022 | 3 | 381.5925 | 392.392 | 8.5434 | 46.1477 | 0
| Zone | Remainder of System | 12 | Monthly System Peak Day | CAISO | 1-in-2 | 2022 | 4 | 555.7462 | 573.2375 | 8.5497 | 45.4458 | 0
| Zone | Remainder of System | 12 | Monthly System Peak Day | CAISO | 1-in-2 | 2022 | 5 | 528.5168 | 557.3701 | 8.5531 | 44.5797 | 0
| Zone | Remainder of System | 12 | Monthly System Peak Day | CAISO | 1-in-2 | 2022 | 6 | 502.1714 | 532.269 | 8.558 | 44.0612 | 0
| Zone | Remainder of System | 12 | Monthly System Peak Day | CAISO | 1-in-2 | 2022 | 7 | 496.6604 | 494.9297 | 8.5206 | 43.8067 | 0
| Zone | Remainder of System | 12 | Monthly System Peak Day | CAISO | 1-in-2 | 2022 | 8 | 490.6387 | 496.9367 | 8.4761 | 43.7139 | 0
| Zone | Remainder of System | 12 | Monthly System Peak Day | CAISO | 1-in-2 | 2022 | 9 | 471.5695 | 499.4779 | 8.4319 | 44.6007 | 0
| Zone | Remainder of System | 12 | Monthly System Peak Day | CAISO | 1-in-2 | 2022 | 10 | 444.0936 | 459.2919 | 8.4572 | 48.3374 | 0
| Zone | Remainder of System | 12 | Monthly System Peak Day | CAISO | 1-in-2 | 2022 | 11 | 421.8086 | 431.8269 | 8.4189 | 53.0775 | 0
| Zone | Remainder of System | 12 | Monthly System Peak Day | CAISO | 1-in-2 | 2022 | 12 | 414.3192 | 421.1617 | 8.3839 | 57.7845 | 0
| Zone | Remainder of System | 12 | Monthly System Peak Day | CAISO | 1-in-2 | 2022 | 13 | 338.221 | 348.8635 | 8.3761 | 61.0577 | 0
| Zone | Remainder of System | 12 | Monthly System Peak Day | CAISO | 1-in-2 | 2022 | 14 | 304.7688 | 312.9428 | 8.4057 | 62.7922 | 0
| Zone | Remainder of System | 12 | Monthly System Peak Day | CAISO | 1-in-2 | 2022 | 15 | 269.6744 | 278.2296 | 8.4547 | 63.3541 | 0
| Zone | Remainder of System | 12 | Monthly System Peak Day | CAISO | 1-in-2 | 2022 | 16 | 237.3006 | 239.6626 | 8.5082 | 63.3348 | 0
| Zone | Remainder of System | 12 | Monthly System Peak Day | CAISO | 1-in-2 | 2022 | 17 | 241.2953 | 247.3697 | 8.3922 | 62.5976 | 0
| Zone | Remainder of System | 12 | Monthly System Peak Day | CAISO | 1-in-2 | 2022 | 18 | 225.6084 | 231.5028 | 8.3719 | 60.1329 | 0
| Zone | Remainder of System | 12 | Monthly System Peak Day | CAISO | 1-in-2 | 2022 | 19 | 244.5786 | 248.8972 | 8.6687 | 57.542 | 0
| Zone | Remainder of System | 12 | Monthly System Peak Day | CAISO | 1-in-2 | 2022 | 20 | 239.1514 | 300.9158 | 8.6791 | 55.6973 | 0
| Zone | Remainder of System | 12 | Monthly System Peak Day | CAISO | 1-in-2 | 2022 | 21 | 227.2731 | 233.8209 | 8.297 | 54.0723 | 0
| Zone | Remainder of System | 12 | Monthly System Peak Day | CAISO | 1-in-2 | 2022 | 22 | 395.7469 | 411.3558 | 8.4561 | 52.6684 | 0
| Zone | Remainder of System | 12 | Monthly System Peak Day | CAISO | 1-in-2 | 2022 | 23 | 372.6771 | 387.3729 | 8.4822 | 51.6911 | 0
| Zone | Remainder of System | 12 | Monthly System Peak Day | CAISO | 1-in-2 | 2022 | 24 | 300.6133 | 313.9383 | 8.4866 | 50.2983 | 0
| Zone | Remainder of System | 1 | Average Weekday | CAISO | 1-in-2 | 2023 | 1 | 261.5652 | 267.8006 | 8.2297 | 51.6966 | 0
| Zone | Remainder of System | 1 | Average Weekday | CAISO | 1-in-2 | 2023 | 2 | 258.4173 | 265.5458 | 8.2561 | 50.8567 | 0
| Zone | Remainder of System | 1 | Average Weekday | CAISO | 1-in-2 | 2023 | 3 | 399.7532 | 411.5165 | 8.2618 | 50.0656 | 0
| Zone | Remainder of System | 1 | Average Weekday | CAISO | 1-in-2 | 2023 | 4 | 570.5834 | 588.8165 | 8.2686 | 49.4579 | 0
| Zone | Remainder of System | 1 | Average Weekday | CAISO | 1-in-2 | 2023 | 5 | 544.9394 | 572.8519 | 8.2722 | 48.6945 | 0
| Zone | Remainder of System | 1 | Average Weekday | CAISO | 1-in-2 | 2023 | 6 | 529.6785 | 559.7693 | 8.2777 | 48.0933 | 0
| Zone | Remainder of System | 1 | Average Weekday | CAISO | 1-in-2 | 2023 | 7 | 536.2596 | 534.1585 | 8.2382 | 47.6913 | 0
| Zone | Remainder of System | 1 | Average Weekday | CAISO | 1-in-2 | 2023 | 8 | 529.27 | 535.0516 | 8.1885 | 47.4835 | 0
| Zone | Remainder of System | 1 | Average Weekday | CAISO | 1-in-2 | 2023 | 9 | 497.6308 | 522.7437 | 8.1387 | 48.0697 | 0
| Zone | Remainder of System | 1 | Average Weekday | CAISO | 1-in-2 | 2023 | 10 | 480.1548 | 493.313 | 8.1663 | 51.1465 | 0
| Zone | Remainder of System | 1 | Average Weekday | CAISO | 1-in-2 | 2023 | 11 | 452.7442 | 461.1171 | 8.1223 | 55.3765 | 0
| Zone | Remainder of System | 1 | Average Weekday | CAISO | 1-in-2 | 2023 | 12 | 448.1206 | 454.6726 | 8.0816 | 59.3259 | 0
| Zone | Remainder of System | 1 | Average Weekday | CAISO | 1-in-2 | 2023 | 13 | 377.5566 | 388.1892 | 8.0713 | 62.3629 | 0
| Zone | Remainder of System | 1 | Average Weekday | CAISO | 1-in-2 | 2023 | 14 | 340.9402 | 348.6298 | 8.1059 | 64.3351 | 0
| Zone | Remainder of System | 1 | Average Weekday | CAISO | 1-in-2 | 2023 | 15 | 296.7613 | 304.5392 | 8.1634 | 65.597 | 0
| Zone | Remainder of System | 1 | Average Weekday | CAISO | 1-in-2 | 2023 | 16 | 263.9643 | 266.2547 | 8.2237 | 66.0866 | 0
| Zone | Remainder of System | 1 | Average Weekday | CAISO | 1-in-2 | 2023 | 17 | 266.3904 | 272.7031 | 8.0886 | 65.5552 | 0
| Zone | Remainder of System | 1 | Average Weekday | CAISO | 1-in-2 | 2023 | 18 | 247.5934 | 253.4982 | 8.067 | 63.7601 | 0
| Zone | Remainder of System | 1 | Average Weekday | CAISO | 1-in-2 | 2023 | 19 | 261.7552 | 266.1376 | 8.3176 | 60.7946 | 0
| Zone | Remainder of System | 1 | Average Weekday | CAISO | 1-in-2 | 2023 | 20 | 253.3462 | 315.1504 | 8.3348 | 58.559 | 0
| Zone | Remainder of System | 1 | Average Weekday | CAISO | 1-in-2 | 2023 | 21 | 236.8217 | 243.2096 | 7.9799 | 56.9225 | 0
| Zone | Remainder of System | 1 | Average Weekday | CAISO | 1-in-2 | 2023 | 22 | 408.0252 | 423.8658 | 8.1726 | 55.4974 | 0
| Zone | Remainder of System | 1 | Average Weekday | CAISO | 1-in-2 | 2023 | 23 | 392.5731 | 407.3338 | 8.1983 | 54.2455 | 0
| Zone | Remainder of System | 1 | Average Weekday | CAISO | 1-in-2 | 2023 | 24 | 322.6606 | 335.0568 | 8.201 | 53.1421 | 0
| Zone | Remainder of System | 1 | Monthly System Peak Day | CAISO | 1-in-2 | 2023 | 1 | 261.5652 | 267.8006 | 8.2297 | 47.5791 | 0
| Zone | Remainder of System | 1 | Monthly System Peak Day | CAISO | 1-in-2 | 2023 | 2 | 258.4173 | 265.5458 | 8.2561 | 46.5599 | 0
| Zone | Remainder of System | 1 | Monthly System Peak Day | CAISO | 1-in-2 | 2023 | 3 | 399.7532 | 411.5165 | 8.2618 | 45.5395 | 0
| Zone | Remainder of System | 1 | Monthly System Peak Day | CAISO | 1-in-2 | 2023 | 4 | 570.5834 | 588.8165 | 8.2686 | 44.8071 | 0
| Zone | Remainder of System | 1 | Monthly System Peak Day | CAISO | 1-in-2 | 2023 | 5 | 544.9394 | 572.8519 | 8.2722 | 44.0112 | 0
| Zone | Remainder of System | 1 | Monthly System Peak Day | CAISO | 1-in-2 | 2023 | 6 | 529.6785 | 559.7693 | 8.2777 | 43.5364 | 0
| Zone | Remainder of System | 1 | Monthly System Peak Day | CAISO | 1-in-2 | 2023 | 7 | 536.2596 | 534.1585 | 8.2382 | 43.2181 | 0
| Zone | Remainder of System | 1 | Monthly System Peak Day | CAISO | 1-in-2 | 2023 | 8 | 529.27 | 535.0516 | 8.1885 | 43.1351 | 0
| Zone | Remainder of System | 1 | Monthly System Peak Day | CAISO | 1-in-2 | 2023 | 9 | 497.6308 | 522.7437 | 8.1387 | 43.8574 | 0
| Zone | Remainder of System | 1 | Monthly System Peak Day | CAISO | 1-in-2 | 2023 | 10 | 480.1548 | 493.313 | 8.1663 | 46.2637 | 0
| Zone | Remainder of System | 1 | Monthly System Peak Day | CAISO | 1-in-2 | 2023 | 11 | 452.7442 | 461.1171 | 8.1223 | 49.3761 | 0
| Zone | Remainder of System | 1 | Monthly System Peak Day | CAISO | 1-in-2 | 2023 | 12 | 448.1206 | 454.6726 | 8.0816 | 52.0586 | 0
| Zone | Remainder of System | 1 | Monthly System Peak Day | CAISO | 1-in-2 | 2023 | 13 | 377.5566 | 388.1892 | 8.0713 | 53.2747 | 0
| Zone | Remainder of System | 1 | Monthly System Peak Day | CAISO | 1-in-2 | 2023 | 14 | 340.9402 | 348.6298 | 8.1059 | 54.3508 | 0
| Zone | Remainder of System | 1 | Monthly System Peak Day | CAISO | 1-in-2 | 2023 | 15 | 296.7613 | 304.5392 | 8.1634 | 55.45 | 0
| Zone | Remainder of System | 1 | Monthly System Peak Day | CAISO | 1-in-2 | 2023 | 16 | 263.9643 | 266.2547 | 8.2237 | 56.1591 | 0
| Zone | Remainder of System | 1 | Monthly System Peak Day | CAISO | 1-in-2 | 2023 | 17 | 266.3904 | 272.7031 | 8.0886 | 55.461 | 0
| Zone | Remainder of System | 1 | Monthly System Peak Day | CAISO | 1-in-2 | 2023 | 18 | 247.5934 | 253.4982 | 8.067 | 54.1689 | 0
| Zone | Remainder of System | 1 | Monthly System Peak Day | CAISO | 1-in-2 | 2023 | 19 | 261.7552 | 266.1376 | 8.3176 | 52.5576 | 0
| Zone | Remainder of System | 1 | Monthly System Peak Day | CAISO | 1-in-2 | 2023 | 20 | 253.3462 | 315.1504 | 8.3348 | 51.4093 | 0
| Zone | Remainder of System | 1 | Monthly System Peak Day | CAISO | 1-in-2 | 2023 | 21 | 236.8217 | 243.2096 | 7.9799 | 50.2882 | 0
| Zone | Remainder of System | 1 | Monthly System Peak Day | CAISO | 1-in-2 | 2023 | 22 | 408.0252 | 423.8658 | 8.1726 | 49.3354 | 0
| Zone | Remainder of System | 1 | Monthly System Peak Day | CAISO | 1-in-2 | 2023 | 23 | 392.5731 | 407.3338 | 8.1983 | 48.5349 | 0
| Zone | Remainder of System | 1 | Monthly System Peak Day | CAISO | 1-in-2 | 2023 | 24 | 322.6606 | 335.0568 | 8.201 | 47.6998 | 0
| Zone | Remainder of System | 2 | Average Weekday | CAISO | 1-in-2 | 2023 | 1 | 261.2328 | 268.2842 | 8.2869 | 52.5675 | 0
| Zone | Remainder of System | 2 | Average Weekday | CAISO | 1-in-2 | 2023 | 2 | 255.0494 | 262.7079 | 8.319 | 51.7224 | 0
| Zone | Remainder of System | 2 | Average Weekday | CAISO | 1-in-2 | 2023 | 3 | 392.4398 | 405.5269 | 8.3258 | 50.9045 | 0
| Zone | Remainder of System | 2 | Average Weekday | CAISO | 1-in-2 | 2023 | 4 | 560.3694 | 580.5746 | 8.3338 | 50.1164 | 0
| Zone | Remainder of System | 2 | Average Weekday | CAISO | 1-in-2 | 2023 | 5 | 542.15 | 573.1213 | 8.3372 | 49.374 | 0
| Zone | Remainder of System | 2 | Average Weekday | CAISO | 1-in-2 | 2023 | 6 | 531.0359 | 563.1888 | 8.3421 | 48.7755 | 0
| Zone | Remainder of System | 2 | Average Weekday | CAISO | 1-in-2 | 2023 | 7 | 523.7343 | 522.6454 | 8.294 | 48.3328 | 0
| Zone | Remainder of System | 2 | Average Weekday | CAISO | 1-in-2 | 2023 | 8 | 515.3905 | 521.6124 | 8.2351 | 48.1435 | 0
| Zone | Remainder of System | 2 | Average Weekday | CAISO | 1-in-2 | 2023 | 9 | 496.5258 | 521.8672 | 8.175 | 49.3982 | 0
| Zone | Remainder of System | 2 | Average Weekday | CAISO | 1-in-2 | 2023 | 10 | 474.8495 | 487.377 | 8.2108 | 52.9426 | 0
| Zone | Remainder of System | 2 | Average Weekday | CAISO | 1-in-2 | 2023 | 11 | 451.9261 | 460.5326 | 8.1555 | 57.0736 | 0
| Zone | Remainder of System | 2 | Average Weekday | CAISO | 1-in-2 | 2023 | 12 | 446.6169 | 454.2859 | 8.1029 | 60.5918 | 0
| Zone | Remainder of System | 2 | Average Weekday | CAISO | 1-in-2 | 2023 | 13 | 371.7269 | 383.3023 | 8.0887 | 63.117 | 0
| Zone | Remainder of System | 2 | Average Weekday | CAISO | 1-in-2 | 2023 | 14 | 332.0324 | 340.3467 | 8.1336 | 64.6805 | 0
| Zone | Remainder of System | 2 | Average Weekday | CAISO | 1-in-2 | 2023 | 15 | 283.8284 | 293.228 | 8.2062 | 65.5714 | 0
| Zone | Remainder of System | 2 | Average Weekday | CAISO | 1-in-2 | 2023 | 16 | 253.47 | 256.9337 | 8.2802 | 65.833 | 0
| Zone | Remainder of System | 2 | Average Weekday | CAISO | 1-in-2 | 2023 | 17 | 245.1986 | 250.2414 | 8.1213 | 65.4214 | 0
| Zone | Remainder of System | 2 | Average Weekday | CAISO | 1-in-2 | 2023 | 18 | 231.8266 | 236.9614 | 8.0932 | 64.0855 | 0
| Zone | Remainder of System | 2 | Average Weekday | CAISO | 1-in-2 | 2023 | 19 | 254.1986 | 258.6635 | 8.3176 | 61.5241 | 0
| Zone | Remainder of System | 2 | Average Weekday | CAISO | 1-in-2 | 2023 | 20 | 246.5955 | 306.4491 | 8.3383 | 59.1486 | 0
| Zone | Remainder of System | 2 | Average Weekday | CAISO | 1-in-2 | 2023 | 21 | 225.2643 | 231.4544 | 7.954 | 57.4325 | 0
| Zone | Remainder of System | 2 | Average Weekday | CAISO | 1-in-2 | 2023 | 22 | 392.9845 | 408.6537 | 8.2138 | 55.9779 | 0
| Zone | Remainder of System | 2 | Average Weekday | CAISO | 1-in-2 | 2023 | 23 | 375.8534 | 391.023 | 8.2477 | 54.7327 | 0
| Zone | Remainder of System | 2 | Average Weekday | CAISO | 1-in-2 | 2023 | 24 | 315.1933 | 328.8475 | 8.2515 | 53.6434 | 0
| Zone | Remainder of System | 2 | Monthly System Peak Day | CAISO | 1-in-2 | 2023 | 1 | 261.2328 | 268.2842 | 8.2869 | 43.5438 | 0
| Zone | Remainder of System | 2 | Monthly System Peak Day | CAISO | 1-in-2 | 2023 | 2 | 255.0494 | 262.7079 | 8.319 | 42.7868 | 0
| Zone | Remainder of System | 2 | Monthly System Peak Day | CAISO | 1-in-2 | 2023 | 3 | 392.4398 | 405.5269 | 8.3258 | 42.1016 | 0
| Zone | Remainder of System | 2 | Monthly System Peak Day | CAISO | 1-in-2 | 2023 | 4 | 560.3694 | 580.5746 | 8.3338 | 41.5683 | 0
| Zone | Remainder of System | 2 | Monthly System Peak Day | CAISO | 1-in-2 | 2023 | 5 | 542.15 | 573.1213 | 8.3372 | 40.7986 | 0
| Zone | Remainder of System | 2 | Monthly System Peak Day | CAISO | 1-in-2 | 2023 | 6 | 531.0359 | 563.1888 | 8.3421 | 40.0606 | 0
| Zone | Remainder of System | 2 | Monthly System Peak Day | CAISO | 1-in-2 | 2023 | 7 | 523.7343 | 522.6454 | 8.294 | 39.4674 | 0
| Zone | Remainder of System | 2 | Monthly System Peak Day | CAISO | 1-in-2 | 2023 | 8 | 515.3905 | 521.6124 | 8.2351 | 39.2967 | 0
| Zone | Remainder of System | 2 | Monthly System Peak Day | CAISO | 1-in-2 | 2023 | 9 | 496.5258 | 521.8672 | 8.175 | 40.8391 | 0
| Zone | Remainder of System | 2 | Monthly System Peak Day | CAISO | 1-in-2 | 2023 | 10 | 474.8495 | 487.377 | 8.2108 | 44.0474 | 0
| Zone | Remainder of System | 2 | Monthly System Peak Day | CAISO | 1-in-2 | 2023 | 11 | 451.9261 | 460.5326 | 8.1555 | 47.42 | 0
| Zone | Remainder of System | 2 | Monthly System Peak Day | CAISO | 1-in-2 | 2023 | 12 | 446.6169 | 454.2859 | 8.1029 | 50.4917 | 0
| Zone | Remainder of System | 2 | Monthly System Peak Day | CAISO | 1-in-2 | 2023 | 13 | 371.7269 | 383.3023 | 8.0887 | 52.9941 | 0
| Zone | Remainder of System | 2 | Monthly System Peak Day | CAISO | 1-in-2 | 2023 | 14 | 332.0324 | 340.3467 | 8.1336 | 54.6576 | 0
| Zone | Remainder of System | 2 | Monthly System Peak Day | CAISO | 1-in-2 | 2023 | 15 | 283.8284 | 293.228 | 8.2062 | 55.7966 | 0
| Zone | Remainder of System | 2 | Monthly System Peak Day | CAISO | 1-in-2 | 2023 | 16 | 253.47 | 256.9337 | 8.2802 | 56.3506 | 0
| Zone | Remainder of System | 2 | Monthly System Peak Day | CAISO | 1-in-2 | 2023 | 17 | 245.1986 | 250.2414 | 8.1213 | 56.1764 | 0
| Zone | Remainder of System | 2 | Monthly System Peak Day | CAISO | 1-in-2 | 2023 | 18 | 231.8266 | 236.9614 | 8.0932 | 55.1213 | 0
| Zone | Remainder of System | 2 | Monthly System Peak Day | CAISO | 1-in-2 | 2023 | 19 | 254.1986 | 258.6635 | 8.3176 | 52.9983 | 0
| Zone | Remainder of System | 2 | Monthly System Peak Day | CAISO | 1-in-2 | 2023 | 20 | 246.5955 | 306.4491 | 8.3383 | 50.8817 | 0
| Zone | Remainder of System | 2 | Monthly System Peak Day | CAISO | 1-in-2 | 2023 | 21 | 225.2643 | 231.4544 | 7.954 | 49.3216 | 0
| Zone | Remainder of System | 2 | Monthly System Peak Day | CAISO | 1-in-2 | 2023 | 22 | 392.9845 | 408.6537 | 8.2138 | 47.9568 | 0
| Zone | Remainder of System | 2 | Monthly System Peak Day | CAISO | 1-in-2 | 2023 | 23 | 375.8534 | 391.023 | 8.2477 | 46.7378 | 0
| Zone | Remainder of System | 2 | Monthly System Peak Day | CAISO | 1-in-2 | 2023 | 24 | 315.1933 | 328.8475 | 8.2515 | 45.5444 | 0
| Zone | Remainder of System | 3 | Average Weekday | CAISO | 1-in-2 | 2023 | 1 | 268.4275 | 280.2715 | 8.3746 | 54.0244 | 0
| Zone | Remainder of System | 3 | Average Weekday | CAISO | 1-in-2 | 2023 | 2 | 263.0795 | 270.5459 | 8.3258 | 53.0154 | 0
| Zone | Remainder of System | 3 | Average Weekday | CAISO | 1-in-2 | 2023 | 3 | 420.237 | 431.2164 | 8.3185 | 52.1085 | 0
| Zone | Remainder of System | 3 | Average Weekday | CAISO | 1-in-2 | 2023 | 4 | 592.9144 | 609.6422 | 8.3012 | 51.3271 | 0
| Zone | Remainder of System | 3 | Average Weekday | CAISO | 1-in-2 | 2023 | 5 | 560.8666 | 580.2005 | 8.2951 | 50.5861 | 0
| Zone | Remainder of System | 3 | Average Weekday | CAISO | 1-in-2 | 2023 | 6 | 549.989 | 569.0446 | 8.2634 | 49.8821 | 0
| Zone | Remainder of System | 3 | Average Weekday | CAISO | 1-in-2 | 2023 | 7 | 554.1147 | 554.8349 | 8.2479 | 49.399 | 0
| Zone | Remainder of System | 3 | Average Weekday | CAISO | 1-in-2 | 2023 | 8 | 534.2229 | 543.3104 | 8.4024 | 49.1477 | 0
| Zone | Remainder of System | 3 | Average Weekday | CAISO | 1-in-2 | 2023 | 9 | 518.4665 | 558.1161 | 8.5935 | 50.1844 | 0
| Zone | Remainder of System | 3 | Average Weekday | CAISO | 1-in-2 | 2023 | 10 | 499.6045 | 522.2523 | 8.4601 | 53.2277 | 0
| Zone | Remainder of System | 3 | Average Weekday | CAISO | 1-in-2 | 2023 | 11 | 468.9696 | 485.286 | 8.5386 | 56.8354 | 0
| Zone | Remainder of System | 3 | Average Weekday | CAISO | 1-in-2 | 2023 | 12 | 468.8536 | 480.9518 | 8.6276 | 60.1749 | 0
| Zone | Remainder of System | 3 | Average Weekday | CAISO | 1-in-2 | 2023 | 13 | 377.1699 | 388.0188 | 8.7026 | 62.8043 | 0
| Zone | Remainder of System | 3 | Average Weekday | CAISO | 1-in-2 | 2023 | 14 | 351.4223 | 358.8214 | 8.6531 | 64.6602 | 0
| Zone | Remainder of System | 3 | Average Weekday | CAISO | 1-in-2 | 2023 | 15 | 305.8768 | 312.883 | 8.4869 | 65.8561 | 0
| Zone | Remainder of System | 3 | Average Weekday | CAISO | 1-in-2 | 2023 | 16 | 272.5057 | 275.3901 | 8.2694 | 66.5387 | 0
| Zone | Remainder of System | 3 | Average Weekday | CAISO | 1-in-2 | 2023 | 17 | 272.8308 | 278.6556 | 8.1173 | 66.6098 | 0
| Zone | Remainder of System | 3 | Average Weekday | CAISO | 1-in-2 | 2023 | 18 | 246.0937 | 252.5327 | 8.1318 | 65.845 | 0
| Zone | Remainder of System | 3 | Average Weekday | CAISO | 1-in-2 | 2023 | 19 | 261.498 | 268.1473 | 8.4055 | 64.2052 | 0
| Zone | Remainder of System | 3 | Average Weekday | CAISO | 1-in-2 | 2023 | 20 | 248.7376 | 252.1168 | 8.3023 | 61.7132 | 0
| Zone | Remainder of System | 3 | Average Weekday | CAISO | 1-in-2 | 2023 | 21 | 221.381 | 226.4142 | 7.9834 | 59.1399 | 0
| Zone | Remainder of System | 3 | Average Weekday | CAISO | 1-in-2 | 2023 | 22 | 417.1398 | 435.492 | 8.2276 | 57.4121 | 0
| Zone | Remainder of System | 3 | Average Weekday | CAISO | 1-in-2 | 2023 | 23 | 404.8565 | 426.3015 | 8.3296 | 56.1046 | 0
| Zone | Remainder of System | 3 | Average Weekday | CAISO | 1-in-2 | 2023 | 24 | 346.5402 | 371.5644 | 8.42 | 54.9793 | 0
| Zone | Remainder of System | 3 | Monthly System Peak Day | CAISO | 1-in-2 | 2023 | 1 | 268.4275 | 280.2715 | 8.3746 | 56.9603 | 0
| Zone | Remainder of System | 3 | Monthly System Peak Day | CAISO | 1-in-2 | 2023 | 2 | 263.0795 | 270.5459 | 8.3258 | 55.7974 | 0
| Zone | Remainder of System | 3 | Monthly System Peak Day | CAISO | 1-in-2 | 2023 | 3 | 420.237 | 431.2164 | 8.3185 | 54.1445 | 0
| Zone | Remainder of System | 3 | Monthly System Peak Day | CAISO | 1-in-2 | 2023 | 4 | 592.9144 | 609.6422 | 8.3012 | 53.2971 | 0
| Zone | Remainder of System | 3 | Monthly System Peak Day | CAISO | 1-in-2 | 2023 | 5 | 560.8666 | 580.2005 | 8.2951 | 52.3144 | 0
| Zone | Remainder of System | 3 | Monthly System Peak Day | CAISO | 1-in-2 | 2023 | 6 | 549.989 | 569.0446 | 8.2634 | 51.3896 | 0
| Zone | Remainder of System | 3 | Monthly System Peak Day | CAISO | 1-in-2 | 2023 | 7 | 554.1147 | 554.8349 | 8.2479 | 50.9162 | 0
| Zone | Remainder of System | 3 | Monthly System Peak Day | CAISO | 1-in-2 | 2023 | 8 | 534.2229 | 543.3104 | 8.4024 | 50.0641 | 0
| Zone | Remainder of System | 3 | Monthly System Peak Day | CAISO | 1-in-2 | 2023 | 9 | 518.4665 | 558.1161 | 8.5935 | 50.4442 | 0
| Zone | Remainder of System | 3 | Monthly System Peak Day | CAISO | 1-in-2 | 2023 | 10 | 499.6045 | 522.2523 | 8.4601 | 53.4591 | 0
| Zone | Remainder of System | 3 | Monthly System Peak Day | CAISO | 1-in-2 | 2023 | 11 | 468.9696 | 485.286 | 8.5386 | 58.2081 | 0
| Zone | Remainder of System | 3 | Monthly System Peak Day | CAISO | 1-in-2 | 2023 | 12 | 468.8536 | 480.9518 | 8.6276 | 62.4932 | 0
| Zone | Remainder of System | 3 | Monthly System Peak Day | CAISO | 1-in-2 | 2023 | 13 | 377.1699 | 388.0188 | 8.7026 | 65.7865 | 0
| Zone | Remainder of System | 3 | Monthly System Peak Day | CAISO | 1-in-2 | 2023 | 14 | 351.4223 | 358.8214 | 8.6531 | 67.6177 | 0
| Zone | Remainder of System | 3 | Monthly System Peak Day | CAISO | 1-in-2 | 2023 | 15 | 305.8768 | 312.883 | 8.4869 | 68.7829 | 0
| Zone | Remainder of System | 3 | Monthly System Peak Day | CAISO | 1-in-2 | 2023 | 16 | 272.5057 | 275.3901 | 8.2694 | 69.7518 | 0
| Zone | Remainder of System | 3 | Monthly System Peak Day | CAISO | 1-in-2 | 2023 | 17 | 272.8308 | 278.6556 | 8.1173 | 70.2778 | 0
| Zone | Remainder of System | 3 | Monthly System Peak Day | CAISO | 1-in-2 | 2023 | 18 | 246.0937 | 252.5327 | 8.1318 | 69.7317 | 0
| Zone | Remainder of System | 3 | Monthly System Peak Day | CAISO | 1-in-2 | 2023 | 19 | 261.498 | 268.1473 | 8.4055 | 68.0419 | 0
| Zone | Remainder of System | 3 | Monthly System Peak Day | CAISO | 1-in-2 | 2023 | 20 | 248.7376 | 252.1168 | 8.3023 | 65.005 | 0
| Zone | Remainder of System | 3 | Monthly System Peak Day | CAISO | 1-in-2 | 2023 | 21 | 221.381 | 226.4142 | 7.9834 | 62.0225 | 0
| Zone | Remainder of System | 3 | Monthly System Peak Day | CAISO | 1-in-2 | 2023 | 22 | 417.1398 | 435.492 | 8.2276 | 60.067 | 0
| Zone | Remainder of System | 3 | Monthly System Peak Day | CAISO | 1-in-2 | 2023 | 23 | 404.8565 | 426.3015 | 8.3296 | 58.747 | 0
| Zone | Remainder of System | 3 | Monthly System Peak Day | CAISO | 1-in-2 | 2023 | 24 | 346.5402 | 371.5644 | 8.42 | 57.434 | 0
| Zone | Remainder of System | 4 | Average Weekday | CAISO | 1-in-2 | 2023 | 1 | 266.7363 | 277.9359 | 8.3913 | 56.7365 | 0
| Zone | Remainder of System | 4 | Average Weekday | CAISO | 1-in-2 | 2023 | 2 | 264.8306 | 272.614 | 8.3431 | 55.8532 | 0
| Zone | Remainder of System | 4 | Average Weekday | CAISO | 1-in-2 | 2023 | 3 | 421.2033 | 432.8446 | 8.3359 | 55.0258 | 0
| Zone | Remainder of System | 4 | Average Weekday | CAISO | 1-in-2 | 2023 | 4 | 589.6057 | 605.6448 | 8.3188 | 54.3534 | 0
| Zone | Remainder of System | 4 | Average Weekday | CAISO | 1-in-2 | 2023 | 5 | 545.985 | 564.103 | 8.3124 | 53.7644 | 0
| Zone | Remainder of System | 4 | Average Weekday | CAISO | 1-in-2 | 2023 | 6 | 540.0967 | 558.2649 | 8.2805 | 53.2815 | 0
| Zone | Remainder of System | 4 | Average Weekday | CAISO | 1-in-2 | 2023 | 7 | 543.6022 | 544.7631 | 8.264 | 52.8216 | 0
| Zone | Remainder of System | 4 | Average Weekday | CAISO | 1-in-2 | 2023 | 8 | 529.3928 | 536.8326 | 8.4177 | 52.6788 | 0
| Zone | Remainder of System | 4 | Average Weekday | CAISO | 1-in-2 | 2023 | 9 | 500.5814 | 538.8348 | 8.6073 | 54.2211 | 0
| Zone | Remainder of System | 4 | Average Weekday | CAISO | 1-in-2 | 2023 | 10 | 483.2927 | 505.6852 | 8.4753 | 57.0764 | 0
| Zone | Remainder of System | 4 | Average Weekday | CAISO | 1-in-2 | 2023 | 11 | 458.1505 | 471.7975 | 8.5521 | 60.136 | 0
| Zone | Remainder of System | 4 | Average Weekday | CAISO | 1-in-2 | 2023 | 12 | 457.407 | 469.5066 | 8.6392 | 63.031 | 0
| Zone | Remainder of System | 4 | Average Weekday | CAISO | 1-in-2 | 2023 | 13 | 375.2257 | 386.0066 | 8.7131 | 65.4726 | 0
| Zone | Remainder of System | 4 | Average Weekday | CAISO | 1-in-2 | 2023 | 14 | 344.954 | 352.4566 | 8.6647 | 67.3555 | 0
| Zone | Remainder of System | 4 | Average Weekday | CAISO | 1-in-2 | 2023 | 15 | 293.4145 | 300.7834 | 8.5002 | 68.6662 | 0
| Zone | Remainder of System | 4 | Average Weekday | CAISO | 1-in-2 | 2023 | 16 | 261.3225 | 264.3164 | 8.2853 | 69.2704 | 0
| Zone | Remainder of System | 4 | Average Weekday | CAISO | 1-in-2 | 2023 | 17 | 259.1975 | 263.6147 | 8.1506 | 69.3555 | 0
| Zone | Remainder of System | 4 | Average Weekday | CAISO | 1-in-2 | 2023 | 18 | 223.3375 | 228.9355 | 8.1627 | 68.6446 | 0
| Zone | Remainder of System | 4 | Average Weekday | CAISO | 1-in-2 | 2023 | 19 | 229.5362 | 236.2919 | 8.4057 | 67.2712 | 0
| Zone | Remainder of System | 4 | Average Weekday | CAISO | 1-in-2 | 2023 | 20 | 222.8536 | 226.2071 | 8.3023 | 64.9503 | 0
| Zone | Remainder of System | 4 | Average Weekday | CAISO | 1-in-2 | 2023 | 21 | 224.5464 | 229.7339 | 7.9988 | 61.9895 | 0
| Zone | Remainder of System | 4 | Average Weekday | CAISO | 1-in-2 | 2023 | 22 | 407.3453 | 425.3378 | 8.2398 | 59.9101 | 0
| Zone | Remainder of System | 4 | Average Weekday | CAISO | 1-in-2 | 2023 | 23 | 399.3302 | 420.3191 | 8.3461 | 58.5285 | 0
| Zone | Remainder of System | 4 | Average Weekday | CAISO | 1-in-2 | 2023 | 24 | 341.078 | 365.0591 | 8.436 | 57.4672 | 0
| Zone | Remainder of System | 4 | Monthly System Peak Day | CAISO | 1-in-2 | 2023 | 1 | 266.7363 | 277.9359 | 8.3913 | 62.08 | 0
| Zone | Remainder of System | 4 | Monthly System Peak Day | CAISO | 1-in-2 | 2023 | 2 | 264.8306 | 272.614 | 8.3431 | 60.7156 | 0
| Zone | Remainder of System | 4 | Monthly System Peak Day | CAISO | 1-in-2 | 2023 | 3 | 421.2033 | 432.8446 | 8.3359 | 59.7607 | 0
| Zone | Remainder of System | 4 | Monthly System Peak Day | CAISO | 1-in-2 | 2023 | 4 | 589.6057 | 605.6448 | 8.3188 | 58.8607 | 0
| Zone | Remainder of System | 4 | Monthly System Peak Day | CAISO | 1-in-2 | 2023 | 5 | 545.985 | 564.103 | 8.3124 | 57.7303 | 0
| Zone | Remainder of System | 4 | Monthly System Peak Day | CAISO | 1-in-2 | 2023 | 6 | 540.0967 | 558.2649 | 8.2805 | 56.8679 | 0
| Zone | Remainder of System | 4 | Monthly System Peak Day | CAISO | 1-in-2 | 2023 | 7 | 543.6022 | 544.7631 | 8.264 | 56.0597 | 0
| Zone | Remainder of System | 4 | Monthly System Peak Day | CAISO | 1-in-2 | 2023 | 8 | 529.3928 | 536.8326 | 8.4177 | 55.6808 | 0
| Zone | Remainder of System | 4 | Monthly System Peak Day | CAISO | 1-in-2 | 2023 | 9 | 500.5814 | 538.8348 | 8.6073 | 57.449 | 0
| Zone | Remainder of System | 4 | Monthly System Peak Day | CAISO | 1-in-2 | 2023 | 10 | 483.2927 | 505.6852 | 8.4753 | 61.5881 | 0
| Zone | Remainder of System | 4 | Monthly System Peak Day | CAISO | 1-in-2 | 2023 | 11 | 458.1505 | 471.7975 | 8.5521 | 66.9769 | 0
| Zone | Remainder of System | 4 | Monthly System Peak Day | CAISO | 1-in-2 | 2023 | 12 | 457.407 | 469.5066 | 8.6392 | 72.106 | 0
| Zone | Remainder of System | 4 | Monthly System Peak Day | CAISO | 1-in-2 | 2023 | 13 | 375.2257 | 386.0066 | 8.7131 | 76.1771 | 0
| Zone | Remainder of System | 4 | Monthly System Peak Day | CAISO | 1-in-2 | 2023 | 14 | 344.954 | 352.4566 | 8.6647 | 79.0859 | 0
| Zone | Remainder of System | 4 | Monthly System Peak Day | CAISO | 1-in-2 | 2023 | 15 | 293.4145 | 300.7834 | 8.5002 | 80.9147 | 0
| Zone | Remainder of System | 4 | Monthly System Peak Day | CAISO | 1-in-2 | 2023 | 16 | 261.3225 | 264.3164 | 8.2853 | 81.4535 | 0
| Zone | Remainder of System | 4 | Monthly System Peak Day | CAISO | 1-in-2 | 2023 | 17 | 259.1975 | 263.6147 | 8.1506 | 81.2189 | 0
| Zone | Remainder of System | 4 | Monthly System Peak Day | CAISO | 1-in-2 | 2023 | 18 | 223.3375 | 228.9355 | 8.1627 | 80.2419 | 0
| Zone | Remainder of System | 4 | Monthly System Peak Day | CAISO | 1-in-2 | 2023 | 19 | 229.5362 | 236.2919 | 8.4057 | 79.0493 | 0
| Zone | Remainder of System | 4 | Monthly System Peak Day | CAISO | 1-in-2 | 2023 | 20 | 222.8536 | 226.2071 | 8.3023 | 76.3662 | 0
| Zone | Remainder of System | 4 | Monthly System Peak Day | CAISO | 1-in-2 | 2023 | 21 | 224.5464 | 229.7339 | 7.9988 | 72.022 | 0
| Zone | Remainder of System | 4 | Monthly System Peak Day | CAISO | 1-in-2 | 2023 | 22 | 407.3453 | 425.3378 | 8.2398 | 68.2917 | 0
| Zone | Remainder of System | 4 | Monthly System Peak Day | CAISO | 1-in-2 | 2023 | 23 | 399.3302 | 420.3191 | 8.3461 | 65.3696 | 0
| Zone | Remainder of System | 4 | Monthly System Peak Day | CAISO | 1-in-2 | 2023 | 24 | 341.078 | 365.0591 | 8.436 | 63.3596 | 0
| Zone | Remainder of System | 5 | Average Weekday | CAISO | 1-in-2 | 2023 | 1 | 279.9307 | 291.1733 | 8.4233 | 59.7443 | 0
| Zone | Remainder of System | 5 | Average Weekday | CAISO | 1-in-2 | 2023 | 2 | 280.5854 | 287.6432 | 8.3762 | 59.0711 | 0
| Zone | Remainder of System | 5 | Average Weekday | CAISO | 1-in-2 | 2023 | 3 | 438.0962 | 450.1293 | 8.3691 | 58.4673 | 0
| Zone | Remainder of System | 5 | Average Weekday | CAISO | 1-in-2 | 2023 | 4 | 600.7715 | 617.9828 | 8.3521 | 57.9163 | 0
| Zone | Remainder of System | 5 | Average Weekday | CAISO | 1-in-2 | 2023 | 5 | 563.0012 | 581.9727 | 8.3452 | 57.4537 | 0
| Zone | Remainder of System | 5 | Average Weekday | CAISO | 1-in-2 | 2023 | 6 | 547.5019 | 566.9145 | 8.3123 | 57.0042 | 0
| Zone | Remainder of System | 5 | Average Weekday | CAISO | 1-in-2 | 2023 | 7 | 541.3814 | 542.6038 | 8.294 | 56.5906 | 0
| Zone | Remainder of System | 5 | Average Weekday | CAISO | 1-in-2 | 2023 | 8 | 540.0327 | 551.202 | 8.4472 | 56.9009 | 0
| Zone | Remainder of System | 5 | Average Weekday | CAISO | 1-in-2 | 2023 | 9 | 507.556 | 543.3722 | 8.6348 | 58.6635 | 0
| Zone | Remainder of System | 5 | Average Weekday | CAISO | 1-in-2 | 2023 | 10 | 497.952 | 521.1839 | 8.505 | 61.0024 | 0
| Zone | Remainder of System | 5 | Average Weekday | CAISO | 1-in-2 | 2023 | 11 | 479.5412 | 493.78 | 8.5785 | 63.674 | 0
| Zone | Remainder of System | 5 | Average Weekday | CAISO | 1-in-2 | 2023 | 12 | 472.62 | 484.3158 | 8.662 | 66.1969 | 0
| Zone | Remainder of System | 5 | Average Weekday | CAISO | 1-in-2 | 2023 | 13 | 383.9318 | 394.9662 | 8.7338 | 68.4385 | 0
| Zone | Remainder of System | 5 | Average Weekday | CAISO | 1-in-2 | 2023 | 14 | 359.7968 | 367.5148 | 8.6876 | 70.1752 | 0
| Zone | Remainder of System | 5 | Average Weekday | CAISO | 1-in-2 | 2023 | 15 | 317.853 | 324.9137 | 8.5267 | 71.341 | 0
| Zone | Remainder of System | 5 | Average Weekday | CAISO | 1-in-2 | 2023 | 16 | 276.5248 | 279.3683 | 8.3157 | 71.901 | 0
| Zone | Remainder of System | 5 | Average Weekday | CAISO | 1-in-2 | 2023 | 17 | 263.9652 | 269.3624 | 8.1807 | 71.8083 | 0
| Zone | Remainder of System | 5 | Average Weekday | CAISO | 1-in-2 | 2023 | 18 | 237.6724 | 243.5384 | 8.1896 | 71.1675 | 0
| Zone | Remainder of System | 5 | Average Weekday | CAISO | 1-in-2 | 2023 | 19 | 247.4828 | 254.3586 | 8.4038 | 69.8052 | 0
| Zone | Remainder of System | 5 | Average Weekday | CAISO | 1-in-2 | 2023 | 20 | 236 | 239.2604 | 8.3019 | 67.6863 | 0
| Zone | Remainder of System | 5 | Average Weekday | CAISO | 1-in-2 | 2023 | 21 | 241.3792 | 246.7493 | 8.0008 | 64.9519 | 0
| Zone | Remainder of System | 5 | Average Weekday | CAISO | 1-in-2 | 2023 | 22 | 427.7061 | 445.9839 | 8.2666 | 62.6968 | 0
| Zone | Remainder of System | 5 | Average Weekday | CAISO | 1-in-2 | 2023 | 23 | 425.5072 | 447.1913 | 8.3764 | 61.385 | 0
| Zone | Remainder of System | 5 | Average Weekday | CAISO | 1-in-2 | 2023 | 24 | 363.1418 | 388.1005 | 8.4667 | 60.3901 | 0
| Zone | Remainder of System | 5 | Monthly System Peak Day | CAISO | 1-in-2 | 2023 | 1 | 279.9307 | 291.1733 | 8.4233 | 65.9416 | 0
| Zone | Remainder of System | 5 | Monthly System Peak Day | CAISO | 1-in-2 | 2023 | 2 | 280.5854 | 287.6432 | 8.3762 | 64.3504 | 0
| Zone | Remainder of System | 5 | Monthly System Peak Day | CAISO | 1-in-2 | 2023 | 3 | 438.0962 | 450.1293 | 8.3691 | 62.958 | 0
| Zone | Remainder of System | 5 | Monthly System Peak Day | CAISO | 1-in-2 | 2023 | 4 | 600.7715 | 617.9828 | 8.3521 | 61.4581 | 0
| Zone | Remainder of System | 5 | Monthly System Peak Day | CAISO | 1-in-2 | 2023 | 5 | 563.0012 | 581.9727 | 8.3452 | 60.1746 | 0
| Zone | Remainder of System | 5 | Monthly System Peak Day | CAISO | 1-in-2 | 2023 | 6 | 547.5019 | 566.9145 | 8.3123 | 59.4602 | 0
| Zone | Remainder of System | 5 | Monthly System Peak Day | CAISO | 1-in-2 | 2023 | 7 | 541.3814 | 542.6038 | 8.294 | 59.1397 | 0
| Zone | Remainder of System | 5 | Monthly System Peak Day | CAISO | 1-in-2 | 2023 | 8 | 540.0327 | 551.202 | 8.4472 | 59.4891 | 0
| Zone | Remainder of System | 5 | Monthly System Peak Day | CAISO | 1-in-2 | 2023 | 9 | 507.556 | 543.3722 | 8.6348 | 61.7404 | 0
| Zone | Remainder of System | 5 | Monthly System Peak Day | CAISO | 1-in-2 | 2023 | 10 | 497.952 | 521.1839 | 8.505 | 66.3017 | 0
| Zone | Remainder of System | 5 | Monthly System Peak Day | CAISO | 1-in-2 | 2023 | 11 | 479.5412 | 493.78 | 8.5785 | 71.7468 | 0
| Zone | Remainder of System | 5 | Monthly System Peak Day | CAISO | 1-in-2 | 2023 | 12 | 472.62 | 484.3158 | 8.662 | 76.4342 | 0
| Zone | Remainder of System | 5 | Monthly System Peak Day | CAISO | 1-in-2 | 2023 | 13 | 383.9318 | 394.9662 | 8.7338 | 79.7976 | 0
| Zone | Remainder of System | 5 | Monthly System Peak Day | CAISO | 1-in-2 | 2023 | 14 | 359.7968 | 367.5148 | 8.6876 | 81.949 | 0
| Zone | Remainder of System | 5 | Monthly System Peak Day | CAISO | 1-in-2 | 2023 | 15 | 317.853 | 324.9137 | 8.5267 | 82.9769 | 0
| Zone | Remainder of System | 5 | Monthly System Peak Day | CAISO | 1-in-2 | 2023 | 16 | 276.5248 | 279.3683 | 8.3157 | 83.3815 | 0
| Zone | Remainder of System | 5 | Monthly System Peak Day | CAISO | 1-in-2 | 2023 | 17 | 263.9652 | 269.3624 | 8.1807 | 83.2329 | 0
| Zone | Remainder of System | 5 | Monthly System Peak Day | CAISO | 1-in-2 | 2023 | 18 | 237.6724 | 243.5384 | 8.1896 | 81.6257 | 0
| Zone | Remainder of System | 5 | Monthly System Peak Day | CAISO | 1-in-2 | 2023 | 19 | 247.4828 | 254.3586 | 8.4038 | 79.3771 | 0
| Zone | Remainder of System | 5 | Monthly System Peak Day | CAISO | 1-in-2 | 2023 | 20 | 236 | 239.2604 | 8.3019 | 76.33 | 0
| Zone | Remainder of System | 5 | Monthly System Peak Day | CAISO | 1-in-2 | 2023 | 21 | 241.3792 | 246.7493 | 8.0008 | 72.094 | 0
| Zone | Remainder of System | 5 | Monthly System Peak Day | CAISO | 1-in-2 | 2023 | 22 | 427.7061 | 445.9839 | 8.2666 | 68.7355 | 0
| Zone | Remainder of System | 5 | Monthly System Peak Day | CAISO | 1-in-2 | 2023 | 23 | 425.5072 | 447.1913 | 8.3764 | 66.6746 | 0
| Zone | Remainder of System | 5 | Monthly System Peak Day | CAISO | 1-in-2 | 2023 | 24 | 363.1418 | 388.1005 | 8.4667 | 64.9491 | 0
| Zone | Remainder of System | 6 | Average Weekday | CAISO | 1-in-2 | 2023 | 1 | 270.6313 | 288.1175 | 8.6552 | 63.1112 | 0
| Zone | Remainder of System | 6 | Average Weekday | CAISO | 1-in-2 | 2023 | 2 | 263.9264 | 280.452 | 8.6265 | 62.1452 | 0
| Zone | Remainder of System | 6 | Average Weekday | CAISO | 1-in-2 | 2023 | 3 | 414.3411 | 447.2691 | 8.619 | 61.3041 | 0
| Zone | Remainder of System | 6 | Average Weekday | CAISO | 1-in-2 | 2023 | 4 | 568.2684 | 614.3398 | 8.614 | 60.6018 | 0
| Zone | Remainder of System | 6 | Average Weekday | CAISO | 1-in-2 | 2023 | 5 | 526.2664 | 573.7532 | 8.6297 | 60.0304 | 0
| Zone | Remainder of System | 6 | Average Weekday | CAISO | 1-in-2 | 2023 | 6 | 530.1528 | 583.0844 | 8.6595 | 59.4565 | 0
| Zone | Remainder of System | 6 | Average Weekday | CAISO | 1-in-2 | 2023 | 7 | 539.806 | 569.1382 | 8.9323 | 58.9785 | 0
| Zone | Remainder of System | 6 | Average Weekday | CAISO | 1-in-2 | 2023 | 8 | 533.9571 | 567.9328 | 8.6258 | 59.7299 | 0
| Zone | Remainder of System | 6 | Average Weekday | CAISO | 1-in-2 | 2023 | 9 | 534.9524 | 552.2293 | 8.6849 | 62.174 | 0
| Zone | Remainder of System | 6 | Average Weekday | CAISO | 1-in-2 | 2023 | 10 | 520.7979 | 527.9813 | 8.8852 | 65.2314 | 0
| Zone | Remainder of System | 6 | Average Weekday | CAISO | 1-in-2 | 2023 | 11 | 484.6926 | 487.1249 | 8.9288 | 68.4714 | 0
| Zone | Remainder of System | 6 | Average Weekday | CAISO | 1-in-2 | 2023 | 12 | 478.3048 | 489.4577 | 8.8602 | 71.628 | 0
| Zone | Remainder of System | 6 | Average Weekday | CAISO | 1-in-2 | 2023 | 13 | 387.8077 | 418.426 | 8.9475 | 74.2421 | 0
| Zone | Remainder of System | 6 | Average Weekday | CAISO | 1-in-2 | 2023 | 14 | 360.4658 | 383.0027 | 8.9061 | 76.363 | 0
| Zone | Remainder of System | 6 | Average Weekday | CAISO | 1-in-2 | 2023 | 15 | 300.7381 | 319.4416 | 9.088 | 77.827 | 0
| Zone | Remainder of System | 6 | Average Weekday | CAISO | 1-in-2 | 2023 | 16 | 263.924 | 274.3999 | 9.3967 | 78.4645 | 0
| Zone | Remainder of System | 6 | Average Weekday | CAISO | 1-in-2 | 2023 | 17 | 259.4584 | 265.7318 | 9.8456 | 78.5503 | 0
| Zone | Remainder of System | 6 | Average Weekday | CAISO | 1-in-2 | 2023 | 18 | 224.7691 | 239.0366 | 9.5461 | 77.7222 | 0
| Zone | Remainder of System | 6 | Average Weekday | CAISO | 1-in-2 | 2023 | 19 | 217.331 | 228.5766 | 14.8468 | 76.2164 | 0
| Zone | Remainder of System | 6 | Average Weekday | CAISO | 1-in-2 | 2023 | 20 | 199.973 | 206.5779 | 8.4656 | 74.0276 | 0
| Zone | Remainder of System | 6 | Average Weekday | CAISO | 1-in-2 | 2023 | 21 | 219.6087 | 226.3525 | 8.9203 | 70.9789 | 0
| Zone | Remainder of System | 6 | Average Weekday | CAISO | 1-in-2 | 2023 | 22 | 384.4075 | 427.9174 | 8.4874 | 67.784 | 0
| Zone | Remainder of System | 6 | Average Weekday | CAISO | 1-in-2 | 2023 | 23 | 404.5593 | 450.049 | 8.5724 | 65.8352 | 0
| Zone | Remainder of System | 6 | Average Weekday | CAISO | 1-in-2 | 2023 | 24 | 372.0518 | 406.9848 | 8.6023 | 64.4629 | 0
| Zone | Remainder of System | 6 | Monthly System Peak Day | CAISO | 1-in-2 | 2023 | 1 | 270.6313 | 287.8323 | 8.2695 | 65.2895 | 0
| Zone | Remainder of System | 6 | Monthly System Peak Day | CAISO | 1-in-2 | 2023 | 2 | 263.9264 | 277.1561 | 8.2793 | 64.5317 | 0
| Zone | Remainder of System | 6 | Monthly System Peak Day | CAISO | 1-in-2 | 2023 | 3 | 414.3411 | 434.6944 | 8.2811 | 63.7888 | 0
| Zone | Remainder of System | 6 | Monthly System Peak Day | CAISO | 1-in-2 | 2023 | 4 | 568.2684 | 588.1894 | 8.2836 | 62.9638 | 0
| Zone | Remainder of System | 6 | Monthly System Peak Day | CAISO | 1-in-2 | 2023 | 5 | 526.2664 | 552.8116 | 8.2824 | 62.0477 | 0
| Zone | Remainder of System | 6 | Monthly System Peak Day | CAISO | 1-in-2 | 2023 | 6 | 530.1528 | 559.4192 | 8.2842 | 60.8109 | 0
| Zone | Remainder of System | 6 | Monthly System Peak Day | CAISO | 1-in-2 | 2023 | 7 | 539.806 | 537.6025 | 8.3262 | 60.1144 | 0
| Zone | Remainder of System | 6 | Monthly System Peak Day | CAISO | 1-in-2 | 2023 | 8 | 533.9571 | 546.4469 | 8.2018 | 60.8839 | 0
| Zone | Remainder of System | 6 | Monthly System Peak Day | CAISO | 1-in-2 | 2023 | 9 | 534.9524 | 561.25 | 8.1923 | 64.0861 | 0
| Zone | Remainder of System | 6 | Monthly System Peak Day | CAISO | 1-in-2 | 2023 | 10 | 520.7979 | 537.0856 | 8.2751 | 67.6713 | 0
| Zone | Remainder of System | 6 | Monthly System Peak Day | CAISO | 1-in-2 | 2023 | 11 | 484.6926 | 499.3684 | 8.2581 | 71.258 | 0
| Zone | Remainder of System | 6 | Monthly System Peak Day | CAISO | 1-in-2 | 2023 | 12 | 478.3048 | 496.4256 | 8.2157 | 75.0038 | 0
| Zone | Remainder of System | 6 | Monthly System Peak Day | CAISO | 1-in-2 | 2023 | 13 | 387.8077 | 412.9227 | 8.2205 | 78.5255 | 0
| Zone | Remainder of System | 6 | Monthly System Peak Day | CAISO | 1-in-2 | 2023 | 14 | 360.4658 | 381.7209 | 8.247 | 81.1311 | 0
| Zone | Remainder of System | 6 | Monthly System Peak Day | CAISO | 1-in-2 | 2023 | 15 | 300.7381 | 320.4741 | 8.3593 | 83.4287 | 0
| Zone | Remainder of System | 6 | Monthly System Peak Day | CAISO | 1-in-2 | 2023 | 16 | 263.924 | 270.5689 | 8.4894 | 84.2761 | 0
| Zone | Remainder of System | 6 | Monthly System Peak Day | CAISO | 1-in-2 | 2023 | 17 | 259.4584 | 267.1633 | 9.3409 | 84.0626 | 0
| Zone | Remainder of System | 6 | Monthly System Peak Day | CAISO | 1-in-2 | 2023 | 18 | 224.7691 | 242.8507 | 9.237 | 83.0593 | 0
| Zone | Remainder of System | 6 | Monthly System Peak Day | CAISO | 1-in-2 | 2023 | 19 | 217.331 | 239.7095 | 10.1309 | 81.2172 | 0
| Zone | Remainder of System | 6 | Monthly System Peak Day | CAISO | 1-in-2 | 2023 | 20 | 199.973 | 213.6073 | 8.3818 | 78.5937 | 0
| Zone | Remainder of System | 6 | Monthly System Peak Day | CAISO | 1-in-2 | 2023 | 21 | 219.6087 | 239.695 | 9.022 | 74.8448 | 0
| Zone | Remainder of System | 6 | Monthly System Peak Day | CAISO | 1-in-2 | 2023 | 22 | 384.4075 | 411.8403 | 8.2914 | 70.7275 | 0
| Zone | Remainder of System | 6 | Monthly System Peak Day | CAISO | 1-in-2 | 2023 | 23 | 404.5593 | 436.8066 | 8.2774 | 68.2082 | 0
| Zone | Remainder of System | 6 | Monthly System Peak Day | CAISO | 1-in-2 | 2023 | 24 | 372.0518 | 401.6661 | 8.2411 | 66.809 | 0
| Zone | Remainder of System | 7 | Average Weekday | CAISO | 1-in-2 | 2023 | 1 | 262.9781 | 279.9821 | 8.8112 | 68.08 | 0
| Zone | Remainder of System | 7 | Average Weekday | CAISO | 1-in-2 | 2023 | 2 | 258.7743 | 270.8051 | 8.8229 | 67.3516 | 0
| Zone | Remainder of System | 7 | Average Weekday | CAISO | 1-in-2 | 2023 | 3 | 400.3558 | 420.6661 | 8.825 | 66.697 | 0
| Zone | Remainder of System | 7 | Average Weekday | CAISO | 1-in-2 | 2023 | 4 | 552.697 | 575.3192 | 8.8275 | 66.1335 | 0
| Zone | Remainder of System | 7 | Average Weekday | CAISO | 1-in-2 | 2023 | 5 | 510.8914 | 536.3536 | 8.8256 | 65.6106 | 0
| Zone | Remainder of System | 7 | Average Weekday | CAISO | 1-in-2 | 2023 | 6 | 509.8318 | 536.5893 | 8.8242 | 65.1256 | 0
| Zone | Remainder of System | 7 | Average Weekday | CAISO | 1-in-2 | 2023 | 7 | 518.1503 | 517.0654 | 8.8061 | 64.7652 | 0
| Zone | Remainder of System | 7 | Average Weekday | CAISO | 1-in-2 | 2023 | 8 | 511.0403 | 525.7039 | 8.7488 | 65.1789 | 0
| Zone | Remainder of System | 7 | Average Weekday | CAISO | 1-in-2 | 2023 | 9 | 499.8445 | 527.4232 | 8.7349 | 67.2839 | 0
| Zone | Remainder of System | 7 | Average Weekday | CAISO | 1-in-2 | 2023 | 10 | 486.1368 | 502.3173 | 8.776 | 70.1065 | 0
| Zone | Remainder of System | 7 | Average Weekday | CAISO | 1-in-2 | 2023 | 11 | 456.8156 | 472.0691 | 8.7593 | 73.2348 | 0
| Zone | Remainder of System | 7 | Average Weekday | CAISO | 1-in-2 | 2023 | 12 | 450.1267 | 470.2546 | 8.7442 | 76.4308 | 0
| Zone | Remainder of System | 7 | Average Weekday | CAISO | 1-in-2 | 2023 | 13 | 361.7088 | 386.1429 | 8.7373 | 79.0108 | 0
| Zone | Remainder of System | 7 | Average Weekday | CAISO | 1-in-2 | 2023 | 14 | 334.0301 | 355.5983 | 8.762 | 81.0239 | 0
| Zone | Remainder of System | 7 | Average Weekday | CAISO | 1-in-2 | 2023 | 15 | 283.2656 | 303.1893 | 8.8178 | 82.3721 | 0
| Zone | Remainder of System | 7 | Average Weekday | CAISO | 1-in-2 | 2023 | 16 | 245.1632 | 251.7731 | 8.8587 | 82.9063 | 0
| Zone | Remainder of System | 7 | Average Weekday | CAISO | 1-in-2 | 2023 | 17 | 245.7446 | 254.5376 | 9.7971 | 82.877 | 0
| Zone | Remainder of System | 7 | Average Weekday | CAISO | 1-in-2 | 2023 | 18 | 216.3462 | 234.581 | 9.7073 | 82.0052 | 0
| Zone | Remainder of System | 7 | Average Weekday | CAISO | 1-in-2 | 2023 | 19 | 213.2278 | 235.8685 | 9.4566 | 80.3719 | 0
| Zone | Remainder of System | 7 | Average Weekday | CAISO | 1-in-2 | 2023 | 20 | 202.8252 | 216.4608 | 9.0957 | 78.1158 | 0
| Zone | Remainder of System | 7 | Average Weekday | CAISO | 1-in-2 | 2023 | 21 | 221.0479 | 240.9964 | 9.2048 | 75.1175 | 0
| Zone | Remainder of System | 7 | Average Weekday | CAISO | 1-in-2 | 2023 | 22 | 383.1142 | 410.0587 | 8.8157 | 71.9882 | 0
| Zone | Remainder of System | 7 | Average Weekday | CAISO | 1-in-2 | 2023 | 23 | 397.3587 | 428.5685 | 8.8241 | 70.0845 | 0
| Zone | Remainder of System | 7 | Average Weekday | CAISO | 1-in-2 | 2023 | 24 | 356.4034 | 384.7127 | 8.7916 | 68.8469 | 0
| Zone | Remainder of System | 7 | Monthly System Peak Day | CAISO | 1-in-2 | 2023 | 1 | 262.9781 | 259.4642 | 8.8821 | 73.1955 | 0
| Zone | Remainder of System | 7 | Monthly System Peak Day | CAISO | 1-in-2 | 2023 | 2 | 258.7743 | 240.567 | 8.8961 | 72.0249 | 0
| Zone | Remainder of System | 7 | Monthly System Peak Day | CAISO | 1-in-2 | 2023 | 3 | 400.3558 | 345.8842 | 8.8998 | 71.091 | 0
| Zone | Remainder of System | 7 | Monthly System Peak Day | CAISO | 1-in-2 | 2023 | 4 | 552.697 | 454.7869 | 8.8987 | 70.2162 | 0
| Zone | Remainder of System | 7 | Monthly System Peak Day | CAISO | 1-in-2 | 2023 | 5 | 510.8914 | 425.5074 | 8.897 | 69.6015 | 0
| Zone | Remainder of System | 7 | Monthly System Peak Day | CAISO | 1-in-2 | 2023 | 6 | 509.8318 | 449.5601 | 8.8954 | 69.0472 | 0
| Zone | Remainder of System | 7 | Monthly System Peak Day | CAISO | 1-in-2 | 2023 | 7 | 518.1503 | 440.7429 | 8.9027 | 68.4552 | 0
| Zone | Remainder of System | 7 | Monthly System Peak Day | CAISO | 1-in-2 | 2023 | 8 | 511.0403 | 456.2845 | 8.8322 | 68.8219 | 0
| Zone | Remainder of System | 7 | Monthly System Peak Day | CAISO | 1-in-2 | 2023 | 9 | 499.8445 | 481.4581 | 8.8119 | 71.8173 | 0
| Zone | Remainder of System | 7 | Monthly System Peak Day | CAISO | 1-in-2 | 2023 | 10 | 486.1368 | 454.8846 | 8.8542 | 75.7699 | 0
| Zone | Remainder of System | 7 | Monthly System Peak Day | CAISO | 1-in-2 | 2023 | 11 | 456.8156 | 427.6138 | 8.8206 | 79.9919 | 0
| Zone | Remainder of System | 7 | Monthly System Peak Day | CAISO | 1-in-2 | 2023 | 12 | 450.1267 | 425.1923 | 8.79 | 83.7897 | 0
| Zone | Remainder of System | 7 | Monthly System Peak Day | CAISO | 1-in-2 | 2023 | 13 | 361.7088 | 359.0735 | 8.7795 | 86.8527 | 0
| Zone | Remainder of System | 7 | Monthly System Peak Day | CAISO | 1-in-2 | 2023 | 14 | 334.0301 | 334.4908 | 8.8107 | 88.9939 | 0
| Zone | Remainder of System | 7 | Monthly System Peak Day | CAISO | 1-in-2 | 2023 | 15 | 283.2656 | 290.418 | 8.8988 | 90.4931 | 0
| Zone | Remainder of System | 7 | Monthly System Peak Day | CAISO | 1-in-2 | 2023 | 16 | 245.1632 | 239.805 | 8.9541 | 90.6156 | 0
| Zone | Remainder of System | 7 | Monthly System Peak Day | CAISO | 1-in-2 | 2023 | 17 | 245.7446 | 251.6237 | 9.8582 | 90.4844 | 0
| Zone | Remainder of System | 7 | Monthly System Peak Day | CAISO | 1-in-2 | 2023 | 18 | 216.3462 | 248.0472 | 9.8864 | 88.756 | 0
| Zone | Remainder of System | 7 | Monthly System Peak Day | CAISO | 1-in-2 | 2023 | 19 | 213.2278 | 198.3188 | 9.0265 | 87.1895 | 0
| Zone | Remainder of System | 7 | Monthly System Peak Day | CAISO | 1-in-2 | 2023 | 20 | 202.8252 | 176.4879 | 8.8646 | 84.4147 | 0
| Zone | Remainder of System | 7 | Monthly System Peak Day | CAISO | 1-in-2 | 2023 | 21 | 221.0479 | 202.2229 | 10.4322 | 81.3972 | 0
| Zone | Remainder of System | 7 | Monthly System Peak Day | CAISO | 1-in-2 | 2023 | 22 | 383.1142 | 353.183 | 9.0173 | 79.1916 | 0
| Zone | Remainder of System | 7 | Monthly System Peak Day | CAISO | 1-in-2 | 2023 | 23 | 397.3587 | 359.5447 | 8.8611 | 77.6472 | 0
| Zone | Remainder of System | 7 | Monthly System Peak Day | CAISO | 1-in-2 | 2023 | 24 | 356.4034 | 336.8711 | 8.8531 | 76.3413 | 0
| Zone | Remainder of System | 8 | Average Weekday | CAISO | 1-in-2 | 2023 | 1 | 271.6047 | 293.1769 | 8.3728 | 68.1134 | 0
| Zone | Remainder of System | 8 | Average Weekday | CAISO | 1-in-2 | 2023 | 2 | 268.8712 | 284.2823 | 8.3869 | 67.1923 | 0
| Zone | Remainder of System | 8 | Average Weekday | CAISO | 1-in-2 | 2023 | 3 | 408.3989 | 428.1264 | 8.3894 | 66.3666 | 0
| Zone | Remainder of System | 8 | Average Weekday | CAISO | 1-in-2 | 2023 | 4 | 564.1055 | 586.938 | 8.3922 | 65.6033 | 0
| Zone | Remainder of System | 8 | Average Weekday | CAISO | 1-in-2 | 2023 | 5 | 518.4797 | 549.5993 | 8.3897 | 64.9066 | 0
| Zone | Remainder of System | 8 | Average Weekday | CAISO | 1-in-2 | 2023 | 6 | 521.7258 | 555.8434 | 8.3876 | 64.3295 | 0
| Zone | Remainder of System | 8 | Average Weekday | CAISO | 1-in-2 | 2023 | 7 | 531.424 | 531.6107 | 8.3683 | 63.8791 | 0
| Zone | Remainder of System | 8 | Average Weekday | CAISO | 1-in-2 | 2023 | 8 | 524.1187 | 542.0735 | 8.3002 | 63.8355 | 0
| Zone | Remainder of System | 8 | Average Weekday | CAISO | 1-in-2 | 2023 | 9 | 507.3449 | 534.1789 | 8.2819 | 65.9972 | 0
| Zone | Remainder of System | 8 | Average Weekday | CAISO | 1-in-2 | 2023 | 10 | 496.1373 | 512.7703 | 8.332 | 69.4323 | 0
| Zone | Remainder of System | 8 | Average Weekday | CAISO | 1-in-2 | 2023 | 11 | 461.376 | 477.0256 | 8.3093 | 73.4127 | 0
| Zone | Remainder of System | 8 | Average Weekday | CAISO | 1-in-2 | 2023 | 12 | 451.2268 | 471.8272 | 8.2874 | 77.2854 | 0
| Zone | Remainder of System | 8 | Average Weekday | CAISO | 1-in-2 | 2023 | 13 | 372.0353 | 398.0982 | 8.2775 | 80.4135 | 0
| Zone | Remainder of System | 8 | Average Weekday | CAISO | 1-in-2 | 2023 | 14 | 341.5914 | 363.451 | 8.3103 | 82.7527 | 0
| Zone | Remainder of System | 8 | Average Weekday | CAISO | 1-in-2 | 2023 | 15 | 291.1574 | 311.3379 | 8.3807 | 84.1637 | 0
| Zone | Remainder of System | 8 | Average Weekday | CAISO | 1-in-2 | 2023 | 16 | 251.2333 | 258.2272 | 8.4302 | 84.6461 | 0
| Zone | Remainder of System | 8 | Average Weekday | CAISO | 1-in-2 | 2023 | 17 | 254.0252 | 260.4283 | 9.5115 | 84.5587 | 0
| Zone | Remainder of System | 8 | Average Weekday | CAISO | 1-in-2 | 2023 | 18 | 222.4424 | 240.1808 | 9.4134 | 83.6467 | 0
| Zone | Remainder of System | 8 | Average Weekday | CAISO | 1-in-2 | 2023 | 19 | 218.168 | 240.0207 | 8.9161 | 81.9145 | 0
| Zone | Remainder of System | 8 | Average Weekday | CAISO | 1-in-2 | 2023 | 20 | 215.7377 | 228.975 | 8.5828 | 79.2555 | 0
| Zone | Remainder of System | 8 | Average Weekday | CAISO | 1-in-2 | 2023 | 21 | 230.8179 | 250.773 | 8.8433 | 75.5248 | 0
| Zone | Remainder of System | 8 | Average Weekday | CAISO | 1-in-2 | 2023 | 22 | 386.0586 | 414.2312 | 8.3835 | 72.4927 | 0
| Zone | Remainder of System | 8 | Average Weekday | CAISO | 1-in-2 | 2023 | 23 | 401.2966 | 434.9811 | 8.3838 | 70.5976 | 0
| Zone | Remainder of System | 8 | Average Weekday | CAISO | 1-in-2 | 2023 | 24 | 361.6253 | 393.1223 | 8.3487 | 69.2749 | 0
| Zone | Remainder of System | 8 | Monthly System Peak Day | CAISO | 1-in-2 | 2023 | 1 | 271.6047 | 267.1393 | 7.4194 | 77.2145 | 0
| Zone | Remainder of System | 8 | Monthly System Peak Day | CAISO | 1-in-2 | 2023 | 2 | 268.8712 | 253.1389 | 7.4391 | 76.3125 | 0
| Zone | Remainder of System | 8 | Monthly System Peak Day | CAISO | 1-in-2 | 2023 | 3 | 408.3989 | 361.038 | 7.4442 | 75.6019 | 0
| Zone | Remainder of System | 8 | Monthly System Peak Day | CAISO | 1-in-2 | 2023 | 4 | 564.1055 | 469.9414 | 7.4434 | 74.8021 | 0
| Zone | Remainder of System | 8 | Monthly System Peak Day | CAISO | 1-in-2 | 2023 | 5 | 518.4797 | 443.7041 | 7.4407 | 74.091 | 0
| Zone | Remainder of System | 8 | Monthly System Peak Day | CAISO | 1-in-2 | 2023 | 6 | 521.7258 | 459.1137 | 7.4383 | 73.4628 | 0
| Zone | Remainder of System | 8 | Monthly System Peak Day | CAISO | 1-in-2 | 2023 | 7 | 531.424 | 446.5295 | 7.4409 | 72.8738 | 0
| Zone | Remainder of System | 8 | Monthly System Peak Day | CAISO | 1-in-2 | 2023 | 8 | 524.1187 | 465.7908 | 7.3487 | 72.891 | 0
| Zone | Remainder of System | 8 | Monthly System Peak Day | CAISO | 1-in-2 | 2023 | 9 | 507.3449 | 489.6816 | 7.3147 | 74.8105 | 0
| Zone | Remainder of System | 8 | Monthly System Peak Day | CAISO | 1-in-2 | 2023 | 10 | 496.1373 | 466.0562 | 7.3717 | 78.5087 | 0
| Zone | Remainder of System | 8 | Monthly System Peak Day | CAISO | 1-in-2 | 2023 | 11 | 461.376 | 429.8874 | 7.3212 | 82.6998 | 0
| Zone | Remainder of System | 8 | Monthly System Peak Day | CAISO | 1-in-2 | 2023 | 12 | 451.2268 | 424.7928 | 7.2742 | 86.6394 | 0
| Zone | Remainder of System | 8 | Monthly System Peak Day | CAISO | 1-in-2 | 2023 | 13 | 372.0353 | 370.9226 | 7.2545 | 89.5515 | 0
| Zone | Remainder of System | 8 | Monthly System Peak Day | CAISO | 1-in-2 | 2023 | 14 | 341.5914 | 342.7262 | 7.3079 | 91.4475 | 0
| Zone | Remainder of System | 8 | Monthly System Peak Day | CAISO | 1-in-2 | 2023 | 15 | 291.1574 | 298.7891 | 7.4328 | 92.1121 | 0
| Zone | Remainder of System | 8 | Monthly System Peak Day | CAISO | 1-in-2 | 2023 | 16 | 251.2333 | 246.5267 | 7.5013 | 91.6303 | 0
| Zone | Remainder of System | 8 | Monthly System Peak Day | CAISO | 1-in-2 | 2023 | 17 | 254.0252 | 257.617 | 8.5525 | 91 | 0
| Zone | Remainder of System | 8 | Monthly System Peak Day | CAISO | 1-in-2 | 2023 | 18 | 222.4424 | 255.1861 | 8.5876 | 88.8061 | 0
| Zone | Remainder of System | 8 | Monthly System Peak Day | CAISO | 1-in-2 | 2023 | 19 | 218.168 | 201.8725 | 7.1207 | 86.6429 | 0
| Zone | Remainder of System | 8 | Monthly System Peak Day | CAISO | 1-in-2 | 2023 | 20 | 215.7377 | 187.3707 | 6.9994 | 84.8327 | 0
| Zone | Remainder of System | 8 | Monthly System Peak Day | CAISO | 1-in-2 | 2023 | 21 | 230.8179 | 209.9472 | 9.2254 | 82.0898 | 0
| Zone | Remainder of System | 8 | Monthly System Peak Day | CAISO | 1-in-2 | 2023 | 22 | 386.0586 | 358.8986 | 7.5979 | 80.2281 | 0
| Zone | Remainder of System | 8 | Monthly System Peak Day | CAISO | 1-in-2 | 2023 | 23 | 401.2966 | 368.8518 | 7.3971 | 79.0136 | 0
| Zone | Remainder of System | 8 | Monthly System Peak Day | CAISO | 1-in-2 | 2023 | 24 | 361.6253 | 345.727 | 7.3816 | 78.0096 | 0
| Zone | Remainder of System | 8 | Typical Event Day | CAISO | 1-in-2 | 2023 | 1 | 271.6047 | 267.1393 | 7.4194 | 73.4009 | 0
| Zone | Remainder of System | 8 | Typical Event Day | CAISO | 1-in-2 | 2023 | 2 | 268.8712 | 253.1389 | 7.4391 | 72.3688 | 0
| Zone | Remainder of System | 8 | Typical Event Day | CAISO | 1-in-2 | 2023 | 3 | 408.3989 | 361.038 | 7.4442 | 71.4642 | 0
| Zone | Remainder of System | 8 | Typical Event Day | CAISO | 1-in-2 | 2023 | 4 | 564.1055 | 469.9414 | 7.4434 | 70.5395 | 0
| Zone | Remainder of System | 8 | Typical Event Day | CAISO | 1-in-2 | 2023 | 5 | 518.4797 | 443.7041 | 7.4407 | 69.7313 | 0
| Zone | Remainder of System | 8 | Typical Event Day | CAISO | 1-in-2 | 2023 | 6 | 521.7258 | 459.1137 | 7.4383 | 68.8608 | 0
| Zone | Remainder of System | 8 | Typical Event Day | CAISO | 1-in-2 | 2023 | 7 | 531.424 | 446.5295 | 7.4409 | 68.3746 | 0
| Zone | Remainder of System | 8 | Typical Event Day | CAISO | 1-in-2 | 2023 | 8 | 524.1187 | 465.7908 | 7.3487 | 68.6934 | 0
| Zone | Remainder of System | 8 | Typical Event Day | CAISO | 1-in-2 | 2023 | 9 | 507.3449 | 489.6816 | 7.3147 | 71.1218 | 0
| Zone | Remainder of System | 8 | Typical Event Day | CAISO | 1-in-2 | 2023 | 10 | 496.1373 | 466.0562 | 7.3717 | 75.0502 | 0
| Zone | Remainder of System | 8 | Typical Event Day | CAISO | 1-in-2 | 2023 | 11 | 461.376 | 429.8874 | 7.3212 | 79.5998 | 0
| Zone | Remainder of System | 8 | Typical Event Day | CAISO | 1-in-2 | 2023 | 12 | 451.2268 | 424.7928 | 7.2742 | 83.6838 | 0
| Zone | Remainder of System | 8 | Typical Event Day | CAISO | 1-in-2 | 2023 | 13 | 372.0353 | 370.9226 | 7.2545 | 86.811 | 0
| Zone | Remainder of System | 8 | Typical Event Day | CAISO | 1-in-2 | 2023 | 14 | 341.5914 | 342.7262 | 7.3079 | 88.9964 | 0
| Zone | Remainder of System | 8 | Typical Event Day | CAISO | 1-in-2 | 2023 | 15 | 291.1574 | 298.7891 | 7.4328 | 90.3398 | 0
| Zone | Remainder of System | 8 | Typical Event Day | CAISO | 1-in-2 | 2023 | 16 | 251.2333 | 246.5267 | 7.5013 | 90.2511 | 0
| Zone | Remainder of System | 8 | Typical Event Day | CAISO | 1-in-2 | 2023 | 17 | 254.0252 | 257.617 | 8.5525 | 89.8103 | 0
| Zone | Remainder of System | 8 | Typical Event Day | CAISO | 1-in-2 | 2023 | 18 | 222.4424 | 255.1861 | 8.5876 | 88.2706 | 0
| Zone | Remainder of System | 8 | Typical Event Day | CAISO | 1-in-2 | 2023 | 19 | 218.168 | 201.8725 | 7.1207 | 86.5935 | 0
| Zone | Remainder of System | 8 | Typical Event Day | CAISO | 1-in-2 | 2023 | 20 | 215.7377 | 187.3707 | 6.9994 | 84.3378 | 0
| Zone | Remainder of System | 8 | Typical Event Day | CAISO | 1-in-2 | 2023 | 21 | 230.8179 | 209.9472 | 9.2254 | 81.1077 | 0
| Zone | Remainder of System | 8 | Typical Event Day | CAISO | 1-in-2 | 2023 | 22 | 386.0586 | 358.8986 | 7.5979 | 78.5052 | 0
| Zone | Remainder of System | 8 | Typical Event Day | CAISO | 1-in-2 | 2023 | 23 | 401.2966 | 368.8518 | 7.3971 | 76.6856 | 0
| Zone | Remainder of System | 8 | Typical Event Day | CAISO | 1-in-2 | 2023 | 24 | 361.6253 | 345.727 | 7.3816 | 75.379 | 0
| Zone | Remainder of System | 9 | Average Weekday | CAISO | 1-in-2 | 2023 | 1 | 268.0373 | 277.3489 | 9.0827 | 67.9163 | 0
| Zone | Remainder of System | 9 | Average Weekday | CAISO | 1-in-2 | 2023 | 2 | 274.6219 | 276.3286 | 9.1005 | 67.0577 | 0
| Zone | Remainder of System | 9 | Average Weekday | CAISO | 1-in-2 | 2023 | 3 | 435.4974 | 430.457 | 9.1029 | 66.3107 | 0
| Zone | Remainder of System | 9 | Average Weekday | CAISO | 1-in-2 | 2023 | 4 | 594.2705 | 591.1301 | 9.1056 | 65.6674 | 0
| Zone | Remainder of System | 9 | Average Weekday | CAISO | 1-in-2 | 2023 | 5 | 533.0796 | 531.7527 | 9.1004 | 65.0638 | 0
| Zone | Remainder of System | 9 | Average Weekday | CAISO | 1-in-2 | 2023 | 6 | 520.0069 | 527.7863 | 9.0916 | 64.4963 | 0
| Zone | Remainder of System | 9 | Average Weekday | CAISO | 1-in-2 | 2023 | 7 | 548.4052 | 535.574 | 9.0635 | 64.1368 | 0
| Zone | Remainder of System | 9 | Average Weekday | CAISO | 1-in-2 | 2023 | 8 | 524.4627 | 521.0369 | 9.0147 | 63.932 | 0
| Zone | Remainder of System | 9 | Average Weekday | CAISO | 1-in-2 | 2023 | 9 | 480.0587 | 502.1444 | 9.0014 | 65.0104 | 0
| Zone | Remainder of System | 9 | Average Weekday | CAISO | 1-in-2 | 2023 | 10 | 475.1606 | 487.2779 | 9.054 | 67.9774 | 0
| Zone | Remainder of System | 9 | Average Weekday | CAISO | 1-in-2 | 2023 | 11 | 445.5133 | 457.7638 | 9.0309 | 71.7876 | 0
| Zone | Remainder of System | 9 | Average Weekday | CAISO | 1-in-2 | 2023 | 12 | 438.644 | 451.2588 | 9.0059 | 75.6626 | 0
| Zone | Remainder of System | 9 | Average Weekday | CAISO | 1-in-2 | 2023 | 13 | 370.3523 | 384.2012 | 8.9928 | 78.8927 | 0
| Zone | Remainder of System | 9 | Average Weekday | CAISO | 1-in-2 | 2023 | 14 | 331.7843 | 345.6909 | 9.0212 | 81.1439 | 0
| Zone | Remainder of System | 9 | Average Weekday | CAISO | 1-in-2 | 2023 | 15 | 283.0673 | 298.081 | 9.0757 | 82.3872 | 0
| Zone | Remainder of System | 9 | Average Weekday | CAISO | 1-in-2 | 2023 | 16 | 252.6553 | 255.2439 | 9.1228 | 82.7874 | 0
| Zone | Remainder of System | 9 | Average Weekday | CAISO | 1-in-2 | 2023 | 17 | 257.3122 | 263.3937 | 10.1182 | 82.4533 | 0
| Zone | Remainder of System | 9 | Average Weekday | CAISO | 1-in-2 | 2023 | 18 | 227.7842 | 245.0868 | 9.9994 | 81.2939 | 0
| Zone | Remainder of System | 9 | Average Weekday | CAISO | 1-in-2 | 2023 | 19 | 228.9719 | 249.0742 | 10.0008 | 79.3617 | 0
| Zone | Remainder of System | 9 | Average Weekday | CAISO | 1-in-2 | 2023 | 20 | 227.0227 | 238.621 | 9.0928 | 76.3554 | 0
| Zone | Remainder of System | 9 | Average Weekday | CAISO | 1-in-2 | 2023 | 21 | 236.6627 | 254.0114 | 9.33 | 73.1548 | 0
| Zone | Remainder of System | 9 | Average Weekday | CAISO | 1-in-2 | 2023 | 22 | 391.811 | 414.8346 | 9.0368 | 71.2851 | 0
| Zone | Remainder of System | 9 | Average Weekday | CAISO | 1-in-2 | 2023 | 23 | 402.8281 | 425.3858 | 9.0728 | 69.929 | 0
| Zone | Remainder of System | 9 | Average Weekday | CAISO | 1-in-2 | 2023 | 24 | 358.0151 | 376.685 | 9.0552 | 68.7915 | 0
| Zone | Remainder of System | 9 | Monthly System Peak Day | CAISO | 1-in-2 | 2023 | 1 | 268.0373 | 256.5345 | 9.1441 | 77.904 | 0
| Zone | Remainder of System | 9 | Monthly System Peak Day | CAISO | 1-in-2 | 2023 | 2 | 274.6219 | 248.413 | 9.1639 | 76.6059 | 0
| Zone | Remainder of System | 9 | Monthly System Peak Day | CAISO | 1-in-2 | 2023 | 3 | 435.4974 | 367.1599 | 9.1682 | 75.3749 | 0
| Zone | Remainder of System | 9 | Monthly System Peak Day | CAISO | 1-in-2 | 2023 | 4 | 594.2705 | 464.3928 | 9.1669 | 74.1759 | 0
| Zone | Remainder of System | 9 | Monthly System Peak Day | CAISO | 1-in-2 | 2023 | 5 | 533.0796 | 415.5104 | 9.1622 | 73.1852 | 0
| Zone | Remainder of System | 9 | Monthly System Peak Day | CAISO | 1-in-2 | 2023 | 6 | 520.0069 | 417.0068 | 9.1537 | 72.1223 | 0
| Zone | Remainder of System | 9 | Monthly System Peak Day | CAISO | 1-in-2 | 2023 | 7 | 548.4052 | 436.5401 | 9.1535 | 72.0548 | 0
| Zone | Remainder of System | 9 | Monthly System Peak Day | CAISO | 1-in-2 | 2023 | 8 | 524.4627 | 429.524 | 9.0905 | 72.1768 | 0
| Zone | Remainder of System | 9 | Monthly System Peak Day | CAISO | 1-in-2 | 2023 | 9 | 480.0587 | 455.2999 | 9.0701 | 73.7735 | 0
| Zone | Remainder of System | 9 | Monthly System Peak Day | CAISO | 1-in-2 | 2023 | 10 | 475.1606 | 436.3079 | 9.1218 | 78.2508 | 0
| Zone | Remainder of System | 9 | Monthly System Peak Day | CAISO | 1-in-2 | 2023 | 11 | 445.5133 | 407.1919 | 9.0811 | 84.4497 | 0
| Zone | Remainder of System | 9 | Monthly System Peak Day | CAISO | 1-in-2 | 2023 | 12 | 438.644 | 405.2327 | 9.0409 | 89.3024 | 0
| Zone | Remainder of System | 9 | Monthly System Peak Day | CAISO | 1-in-2 | 2023 | 13 | 370.3523 | 349.2007 | 9.0243 | 92.3143 | 0
| Zone | Remainder of System | 9 | Monthly System Peak Day | CAISO | 1-in-2 | 2023 | 14 | 331.7843 | 318.7755 | 9.0597 | 94.4131 | 0
| Zone | Remainder of System | 9 | Monthly System Peak Day | CAISO | 1-in-2 | 2023 | 15 | 283.0673 | 281.3636 | 9.1493 | 95.3252 | 0
| Zone | Remainder of System | 9 | Monthly System Peak Day | CAISO | 1-in-2 | 2023 | 16 | 252.6553 | 240.1892 | 9.2093 | 94.4826 | 0
| Zone | Remainder of System | 9 | Monthly System Peak Day | CAISO | 1-in-2 | 2023 | 17 | 257.3122 | 260.864 | 10.1354 | 93.6941 | 0
| Zone | Remainder of System | 9 | Monthly System Peak Day | CAISO | 1-in-2 | 2023 | 18 | 227.7842 | 257.4822 | 10.1218 | 92.461 | 0
| Zone | Remainder of System | 9 | Monthly System Peak Day | CAISO | 1-in-2 | 2023 | 19 | 228.9719 | 209.0136 | 9.5551 | 91.3242 | 0
| Zone | Remainder of System | 9 | Monthly System Peak Day | CAISO | 1-in-2 | 2023 | 20 | 227.0227 | 197.4798 | 8.8791 | 89.5099 | 0
| Zone | Remainder of System | 9 | Monthly System Peak Day | CAISO | 1-in-2 | 2023 | 21 | 236.6627 | 216.9221 | 10.3433 | 86.0988 | 0
| Zone | Remainder of System | 9 | Monthly System Peak Day | CAISO | 1-in-2 | 2023 | 22 | 391.811 | 352.7729 | 9.2511 | 83.8735 | 0
| Zone | Remainder of System | 9 | Monthly System Peak Day | CAISO | 1-in-2 | 2023 | 23 | 402.8281 | 350.4196 | 9.1006 | 81.8733 | 0
| Zone | Remainder of System | 9 | Monthly System Peak Day | CAISO | 1-in-2 | 2023 | 24 | 358.0151 | 325.4522 | 9.1073 | 80.3562 | 0
| Zone | Remainder of System | 10 | Average Weekday | CAISO | 1-in-2 | 2023 | 1 | 284.5009 | 294.9717 | 8.4917 | 62.4444 | 0
| Zone | Remainder of System | 10 | Average Weekday | CAISO | 1-in-2 | 2023 | 2 | 278.2924 | 284.8139 | 8.3803 | 61.5437 | 0
| Zone | Remainder of System | 10 | Average Weekday | CAISO | 1-in-2 | 2023 | 3 | 428.3479 | 437.7675 | 8.3651 | 60.6485 | 0
| Zone | Remainder of System | 10 | Average Weekday | CAISO | 1-in-2 | 2023 | 4 | 592.895 | 607.6376 | 8.3272 | 59.9332 | 0
| Zone | Remainder of System | 10 | Average Weekday | CAISO | 1-in-2 | 2023 | 5 | 580.9448 | 595.181 | 8.3237 | 59.2025 | 0
| Zone | Remainder of System | 10 | Average Weekday | CAISO | 1-in-2 | 2023 | 6 | 575.9045 | 590.9987 | 8.2729 | 58.6584 | 0
| Zone | Remainder of System | 10 | Average Weekday | CAISO | 1-in-2 | 2023 | 7 | 575.8895 | 575.1589 | 8.2582 | 58.2291 | 0
| Zone | Remainder of System | 10 | Average Weekday | CAISO | 1-in-2 | 2023 | 8 | 566.556 | 569.4382 | 8.5637 | 57.9539 | 0
| Zone | Remainder of System | 10 | Average Weekday | CAISO | 1-in-2 | 2023 | 9 | 539.5704 | 577.0051 | 8.9938 | 58.3197 | 0
| Zone | Remainder of System | 10 | Average Weekday | CAISO | 1-in-2 | 2023 | 10 | 521.6849 | 539.2837 | 8.7111 | 60.8693 | 0
| Zone | Remainder of System | 10 | Average Weekday | CAISO | 1-in-2 | 2023 | 11 | 506.1555 | 519.1494 | 8.933 | 64.43 | 0
| Zone | Remainder of System | 10 | Average Weekday | CAISO | 1-in-2 | 2023 | 12 | 494.9347 | 506.7145 | 9.179 | 68.177 | 0
| Zone | Remainder of System | 10 | Average Weekday | CAISO | 1-in-2 | 2023 | 13 | 398.8586 | 409.2404 | 9.3753 | 71.2953 | 0
| Zone | Remainder of System | 10 | Average Weekday | CAISO | 1-in-2 | 2023 | 14 | 348.4142 | 355.6243 | 9.2381 | 73.5492 | 0
| Zone | Remainder of System | 10 | Average Weekday | CAISO | 1-in-2 | 2023 | 15 | 303.7223 | 310.479 | 8.8426 | 74.9618 | 0
| Zone | Remainder of System | 10 | Average Weekday | CAISO | 1-in-2 | 2023 | 16 | 273.1479 | 275.8442 | 8.3364 | 75.8111 | 0
| Zone | Remainder of System | 10 | Average Weekday | CAISO | 1-in-2 | 2023 | 17 | 269.4703 | 275.4359 | 8.1241 | 75.6843 | 0
| Zone | Remainder of System | 10 | Average Weekday | CAISO | 1-in-2 | 2023 | 18 | 250.9288 | 257.3233 | 8.1821 | 74.5942 | 0
| Zone | Remainder of System | 10 | Average Weekday | CAISO | 1-in-2 | 2023 | 19 | 266.2863 | 272.9029 | 8.5995 | 72.5631 | 0
| Zone | Remainder of System | 10 | Average Weekday | CAISO | 1-in-2 | 2023 | 20 | 258.8542 | 262.3144 | 8.3027 | 69.6331 | 0
| Zone | Remainder of System | 10 | Average Weekday | CAISO | 1-in-2 | 2023 | 21 | 247.2855 | 252.9344 | 8.0102 | 67.329 | 0
| Zone | Remainder of System | 10 | Average Weekday | CAISO | 1-in-2 | 2023 | 22 | 428.8217 | 446.5949 | 8.2545 | 65.6424 | 0
| Zone | Remainder of System | 10 | Average Weekday | CAISO | 1-in-2 | 2023 | 23 | 406.6447 | 427.2104 | 8.4091 | 64.3401 | 0
| Zone | Remainder of System | 10 | Average Weekday | CAISO | 1-in-2 | 2023 | 24 | 335.782 | 359.1932 | 8.5906 | 63.2154 | 0
| Zone | Remainder of System | 10 | Monthly System Peak Day | CAISO | 1-in-2 | 2023 | 1 | 284.5009 | 304.7883 | 8.319 | 72.2171 | 0
| Zone | Remainder of System | 10 | Monthly System Peak Day | CAISO | 1-in-2 | 2023 | 2 | 278.2924 | 289.5067 | 8.2632 | 70.8415 | 0
| Zone | Remainder of System | 10 | Monthly System Peak Day | CAISO | 1-in-2 | 2023 | 3 | 428.3479 | 441.7851 | 8.2568 | 70.0803 | 0
| Zone | Remainder of System | 10 | Monthly System Peak Day | CAISO | 1-in-2 | 2023 | 4 | 592.895 | 609.2859 | 8.2438 | 68.827 | 0
| Zone | Remainder of System | 10 | Monthly System Peak Day | CAISO | 1-in-2 | 2023 | 5 | 580.9448 | 600.2996 | 8.2377 | 67.8458 | 0
| Zone | Remainder of System | 10 | Monthly System Peak Day | CAISO | 1-in-2 | 2023 | 6 | 575.9045 | 589.5603 | 8.2151 | 66.7427 | 0
| Zone | Remainder of System | 10 | Monthly System Peak Day | CAISO | 1-in-2 | 2023 | 7 | 575.8895 | 569.3849 | 8.2026 | 65.8678 | 0
| Zone | Remainder of System | 10 | Monthly System Peak Day | CAISO | 1-in-2 | 2023 | 8 | 566.556 | 570.0298 | 8.3601 | 65.4377 | 0
| Zone | Remainder of System | 10 | Monthly System Peak Day | CAISO | 1-in-2 | 2023 | 9 | 539.5704 | 588.7405 | 8.6591 | 66.2452 | 0
| Zone | Remainder of System | 10 | Monthly System Peak Day | CAISO | 1-in-2 | 2023 | 10 | 521.6849 | 545.3825 | 8.4448 | 69.8979 | 0
| Zone | Remainder of System | 10 | Monthly System Peak Day | CAISO | 1-in-2 | 2023 | 11 | 506.1555 | 527.7902 | 8.5865 | 74.5908 | 0
| Zone | Remainder of System | 10 | Monthly System Peak Day | CAISO | 1-in-2 | 2023 | 12 | 494.9347 | 520.104 | 8.7578 | 79.3034 | 0
| Zone | Remainder of System | 10 | Monthly System Peak Day | CAISO | 1-in-2 | 2023 | 13 | 398.8586 | 408.679 | 8.9055 | 83.164 | 0
| Zone | Remainder of System | 10 | Monthly System Peak Day | CAISO | 1-in-2 | 2023 | 14 | 348.4142 | 354.4984 | 8.8102 | 85.6548 | 0
| Zone | Remainder of System | 10 | Monthly System Peak Day | CAISO | 1-in-2 | 2023 | 15 | 303.7223 | 310.7358 | 8.5208 | 86.4362 | 0
| Zone | Remainder of System | 10 | Monthly System Peak Day | CAISO | 1-in-2 | 2023 | 16 | 273.1479 | 274.4991 | 8.2059 | 86.5258 | 0
| Zone | Remainder of System | 10 | Monthly System Peak Day | CAISO | 1-in-2 | 2023 | 17 | 269.4703 | 275.3954 | 8.0697 | 85.9902 | 0
| Zone | Remainder of System | 10 | Monthly System Peak Day | CAISO | 1-in-2 | 2023 | 18 | 250.9288 | 257.1965 | 8.0658 | 84.5165 | 0
| Zone | Remainder of System | 10 | Monthly System Peak Day | CAISO | 1-in-2 | 2023 | 19 | 266.2863 | 271.9845 | 8.5582 | 82.4122 | 0
| Zone | Remainder of System | 10 | Monthly System Peak Day | CAISO | 1-in-2 | 2023 | 20 | 258.8542 | 262.8924 | 8.3022 | 79.6766 | 0
| Zone | Remainder of System | 10 | Monthly System Peak Day | CAISO | 1-in-2 | 2023 | 21 | 247.2855 | 255.5217 | 8.2541 | 76.8708 | 0
| Zone | Remainder of System | 10 | Monthly System Peak Day | CAISO | 1-in-2 | 2023 | 22 | 428.8217 | 446.5462 | 8.1822 | 74.658 | 0
| Zone | Remainder of System | 10 | Monthly System Peak Day | CAISO | 1-in-2 | 2023 | 23 | 406.6447 | 430.5636 | 8.2711 | 72.984 | 0
| Zone | Remainder of System | 10 | Monthly System Peak Day | CAISO | 1-in-2 | 2023 | 24 | 335.782 | 373.4432 | 8.3813 | 71.6792 | 0
| Zone | Remainder of System | 11 | Average Weekday | CAISO | 1-in-2 | 2023 | 1 | 267.7896 | 274.3404 | 8.3727 | 55.1393 | 0
| Zone | Remainder of System | 11 | Average Weekday | CAISO | 1-in-2 | 2023 | 2 | 266.6931 | 272.9257 | 8.3918 | 54.2468 | 0
| Zone | Remainder of System | 11 | Average Weekday | CAISO | 1-in-2 | 2023 | 3 | 411.3665 | 421.869 | 8.3666 | 53.5402 | 0
| Zone | Remainder of System | 11 | Average Weekday | CAISO | 1-in-2 | 2023 | 4 | 586.6953 | 604.0757 | 8.3784 | 52.8548 | 0
| Zone | Remainder of System | 11 | Average Weekday | CAISO | 1-in-2 | 2023 | 5 | 554.7465 | 579.9767 | 8.3516 | 52.2064 | 0
| Zone | Remainder of System | 11 | Average Weekday | CAISO | 1-in-2 | 2023 | 6 | 540.4554 | 567.1135 | 8.3577 | 51.6886 | 0
| Zone | Remainder of System | 11 | Average Weekday | CAISO | 1-in-2 | 2023 | 7 | 548.4004 | 545.6112 | 8.5479 | 51.4006 | 0
| Zone | Remainder of System | 11 | Average Weekday | CAISO | 1-in-2 | 2023 | 8 | 529.0421 | 532.462 | 8.8535 | 51.2337 | 0
| Zone | Remainder of System | 11 | Average Weekday | CAISO | 1-in-2 | 2023 | 9 | 513.6024 | 540.338 | 8.535 | 52.617 | 0
| Zone | Remainder of System | 11 | Average Weekday | CAISO | 1-in-2 | 2023 | 10 | 491.7099 | 504.0797 | 8.8341 | 55.9436 | 0
| Zone | Remainder of System | 11 | Average Weekday | CAISO | 1-in-2 | 2023 | 11 | 466.2483 | 474.3644 | 9.0252 | 59.9898 | 0
| Zone | Remainder of System | 11 | Average Weekday | CAISO | 1-in-2 | 2023 | 12 | 459.688 | 466.9487 | 9.1217 | 63.6279 | 0
| Zone | Remainder of System | 11 | Average Weekday | CAISO | 1-in-2 | 2023 | 13 | 372.7934 | 383.9777 | 8.8994 | 66.3108 | 0
| Zone | Remainder of System | 11 | Average Weekday | CAISO | 1-in-2 | 2023 | 14 | 339.2192 | 346.9111 | 8.6345 | 67.955 | 0
| Zone | Remainder of System | 11 | Average Weekday | CAISO | 1-in-2 | 2023 | 15 | 287.3108 | 296.78 | 8.3149 | 68.7613 | 0
| Zone | Remainder of System | 11 | Average Weekday | CAISO | 1-in-2 | 2023 | 16 | 259.746 | 262.3083 | 8.3995 | 68.8401 | 0
| Zone | Remainder of System | 11 | Average Weekday | CAISO | 1-in-2 | 2023 | 17 | 263.7741 | 269.1841 | 8.2067 | 67.8879 | 0
| Zone | Remainder of System | 11 | Average Weekday | CAISO | 1-in-2 | 2023 | 18 | 245.8862 | 252.0195 | 8.3778 | 65.6421 | 0
| Zone | Remainder of System | 11 | Average Weekday | CAISO | 1-in-2 | 2023 | 19 | 263.1277 | 267.4547 | 8.3181 | 63.0659 | 0
| Zone | Remainder of System | 11 | Average Weekday | CAISO | 1-in-2 | 2023 | 20 | 249.0033 | 309.9158 | 10.4078 | 61.0428 | 0
| Zone | Remainder of System | 11 | Average Weekday | CAISO | 1-in-2 | 2023 | 21 | 236.4016 | 242.6706 | 7.978 | 59.4763 | 0
| Zone | Remainder of System | 11 | Average Weekday | CAISO | 1-in-2 | 2023 | 22 | 410.6591 | 426.5526 | 8.3394 | 58.1157 | 0
| Zone | Remainder of System | 11 | Average Weekday | CAISO | 1-in-2 | 2023 | 23 | 389.1284 | 403.9468 | 8.5062 | 57.0092 | 0
| Zone | Remainder of System | 11 | Average Weekday | CAISO | 1-in-2 | 2023 | 24 | 316.8932 | 329.6281 | 8.4294 | 56.044 | 0
| Zone | Remainder of System | 11 | Monthly System Peak Day | CAISO | 1-in-2 | 2023 | 1 | 267.7896 | 274.3404 | 8.3727 | 56.8952 | 0
| Zone | Remainder of System | 11 | Monthly System Peak Day | CAISO | 1-in-2 | 2023 | 2 | 266.6931 | 272.9257 | 8.3918 | 55.5083 | 0
| Zone | Remainder of System | 11 | Monthly System Peak Day | CAISO | 1-in-2 | 2023 | 3 | 411.3665 | 421.869 | 8.3666 | 54.5876 | 0
| Zone | Remainder of System | 11 | Monthly System Peak Day | CAISO | 1-in-2 | 2023 | 4 | 586.6953 | 604.0757 | 8.3784 | 53.8228 | 0
| Zone | Remainder of System | 11 | Monthly System Peak Day | CAISO | 1-in-2 | 2023 | 5 | 554.7465 | 579.9767 | 8.3516 | 53.0023 | 0
| Zone | Remainder of System | 11 | Monthly System Peak Day | CAISO | 1-in-2 | 2023 | 6 | 540.4554 | 567.1135 | 8.3577 | 52.0448 | 0
| Zone | Remainder of System | 11 | Monthly System Peak Day | CAISO | 1-in-2 | 2023 | 7 | 548.4004 | 545.6112 | 8.5479 | 51.8419 | 0
| Zone | Remainder of System | 11 | Monthly System Peak Day | CAISO | 1-in-2 | 2023 | 8 | 529.0421 | 532.462 | 8.8535 | 51.2473 | 0
| Zone | Remainder of System | 11 | Monthly System Peak Day | CAISO | 1-in-2 | 2023 | 9 | 513.6024 | 540.338 | 8.535 | 53.9035 | 0
| Zone | Remainder of System | 11 | Monthly System Peak Day | CAISO | 1-in-2 | 2023 | 10 | 491.7099 | 504.0797 | 8.8341 | 59.5086 | 0
| Zone | Remainder of System | 11 | Monthly System Peak Day | CAISO | 1-in-2 | 2023 | 11 | 466.2483 | 474.3644 | 9.0252 | 65.8059 | 0
| Zone | Remainder of System | 11 | Monthly System Peak Day | CAISO | 1-in-2 | 2023 | 12 | 459.688 | 466.9487 | 9.1217 | 71.0123 | 0
| Zone | Remainder of System | 11 | Monthly System Peak Day | CAISO | 1-in-2 | 2023 | 13 | 372.7934 | 383.9777 | 8.8994 | 74.1978 | 0
| Zone | Remainder of System | 11 | Monthly System Peak Day | CAISO | 1-in-2 | 2023 | 14 | 339.2192 | 346.9111 | 8.6345 | 76.0754 | 0
| Zone | Remainder of System | 11 | Monthly System Peak Day | CAISO | 1-in-2 | 2023 | 15 | 287.3108 | 296.78 | 8.3149 | 77.1162 | 0
| Zone | Remainder of System | 11 | Monthly System Peak Day | CAISO | 1-in-2 | 2023 | 16 | 259.746 | 262.3083 | 8.3995 | 77.2485 | 0
| Zone | Remainder of System | 11 | Monthly System Peak Day | CAISO | 1-in-2 | 2023 | 17 | 263.7741 | 269.1841 | 8.2067 | 75.9806 | 0
| Zone | Remainder of System | 11 | Monthly System Peak Day | CAISO | 1-in-2 | 2023 | 18 | 245.8862 | 252.0195 | 8.3778 | 73.0124 | 0
| Zone | Remainder of System | 11 | Monthly System Peak Day | CAISO | 1-in-2 | 2023 | 19 | 263.1277 | 267.4547 | 8.3181 | 69.2583 | 0
| Zone | Remainder of System | 11 | Monthly System Peak Day | CAISO | 1-in-2 | 2023 | 20 | 249.0033 | 309.9158 | 10.4078 | 66.8881 | 0
| Zone | Remainder of System | 11 | Monthly System Peak Day | CAISO | 1-in-2 | 2023 | 21 | 236.4016 | 242.6706 | 7.978 | 64.7514 | 0
| Zone | Remainder of System | 11 | Monthly System Peak Day | CAISO | 1-in-2 | 2023 | 22 | 410.6591 | 426.5526 | 8.3394 | 62.7621 | 0
| Zone | Remainder of System | 11 | Monthly System Peak Day | CAISO | 1-in-2 | 2023 | 23 | 389.1284 | 403.9468 | 8.5062 | 61.0133 | 0
| Zone | Remainder of System | 11 | Monthly System Peak Day | CAISO | 1-in-2 | 2023 | 24 | 316.8932 | 329.6281 | 8.4294 | 59.4414 | 0
| Zone | Remainder of System | 12 | Average Weekday | CAISO | 1-in-2 | 2023 | 1 | 252.3801 | 259.3272 | 8.2329 | 48.4162 | 0
| Zone | Remainder of System | 12 | Average Weekday | CAISO | 1-in-2 | 2023 | 2 | 248.3696 | 254.8959 | 8.2594 | 47.6968 | 0
| Zone | Remainder of System | 12 | Average Weekday | CAISO | 1-in-2 | 2023 | 3 | 386.8533 | 398.6238 | 8.2652 | 47.0922 | 0
| Zone | Remainder of System | 12 | Average Weekday | CAISO | 1-in-2 | 2023 | 4 | 561.8755 | 580.3591 | 8.272 | 46.5967 | 0
| Zone | Remainder of System | 12 | Average Weekday | CAISO | 1-in-2 | 2023 | 5 | 533.2461 | 562.0994 | 8.2756 | 46.1058 | 0
| Zone | Remainder of System | 12 | Average Weekday | CAISO | 1-in-2 | 2023 | 6 | 508.5489 | 539.7477 | 8.281 | 45.6281 | 0
| Zone | Remainder of System | 12 | Average Weekday | CAISO | 1-in-2 | 2023 | 7 | 502.8337 | 501.394 | 8.2413 | 45.2597 | 0
| Zone | Remainder of System | 12 | Average Weekday | CAISO | 1-in-2 | 2023 | 8 | 495.0958 | 501.9079 | 8.1914 | 44.9964 | 0
| Zone | Remainder of System | 12 | Average Weekday | CAISO | 1-in-2 | 2023 | 9 | 476.144 | 504.3116 | 8.1413 | 45.5801 | 0
| Zone | Remainder of System | 12 | Average Weekday | CAISO | 1-in-2 | 2023 | 10 | 447.7744 | 463.4893 | 8.1692 | 48.5465 | 0
| Zone | Remainder of System | 12 | Average Weekday | CAISO | 1-in-2 | 2023 | 11 | 424.1732 | 434.1916 | 8.1249 | 52.2576 | 0
| Zone | Remainder of System | 12 | Average Weekday | CAISO | 1-in-2 | 2023 | 12 | 416.5321 | 423.486 | 8.0838 | 55.5505 | 0
| Zone | Remainder of System | 12 | Average Weekday | CAISO | 1-in-2 | 2023 | 13 | 338.7928 | 349.5674 | 8.0733 | 58.0477 | 0
| Zone | Remainder of System | 12 | Average Weekday | CAISO | 1-in-2 | 2023 | 14 | 307.0089 | 315.5351 | 8.1083 | 59.6814 | 0
| Zone | Remainder of System | 12 | Average Weekday | CAISO | 1-in-2 | 2023 | 15 | 270.252 | 278.8073 | 8.1662 | 60.6344 | 0
| Zone | Remainder of System | 12 | Average Weekday | CAISO | 1-in-2 | 2023 | 16 | 237.5145 | 239.742 | 8.2269 | 60.924 | 0
| Zone | Remainder of System | 12 | Average Weekday | CAISO | 1-in-2 | 2023 | 17 | 242.5199 | 248.791 | 8.0847 | 60.2163 | 0
| Zone | Remainder of System | 12 | Average Weekday | CAISO | 1-in-2 | 2023 | 18 | 226.8906 | 232.785 | 8.0631 | 58.125 | 0
| Zone | Remainder of System | 12 | Average Weekday | CAISO | 1-in-2 | 2023 | 19 | 245.3693 | 249.6879 | 8.3176 | 55.6097 | 0
| Zone | Remainder of System | 12 | Average Weekday | CAISO | 1-in-2 | 2023 | 20 | 238.7254 | 300.4898 | 8.3354 | 53.8019 | 0
| Zone | Remainder of System | 12 | Average Weekday | CAISO | 1-in-2 | 2023 | 21 | 226.2804 | 232.8928 | 7.9778 | 52.3231 | 0
| Zone | Remainder of System | 12 | Average Weekday | CAISO | 1-in-2 | 2023 | 22 | 398.0751 | 413.6672 | 8.1758 | 51.115 | 0
| Zone | Remainder of System | 12 | Average Weekday | CAISO | 1-in-2 | 2023 | 23 | 377.7834 | 392.4792 | 8.2011 | 50.11 | 0
| Zone | Remainder of System | 12 | Average Weekday | CAISO | 1-in-2 | 2023 | 24 | 306.3791 | 319.9357 | 8.2039 | 49.1232 | 0
| Zone | Remainder of System | 12 | Monthly System Peak Day | CAISO | 1-in-2 | 2023 | 1 | 252.3801 | 259.3272 | 8.2329 | 48.2948 | 0
| Zone | Remainder of System | 12 | Monthly System Peak Day | CAISO | 1-in-2 | 2023 | 2 | 248.3696 | 254.8959 | 8.2594 | 46.93 | 0
| Zone | Remainder of System | 12 | Monthly System Peak Day | CAISO | 1-in-2 | 2023 | 3 | 386.8533 | 398.6238 | 8.2652 | 46.1477 | 0
| Zone | Remainder of System | 12 | Monthly System Peak Day | CAISO | 1-in-2 | 2023 | 4 | 561.8755 | 580.3591 | 8.272 | 45.4458 | 0
| Zone | Remainder of System | 12 | Monthly System Peak Day | CAISO | 1-in-2 | 2023 | 5 | 533.2461 | 562.0994 | 8.2756 | 44.5797 | 0
| Zone | Remainder of System | 12 | Monthly System Peak Day | CAISO | 1-in-2 | 2023 | 6 | 508.5489 | 539.7477 | 8.281 | 44.0612 | 0
| Zone | Remainder of System | 12 | Monthly System Peak Day | CAISO | 1-in-2 | 2023 | 7 | 502.8337 | 501.394 | 8.2413 | 43.8067 | 0
| Zone | Remainder of System | 12 | Monthly System Peak Day | CAISO | 1-in-2 | 2023 | 8 | 495.0958 | 501.9079 | 8.1914 | 43.7139 | 0
| Zone | Remainder of System | 12 | Monthly System Peak Day | CAISO | 1-in-2 | 2023 | 9 | 476.144 | 504.3116 | 8.1413 | 44.6007 | 0
| Zone | Remainder of System | 12 | Monthly System Peak Day | CAISO | 1-in-2 | 2023 | 10 | 447.7744 | 463.4893 | 8.1692 | 48.3374 | 0
| Zone | Remainder of System | 12 | Monthly System Peak Day | CAISO | 1-in-2 | 2023 | 11 | 424.1732 | 434.1916 | 8.1249 | 53.0775 | 0
| Zone | Remainder of System | 12 | Monthly System Peak Day | CAISO | 1-in-2 | 2023 | 12 | 416.5321 | 423.486 | 8.0838 | 57.7845 | 0
| Zone | Remainder of System | 12 | Monthly System Peak Day | CAISO | 1-in-2 | 2023 | 13 | 338.7928 | 349.5674 | 8.0733 | 61.0577 | 0
| Zone | Remainder of System | 12 | Monthly System Peak Day | CAISO | 1-in-2 | 2023 | 14 | 307.0089 | 315.5351 | 8.1083 | 62.7922 | 0
| Zone | Remainder of System | 12 | Monthly System Peak Day | CAISO | 1-in-2 | 2023 | 15 | 270.252 | 278.8073 | 8.1662 | 63.3541 | 0
| Zone | Remainder of System | 12 | Monthly System Peak Day | CAISO | 1-in-2 | 2023 | 16 | 237.5145 | 239.742 | 8.2269 | 63.3348 | 0
| Zone | Remainder of System | 12 | Monthly System Peak Day | CAISO | 1-in-2 | 2023 | 17 | 242.5199 | 248.791 | 8.0847 | 62.5976 | 0
| Zone | Remainder of System | 12 | Monthly System Peak Day | CAISO | 1-in-2 | 2023 | 18 | 226.8906 | 232.785 | 8.0631 | 60.1329 | 0
| Zone | Remainder of System | 12 | Monthly System Peak Day | CAISO | 1-in-2 | 2023 | 19 | 245.3693 | 249.6879 | 8.3176 | 57.542 | 0
| Zone | Remainder of System | 12 | Monthly System Peak Day | CAISO | 1-in-2 | 2023 | 20 | 238.7254 | 300.4898 | 8.3354 | 55.6973 | 0
| Zone | Remainder of System | 12 | Monthly System Peak Day | CAISO | 1-in-2 | 2023 | 21 | 226.2804 | 232.8928 | 7.9778 | 54.0723 | 0
| Zone | Remainder of System | 12 | Monthly System Peak Day | CAISO | 1-in-2 | 2023 | 22 | 398.0751 | 413.6672 | 8.1758 | 52.6684 | 0
| Zone | Remainder of System | 12 | Monthly System Peak Day | CAISO | 1-in-2 | 2023 | 23 | 377.7834 | 392.4792 | 8.2011 | 51.6911 | 0
| Zone | Remainder of System | 12 | Monthly System Peak Day | CAISO | 1-in-2 | 2023 | 24 | 306.3791 | 319.9357 | 8.2039 | 50.2983 | 0
| Zone | Remainder of System | 1 | Average Weekday | CAISO | 1-in-2 | 2024 | 1 | 262.8893 | 269.1798 | 8.2254 | 51.6966 | 0
| Zone | Remainder of System | 1 | Average Weekday | CAISO | 1-in-2 | 2024 | 2 | 260.192 | 267.3862 | 8.2518 | 50.8567 | 0
| Zone | Remainder of System | 1 | Average Weekday | CAISO | 1-in-2 | 2024 | 3 | 402.8042 | 414.5675 | 8.2575 | 50.0656 | 0
| Zone | Remainder of System | 1 | Average Weekday | CAISO | 1-in-2 | 2024 | 4 | 573.905 | 592.2025 | 8.2643 | 49.4579 | 0
| Zone | Remainder of System | 1 | Average Weekday | CAISO | 1-in-2 | 2024 | 5 | 547.106 | 575.0515 | 8.268 | 48.6945 | 0
| Zone | Remainder of System | 1 | Average Weekday | CAISO | 1-in-2 | 2024 | 6 | 532.6618 | 563.3032 | 8.2734 | 48.0933 | 0
| Zone | Remainder of System | 1 | Average Weekday | CAISO | 1-in-2 | 2024 | 7 | 539.3622 | 537.245 | 8.2339 | 47.6913 | 0
| Zone | Remainder of System | 1 | Average Weekday | CAISO | 1-in-2 | 2024 | 8 | 531.4985 | 537.2801 | 8.1841 | 47.4835 | 0
| Zone | Remainder of System | 1 | Average Weekday | CAISO | 1-in-2 | 2024 | 9 | 499.7636 | 525.1604 | 8.1342 | 48.0697 | 0
| Zone | Remainder of System | 1 | Average Weekday | CAISO | 1-in-2 | 2024 | 10 | 481.9951 | 495.1533 | 8.1619 | 51.1465 | 0
| Zone | Remainder of System | 1 | Average Weekday | CAISO | 1-in-2 | 2024 | 11 | 453.9265 | 462.2993 | 8.1178 | 55.3765 | 0
| Zone | Remainder of System | 1 | Average Weekday | CAISO | 1-in-2 | 2024 | 12 | 448.9444 | 455.9243 | 8.077 | 59.3259 | 0
| Zone | Remainder of System | 1 | Average Weekday | CAISO | 1-in-2 | 2024 | 13 | 377.803 | 388.5254 | 8.0666 | 62.3629 | 0
| Zone | Remainder of System | 1 | Average Weekday | CAISO | 1-in-2 | 2024 | 14 | 341.9178 | 349.6074 | 8.1013 | 64.3351 | 0
| Zone | Remainder of System | 1 | Average Weekday | CAISO | 1-in-2 | 2024 | 15 | 297.0501 | 304.828 | 8.1589 | 65.597 | 0
| Zone | Remainder of System | 1 | Average Weekday | CAISO | 1-in-2 | 2024 | 16 | 264.1748 | 266.4406 | 8.2194 | 66.0866 | 0
| Zone | Remainder of System | 1 | Average Weekday | CAISO | 1-in-2 | 2024 | 17 | 267.0332 | 273.4137 | 8.0838 | 65.5552 | 0
| Zone | Remainder of System | 1 | Average Weekday | CAISO | 1-in-2 | 2024 | 18 | 248.2345 | 254.2212 | 8.0622 | 63.7601 | 0
| Zone | Remainder of System | 1 | Average Weekday | CAISO | 1-in-2 | 2024 | 19 | 262.1505 | 266.533 | 8.3122 | 60.7946 | 0
| Zone | Remainder of System | 1 | Average Weekday | CAISO | 1-in-2 | 2024 | 20 | 253.1332 | 314.9374 | 8.3295 | 58.559 | 0
| Zone | Remainder of System | 1 | Average Weekday | CAISO | 1-in-2 | 2024 | 21 | 236.3291 | 242.7492 | 7.975 | 56.9225 | 0
| Zone | Remainder of System | 1 | Average Weekday | CAISO | 1-in-2 | 2024 | 22 | 409.1958 | 425.0511 | 8.1683 | 55.4974 | 0
| Zone | Remainder of System | 1 | Average Weekday | CAISO | 1-in-2 | 2024 | 23 | 395.1165 | 409.8868 | 8.1939 | 54.2455 | 0
| Zone | Remainder of System | 1 | Average Weekday | CAISO | 1-in-2 | 2024 | 24 | 325.4382 | 337.8345 | 8.1966 | 53.1421 | 0
| Zone | Remainder of System | 1 | Monthly System Peak Day | CAISO | 1-in-2 | 2024 | 1 | 262.8893 | 269.1798 | 8.2254 | 47.5791 | 0
| Zone | Remainder of System | 1 | Monthly System Peak Day | CAISO | 1-in-2 | 2024 | 2 | 260.192 | 267.3862 | 8.2518 | 46.5599 | 0
| Zone | Remainder of System | 1 | Monthly System Peak Day | CAISO | 1-in-2 | 2024 | 3 | 402.8042 | 414.5675 | 8.2575 | 45.5395 | 0
| Zone | Remainder of System | 1 | Monthly System Peak Day | CAISO | 1-in-2 | 2024 | 4 | 573.905 | 592.2025 | 8.2643 | 44.8071 | 0
| Zone | Remainder of System | 1 | Monthly System Peak Day | CAISO | 1-in-2 | 2024 | 5 | 547.106 | 575.0515 | 8.268 | 44.0112 | 0
| Zone | Remainder of System | 1 | Monthly System Peak Day | CAISO | 1-in-2 | 2024 | 6 | 532.6618 | 563.3032 | 8.2734 | 43.5364 | 0
| Zone | Remainder of System | 1 | Monthly System Peak Day | CAISO | 1-in-2 | 2024 | 7 | 539.3622 | 537.245 | 8.2339 | 43.2181 | 0
| Zone | Remainder of System | 1 | Monthly System Peak Day | CAISO | 1-in-2 | 2024 | 8 | 531.4985 | 537.2801 | 8.1841 | 43.1351 | 0
| Zone | Remainder of System | 1 | Monthly System Peak Day | CAISO | 1-in-2 | 2024 | 9 | 499.7636 | 525.1604 | 8.1342 | 43.8574 | 0
| Zone | Remainder of System | 1 | Monthly System Peak Day | CAISO | 1-in-2 | 2024 | 10 | 481.9951 | 495.1533 | 8.1619 | 46.2637 | 0
| Zone | Remainder of System | 1 | Monthly System Peak Day | CAISO | 1-in-2 | 2024 | 11 | 453.9265 | 462.2993 | 8.1178 | 49.3761 | 0
| Zone | Remainder of System | 1 | Monthly System Peak Day | CAISO | 1-in-2 | 2024 | 12 | 448.9444 | 455.9243 | 8.077 | 52.0586 | 0
| Zone | Remainder of System | 1 | Monthly System Peak Day | CAISO | 1-in-2 | 2024 | 13 | 377.803 | 388.5254 | 8.0666 | 53.2747 | 0
| Zone | Remainder of System | 1 | Monthly System Peak Day | CAISO | 1-in-2 | 2024 | 14 | 341.9178 | 349.6074 | 8.1013 | 54.3508 | 0
| Zone | Remainder of System | 1 | Monthly System Peak Day | CAISO | 1-in-2 | 2024 | 15 | 297.0501 | 304.828 | 8.1589 | 55.45 | 0
| Zone | Remainder of System | 1 | Monthly System Peak Day | CAISO | 1-in-2 | 2024 | 16 | 264.1748 | 266.4406 | 8.2194 | 56.1591 | 0
| Zone | Remainder of System | 1 | Monthly System Peak Day | CAISO | 1-in-2 | 2024 | 17 | 267.0332 | 273.4137 | 8.0838 | 55.461 | 0
| Zone | Remainder of System | 1 | Monthly System Peak Day | CAISO | 1-in-2 | 2024 | 18 | 248.2345 | 254.2212 | 8.0622 | 54.1689 | 0
| Zone | Remainder of System | 1 | Monthly System Peak Day | CAISO | 1-in-2 | 2024 | 19 | 262.1505 | 266.533 | 8.3122 | 52.5576 | 0
| Zone | Remainder of System | 1 | Monthly System Peak Day | CAISO | 1-in-2 | 2024 | 20 | 253.1332 | 314.9374 | 8.3295 | 51.4093 | 0
| Zone | Remainder of System | 1 | Monthly System Peak Day | CAISO | 1-in-2 | 2024 | 21 | 236.3291 | 242.7492 | 7.975 | 50.2882 | 0
| Zone | Remainder of System | 1 | Monthly System Peak Day | CAISO | 1-in-2 | 2024 | 22 | 409.1958 | 425.0511 | 8.1683 | 49.3354 | 0
| Zone | Remainder of System | 1 | Monthly System Peak Day | CAISO | 1-in-2 | 2024 | 23 | 395.1165 | 409.8868 | 8.1939 | 48.5349 | 0
| Zone | Remainder of System | 1 | Monthly System Peak Day | CAISO | 1-in-2 | 2024 | 24 | 325.4382 | 337.8345 | 8.1966 | 47.6998 | 0
| Zone | Remainder of System | 2 | Average Weekday | CAISO | 1-in-2 | 2024 | 1 | 262.7503 | 269.8579 | 8.2826 | 52.5675 | 0
| Zone | Remainder of System | 2 | Average Weekday | CAISO | 1-in-2 | 2024 | 2 | 256.5976 | 264.7422 | 8.3148 | 51.7224 | 0
| Zone | Remainder of System | 2 | Average Weekday | CAISO | 1-in-2 | 2024 | 3 | 395.6818 | 408.7791 | 8.3215 | 50.9045 | 0
| Zone | Remainder of System | 2 | Average Weekday | CAISO | 1-in-2 | 2024 | 4 | 563.4339 | 584.1505 | 8.3295 | 50.1164 | 0
| Zone | Remainder of System | 2 | Average Weekday | CAISO | 1-in-2 | 2024 | 5 | 544.5145 | 575.4859 | 8.333 | 49.374 | 0
| Zone | Remainder of System | 2 | Average Weekday | CAISO | 1-in-2 | 2024 | 6 | 534.2245 | 566.877 | 8.3379 | 48.7755 | 0
| Zone | Remainder of System | 2 | Average Weekday | CAISO | 1-in-2 | 2024 | 7 | 526.9664 | 526.0895 | 8.2897 | 48.3328 | 0
| Zone | Remainder of System | 2 | Average Weekday | CAISO | 1-in-2 | 2024 | 8 | 517.876 | 524.0979 | 8.2307 | 48.1435 | 0
| Zone | Remainder of System | 2 | Average Weekday | CAISO | 1-in-2 | 2024 | 9 | 498.6586 | 524.3766 | 8.1706 | 49.3982 | 0
| Zone | Remainder of System | 2 | Average Weekday | CAISO | 1-in-2 | 2024 | 10 | 476.6898 | 489.2174 | 8.2064 | 52.9426 | 0
| Zone | Remainder of System | 2 | Average Weekday | CAISO | 1-in-2 | 2024 | 11 | 453.1084 | 461.7149 | 8.151 | 57.0736 | 0
| Zone | Remainder of System | 2 | Average Weekday | CAISO | 1-in-2 | 2024 | 12 | 447.8686 | 455.5928 | 8.0983 | 60.5918 | 0
| Zone | Remainder of System | 2 | Average Weekday | CAISO | 1-in-2 | 2024 | 13 | 372.1491 | 383.9872 | 8.084 | 63.117 | 0
| Zone | Remainder of System | 2 | Average Weekday | CAISO | 1-in-2 | 2024 | 14 | 333.3285 | 341.6428 | 8.129 | 64.6805 | 0
| Zone | Remainder of System | 2 | Average Weekday | CAISO | 1-in-2 | 2024 | 15 | 283.7887 | 293.3732 | 8.2018 | 65.5714 | 0
| Zone | Remainder of System | 2 | Average Weekday | CAISO | 1-in-2 | 2024 | 16 | 253.7353 | 257.385 | 8.2759 | 65.833 | 0
| Zone | Remainder of System | 2 | Average Weekday | CAISO | 1-in-2 | 2024 | 17 | 245.8603 | 250.952 | 8.1165 | 65.4214 | 0
| Zone | Remainder of System | 2 | Average Weekday | CAISO | 1-in-2 | 2024 | 18 | 232.4984 | 237.6071 | 8.0884 | 64.0855 | 0
| Zone | Remainder of System | 2 | Average Weekday | CAISO | 1-in-2 | 2024 | 19 | 254.5946 | 259.0589 | 8.3122 | 61.5241 | 0
| Zone | Remainder of System | 2 | Average Weekday | CAISO | 1-in-2 | 2024 | 20 | 246.3468 | 306.2361 | 8.333 | 59.1486 | 0
| Zone | Remainder of System | 2 | Average Weekday | CAISO | 1-in-2 | 2024 | 21 | 224.786 | 230.9761 | 7.949 | 57.4325 | 0
| Zone | Remainder of System | 2 | Average Weekday | CAISO | 1-in-2 | 2024 | 22 | 394.1529 | 409.8474 | 8.2095 | 55.9779 | 0
| Zone | Remainder of System | 2 | Average Weekday | CAISO | 1-in-2 | 2024 | 23 | 378.4064 | 393.576 | 8.2434 | 54.7327 | 0
| Zone | Remainder of System | 2 | Average Weekday | CAISO | 1-in-2 | 2024 | 24 | 318.2009 | 331.8551 | 8.2471 | 53.6434 | 0
| Zone | Remainder of System | 2 | Monthly System Peak Day | CAISO | 1-in-2 | 2024 | 1 | 262.7503 | 269.8579 | 8.2826 | 43.5438 | 0
| Zone | Remainder of System | 2 | Monthly System Peak Day | CAISO | 1-in-2 | 2024 | 2 | 256.5976 | 264.7422 | 8.3148 | 42.7868 | 0
| Zone | Remainder of System | 2 | Monthly System Peak Day | CAISO | 1-in-2 | 2024 | 3 | 395.6818 | 408.7791 | 8.3215 | 42.1016 | 0
| Zone | Remainder of System | 2 | Monthly System Peak Day | CAISO | 1-in-2 | 2024 | 4 | 563.4339 | 584.1505 | 8.3295 | 41.5683 | 0
| Zone | Remainder of System | 2 | Monthly System Peak Day | CAISO | 1-in-2 | 2024 | 5 | 544.5145 | 575.4859 | 8.333 | 40.7986 | 0
| Zone | Remainder of System | 2 | Monthly System Peak Day | CAISO | 1-in-2 | 2024 | 6 | 534.2245 | 566.877 | 8.3379 | 40.0606 | 0
| Zone | Remainder of System | 2 | Monthly System Peak Day | CAISO | 1-in-2 | 2024 | 7 | 526.9664 | 526.0895 | 8.2897 | 39.4674 | 0
| Zone | Remainder of System | 2 | Monthly System Peak Day | CAISO | 1-in-2 | 2024 | 8 | 517.876 | 524.0979 | 8.2307 | 39.2967 | 0
| Zone | Remainder of System | 2 | Monthly System Peak Day | CAISO | 1-in-2 | 2024 | 9 | 498.6586 | 524.3766 | 8.1706 | 40.8391 | 0
| Zone | Remainder of System | 2 | Monthly System Peak Day | CAISO | 1-in-2 | 2024 | 10 | 476.6898 | 489.2174 | 8.2064 | 44.0474 | 0
| Zone | Remainder of System | 2 | Monthly System Peak Day | CAISO | 1-in-2 | 2024 | 11 | 453.1084 | 461.7149 | 8.151 | 47.42 | 0
| Zone | Remainder of System | 2 | Monthly System Peak Day | CAISO | 1-in-2 | 2024 | 12 | 447.8686 | 455.5928 | 8.0983 | 50.4917 | 0
| Zone | Remainder of System | 2 | Monthly System Peak Day | CAISO | 1-in-2 | 2024 | 13 | 372.1491 | 383.9872 | 8.084 | 52.9941 | 0
| Zone | Remainder of System | 2 | Monthly System Peak Day | CAISO | 1-in-2 | 2024 | 14 | 333.3285 | 341.6428 | 8.129 | 54.6576 | 0
| Zone | Remainder of System | 2 | Monthly System Peak Day | CAISO | 1-in-2 | 2024 | 15 | 283.7887 | 293.3732 | 8.2018 | 55.7966 | 0
| Zone | Remainder of System | 2 | Monthly System Peak Day | CAISO | 1-in-2 | 2024 | 16 | 253.7353 | 257.385 | 8.2759 | 56.3506 | 0
| Zone | Remainder of System | 2 | Monthly System Peak Day | CAISO | 1-in-2 | 2024 | 17 | 245.8603 | 250.952 | 8.1165 | 56.1764 | 0
| Zone | Remainder of System | 2 | Monthly System Peak Day | CAISO | 1-in-2 | 2024 | 18 | 232.4984 | 237.6071 | 8.0884 | 55.1213 | 0
| Zone | Remainder of System | 2 | Monthly System Peak Day | CAISO | 1-in-2 | 2024 | 19 | 254.5946 | 259.0589 | 8.3122 | 52.9983 | 0
| Zone | Remainder of System | 2 | Monthly System Peak Day | CAISO | 1-in-2 | 2024 | 20 | 246.3468 | 306.2361 | 8.333 | 50.8817 | 0
| Zone | Remainder of System | 2 | Monthly System Peak Day | CAISO | 1-in-2 | 2024 | 21 | 224.786 | 230.9761 | 7.949 | 49.3216 | 0
| Zone | Remainder of System | 2 | Monthly System Peak Day | CAISO | 1-in-2 | 2024 | 22 | 394.1529 | 409.8474 | 8.2095 | 47.9568 | 0
| Zone | Remainder of System | 2 | Monthly System Peak Day | CAISO | 1-in-2 | 2024 | 23 | 378.4064 | 393.576 | 8.2434 | 46.7378 | 0
| Zone | Remainder of System | 2 | Monthly System Peak Day | CAISO | 1-in-2 | 2024 | 24 | 318.2009 | 331.8551 | 8.2471 | 45.5444 | 0
| Zone | Remainder of System | 3 | Average Weekday | CAISO | 1-in-2 | 2024 | 1 | 270.078 | 281.9221 | 8.3704 | 54.0244 | 0
| Zone | Remainder of System | 3 | Average Weekday | CAISO | 1-in-2 | 2024 | 2 | 264.7213 | 272.1877 | 8.3215 | 53.0154 | 0
| Zone | Remainder of System | 3 | Average Weekday | CAISO | 1-in-2 | 2024 | 3 | 422.9935 | 434.0715 | 8.3143 | 52.1085 | 0
| Zone | Remainder of System | 3 | Average Weekday | CAISO | 1-in-2 | 2024 | 4 | 596.0373 | 612.8293 | 8.297 | 51.3271 | 0
| Zone | Remainder of System | 3 | Average Weekday | CAISO | 1-in-2 | 2024 | 5 | 563.1983 | 582.5651 | 8.2908 | 50.5861 | 0
| Zone | Remainder of System | 3 | Average Weekday | CAISO | 1-in-2 | 2024 | 6 | 553.1776 | 572.4415 | 8.2591 | 49.8821 | 0
| Zone | Remainder of System | 3 | Average Weekday | CAISO | 1-in-2 | 2024 | 7 | 557.3629 | 558.067 | 8.2436 | 49.399 | 0
| Zone | Remainder of System | 3 | Average Weekday | CAISO | 1-in-2 | 2024 | 8 | 536.248 | 546.1249 | 8.3982 | 49.1477 | 0
| Zone | Remainder of System | 3 | Average Weekday | CAISO | 1-in-2 | 2024 | 9 | 520.8833 | 560.6415 | 8.5893 | 50.1844 | 0
| Zone | Remainder of System | 3 | Average Weekday | CAISO | 1-in-2 | 2024 | 10 | 501.8548 | 524.5025 | 8.4558 | 53.2277 | 0
| Zone | Remainder of System | 3 | Average Weekday | CAISO | 1-in-2 | 2024 | 11 | 470.2905 | 486.7881 | 8.5343 | 56.8354 | 0
| Zone | Remainder of System | 3 | Average Weekday | CAISO | 1-in-2 | 2024 | 12 | 470.1606 | 482.2588 | 8.6232 | 60.1749 | 0
| Zone | Remainder of System | 3 | Average Weekday | CAISO | 1-in-2 | 2024 | 13 | 377.5523 | 388.4012 | 8.6983 | 62.8043 | 0
| Zone | Remainder of System | 3 | Average Weekday | CAISO | 1-in-2 | 2024 | 14 | 352.3999 | 359.799 | 8.6488 | 64.6602 | 0
| Zone | Remainder of System | 3 | Average Weekday | CAISO | 1-in-2 | 2024 | 15 | 306.1203 | 313.1265 | 8.4826 | 65.8561 | 0
| Zone | Remainder of System | 3 | Average Weekday | CAISO | 1-in-2 | 2024 | 16 | 272.6917 | 275.5761 | 8.2651 | 66.5387 | 0
| Zone | Remainder of System | 3 | Average Weekday | CAISO | 1-in-2 | 2024 | 17 | 273.669 | 279.4444 | 8.1126 | 66.6098 | 0
| Zone | Remainder of System | 3 | Average Weekday | CAISO | 1-in-2 | 2024 | 18 | 246.9169 | 253.3252 | 8.1271 | 65.845 | 0
| Zone | Remainder of System | 3 | Average Weekday | CAISO | 1-in-2 | 2024 | 19 | 261.9182 | 268.5675 | 8.4001 | 64.2052 | 0
| Zone | Remainder of System | 3 | Average Weekday | CAISO | 1-in-2 | 2024 | 20 | 248.6743 | 251.9573 | 8.2969 | 61.7132 | 0
| Zone | Remainder of System | 3 | Average Weekday | CAISO | 1-in-2 | 2024 | 21 | 221.1229 | 226.1252 | 7.9785 | 59.1399 | 0
| Zone | Remainder of System | 3 | Average Weekday | CAISO | 1-in-2 | 2024 | 22 | 418.3335 | 436.6772 | 8.2233 | 57.4121 | 0
| Zone | Remainder of System | 3 | Average Weekday | CAISO | 1-in-2 | 2024 | 23 | 407.4095 | 428.8545 | 8.3253 | 56.1046 | 0
| Zone | Remainder of System | 3 | Average Weekday | CAISO | 1-in-2 | 2024 | 24 | 349.6833 | 374.7075 | 8.4157 | 54.9793 | 0
| Zone | Remainder of System | 3 | Monthly System Peak Day | CAISO | 1-in-2 | 2024 | 1 | 270.078 | 281.9221 | 8.3704 | 56.9603 | 0
| Zone | Remainder of System | 3 | Monthly System Peak Day | CAISO | 1-in-2 | 2024 | 2 | 264.7213 | 272.1877 | 8.3215 | 55.7974 | 0
| Zone | Remainder of System | 3 | Monthly System Peak Day | CAISO | 1-in-2 | 2024 | 3 | 422.9935 | 434.0715 | 8.3143 | 54.1445 | 0
| Zone | Remainder of System | 3 | Monthly System Peak Day | CAISO | 1-in-2 | 2024 | 4 | 596.0373 | 612.8293 | 8.297 | 53.2971 | 0
| Zone | Remainder of System | 3 | Monthly System Peak Day | CAISO | 1-in-2 | 2024 | 5 | 563.1983 | 582.5651 | 8.2908 | 52.3144 | 0
| Zone | Remainder of System | 3 | Monthly System Peak Day | CAISO | 1-in-2 | 2024 | 6 | 553.1776 | 572.4415 | 8.2591 | 51.3896 | 0
| Zone | Remainder of System | 3 | Monthly System Peak Day | CAISO | 1-in-2 | 2024 | 7 | 557.3629 | 558.067 | 8.2436 | 50.9162 | 0
| Zone | Remainder of System | 3 | Monthly System Peak Day | CAISO | 1-in-2 | 2024 | 8 | 536.248 | 546.1249 | 8.3982 | 50.0641 | 0
| Zone | Remainder of System | 3 | Monthly System Peak Day | CAISO | 1-in-2 | 2024 | 9 | 520.8833 | 560.6415 | 8.5893 | 50.4442 | 0
| Zone | Remainder of System | 3 | Monthly System Peak Day | CAISO | 1-in-2 | 2024 | 10 | 501.8548 | 524.5025 | 8.4558 | 53.4591 | 0
| Zone | Remainder of System | 3 | Monthly System Peak Day | CAISO | 1-in-2 | 2024 | 11 | 470.2905 | 486.7881 | 8.5343 | 58.2081 | 0
| Zone | Remainder of System | 3 | Monthly System Peak Day | CAISO | 1-in-2 | 2024 | 12 | 470.1606 | 482.2588 | 8.6232 | 62.4932 | 0
| Zone | Remainder of System | 3 | Monthly System Peak Day | CAISO | 1-in-2 | 2024 | 13 | 377.5523 | 388.4012 | 8.6983 | 65.7865 | 0
| Zone | Remainder of System | 3 | Monthly System Peak Day | CAISO | 1-in-2 | 2024 | 14 | 352.3999 | 359.799 | 8.6488 | 67.6177 | 0
| Zone | Remainder of System | 3 | Monthly System Peak Day | CAISO | 1-in-2 | 2024 | 15 | 306.1203 | 313.1265 | 8.4826 | 68.7829 | 0
| Zone | Remainder of System | 3 | Monthly System Peak Day | CAISO | 1-in-2 | 2024 | 16 | 272.6917 | 275.5761 | 8.2651 | 69.7518 | 0
| Zone | Remainder of System | 3 | Monthly System Peak Day | CAISO | 1-in-2 | 2024 | 17 | 273.669 | 279.4444 | 8.1126 | 70.2778 | 0
| Zone | Remainder of System | 3 | Monthly System Peak Day | CAISO | 1-in-2 | 2024 | 18 | 246.9169 | 253.3252 | 8.1271 | 69.7317 | 0
| Zone | Remainder of System | 3 | Monthly System Peak Day | CAISO | 1-in-2 | 2024 | 19 | 261.9182 | 268.5675 | 8.4001 | 68.0419 | 0
| Zone | Remainder of System | 3 | Monthly System Peak Day | CAISO | 1-in-2 | 2024 | 20 | 248.6743 | 251.9573 | 8.2969 | 65.005 | 0
| Zone | Remainder of System | 3 | Monthly System Peak Day | CAISO | 1-in-2 | 2024 | 21 | 221.1229 | 226.1252 | 7.9785 | 62.0225 | 0
| Zone | Remainder of System | 3 | Monthly System Peak Day | CAISO | 1-in-2 | 2024 | 22 | 418.3335 | 436.6772 | 8.2233 | 60.067 | 0
| Zone | Remainder of System | 3 | Monthly System Peak Day | CAISO | 1-in-2 | 2024 | 23 | 407.4095 | 428.8545 | 8.3253 | 58.747 | 0
| Zone | Remainder of System | 3 | Monthly System Peak Day | CAISO | 1-in-2 | 2024 | 24 | 349.6833 | 374.7075 | 8.4157 | 57.434 | 0
| Zone | Remainder of System | 4 | Average Weekday | CAISO | 1-in-2 | 2024 | 1 | 268.2972 | 279.5096 | 8.387 | 56.7365 | 0
| Zone | Remainder of System | 4 | Average Weekday | CAISO | 1-in-2 | 2024 | 2 | 266.4724 | 274.7491 | 8.3389 | 55.8532 | 0
| Zone | Remainder of System | 4 | Average Weekday | CAISO | 1-in-2 | 2024 | 3 | 424.4453 | 436.1852 | 8.3316 | 55.0258 | 0
| Zone | Remainder of System | 4 | Average Weekday | CAISO | 1-in-2 | 2024 | 4 | 592.7286 | 609.2147 | 8.3146 | 54.3534 | 0
| Zone | Remainder of System | 4 | Average Weekday | CAISO | 1-in-2 | 2024 | 5 | 548.3166 | 566.4675 | 8.3082 | 53.7644 | 0
| Zone | Remainder of System | 4 | Average Weekday | CAISO | 1-in-2 | 2024 | 6 | 543.2853 | 561.6618 | 8.2762 | 53.2815 | 0
| Zone | Remainder of System | 4 | Average Weekday | CAISO | 1-in-2 | 2024 | 7 | 546.8342 | 547.9951 | 8.2597 | 52.8216 | 0
| Zone | Remainder of System | 4 | Average Weekday | CAISO | 1-in-2 | 2024 | 8 | 531.8783 | 539.3181 | 8.4134 | 52.6788 | 0
| Zone | Remainder of System | 4 | Average Weekday | CAISO | 1-in-2 | 2024 | 9 | 502.9982 | 541.3442 | 8.6031 | 54.2211 | 0
| Zone | Remainder of System | 4 | Average Weekday | CAISO | 1-in-2 | 2024 | 10 | 485.1331 | 507.9354 | 8.471 | 57.0764 | 0
| Zone | Remainder of System | 4 | Average Weekday | CAISO | 1-in-2 | 2024 | 11 | 459.3328 | 473.2931 | 8.5478 | 60.136 | 0
| Zone | Remainder of System | 4 | Average Weekday | CAISO | 1-in-2 | 2024 | 12 | 458.7139 | 470.8135 | 8.6349 | 63.031 | 0
| Zone | Remainder of System | 4 | Average Weekday | CAISO | 1-in-2 | 2024 | 13 | 375.5777 | 386.3586 | 8.7087 | 65.4726 | 0
| Zone | Remainder of System | 4 | Average Weekday | CAISO | 1-in-2 | 2024 | 14 | 345.9316 | 353.4342 | 8.6604 | 67.3555 | 0
| Zone | Remainder of System | 4 | Average Weekday | CAISO | 1-in-2 | 2024 | 15 | 293.6994 | 301.0269 | 8.4959 | 68.6662 | 0
| Zone | Remainder of System | 4 | Average Weekday | CAISO | 1-in-2 | 2024 | 16 | 261.5925 | 264.5864 | 8.281 | 69.2704 | 0
| Zone | Remainder of System | 4 | Average Weekday | CAISO | 1-in-2 | 2024 | 17 | 259.9943 | 264.4035 | 8.1459 | 69.3555 | 0
| Zone | Remainder of System | 4 | Average Weekday | CAISO | 1-in-2 | 2024 | 18 | 224.1516 | 229.7587 | 8.158 | 68.6446 | 0
| Zone | Remainder of System | 4 | Average Weekday | CAISO | 1-in-2 | 2024 | 19 | 230.0398 | 236.7535 | 8.4003 | 67.2712 | 0
| Zone | Remainder of System | 4 | Average Weekday | CAISO | 1-in-2 | 2024 | 20 | 222.7703 | 226.1238 | 8.297 | 64.9503 | 0
| Zone | Remainder of System | 4 | Average Weekday | CAISO | 1-in-2 | 2024 | 21 | 224.195 | 229.4148 | 7.9939 | 61.9895 | 0
| Zone | Remainder of System | 4 | Average Weekday | CAISO | 1-in-2 | 2024 | 22 | 408.5456 | 426.5315 | 8.2356 | 59.9101 | 0
| Zone | Remainder of System | 4 | Average Weekday | CAISO | 1-in-2 | 2024 | 23 | 401.8832 | 422.8722 | 8.3418 | 58.5285 | 0
| Zone | Remainder of System | 4 | Average Weekday | CAISO | 1-in-2 | 2024 | 24 | 344.1283 | 368.2022 | 8.4318 | 57.4672 | 0
| Zone | Remainder of System | 4 | Monthly System Peak Day | CAISO | 1-in-2 | 2024 | 1 | 268.2972 | 279.5096 | 8.387 | 62.08 | 0
| Zone | Remainder of System | 4 | Monthly System Peak Day | CAISO | 1-in-2 | 2024 | 2 | 266.4724 | 274.7491 | 8.3389 | 60.7156 | 0
| Zone | Remainder of System | 4 | Monthly System Peak Day | CAISO | 1-in-2 | 2024 | 3 | 424.4453 | 436.1852 | 8.3316 | 59.7607 | 0
| Zone | Remainder of System | 4 | Monthly System Peak Day | CAISO | 1-in-2 | 2024 | 4 | 592.7286 | 609.2147 | 8.3146 | 58.8607 | 0
| Zone | Remainder of System | 4 | Monthly System Peak Day | CAISO | 1-in-2 | 2024 | 5 | 548.3166 | 566.4675 | 8.3082 | 57.7303 | 0
| Zone | Remainder of System | 4 | Monthly System Peak Day | CAISO | 1-in-2 | 2024 | 6 | 543.2853 | 561.6618 | 8.2762 | 56.8679 | 0
| Zone | Remainder of System | 4 | Monthly System Peak Day | CAISO | 1-in-2 | 2024 | 7 | 546.8342 | 547.9951 | 8.2597 | 56.0597 | 0
| Zone | Remainder of System | 4 | Monthly System Peak Day | CAISO | 1-in-2 | 2024 | 8 | 531.8783 | 539.3181 | 8.4134 | 55.6808 | 0
| Zone | Remainder of System | 4 | Monthly System Peak Day | CAISO | 1-in-2 | 2024 | 9 | 502.9982 | 541.3442 | 8.6031 | 57.449 | 0
| Zone | Remainder of System | 4 | Monthly System Peak Day | CAISO | 1-in-2 | 2024 | 10 | 485.1331 | 507.9354 | 8.471 | 61.5881 | 0
| Zone | Remainder of System | 4 | Monthly System Peak Day | CAISO | 1-in-2 | 2024 | 11 | 459.3328 | 473.2931 | 8.5478 | 66.9769 | 0
| Zone | Remainder of System | 4 | Monthly System Peak Day | CAISO | 1-in-2 | 2024 | 12 | 458.7139 | 470.8135 | 8.6349 | 72.106 | 0
| Zone | Remainder of System | 4 | Monthly System Peak Day | CAISO | 1-in-2 | 2024 | 13 | 375.5777 | 386.3586 | 8.7087 | 76.1771 | 0
| Zone | Remainder of System | 4 | Monthly System Peak Day | CAISO | 1-in-2 | 2024 | 14 | 345.9316 | 353.4342 | 8.6604 | 79.0859 | 0
| Zone | Remainder of System | 4 | Monthly System Peak Day | CAISO | 1-in-2 | 2024 | 15 | 293.6994 | 301.0269 | 8.4959 | 80.9147 | 0
| Zone | Remainder of System | 4 | Monthly System Peak Day | CAISO | 1-in-2 | 2024 | 16 | 261.5925 | 264.5864 | 8.281 | 81.4535 | 0
| Zone | Remainder of System | 4 | Monthly System Peak Day | CAISO | 1-in-2 | 2024 | 17 | 259.9943 | 264.4035 | 8.1459 | 81.2189 | 0
| Zone | Remainder of System | 4 | Monthly System Peak Day | CAISO | 1-in-2 | 2024 | 18 | 224.1516 | 229.7587 | 8.158 | 80.2419 | 0
| Zone | Remainder of System | 4 | Monthly System Peak Day | CAISO | 1-in-2 | 2024 | 19 | 230.0398 | 236.7535 | 8.4003 | 79.0493 | 0
| Zone | Remainder of System | 4 | Monthly System Peak Day | CAISO | 1-in-2 | 2024 | 20 | 222.7703 | 226.1238 | 8.297 | 76.3662 | 0
| Zone | Remainder of System | 4 | Monthly System Peak Day | CAISO | 1-in-2 | 2024 | 21 | 224.195 | 229.4148 | 7.9939 | 72.022 | 0
| Zone | Remainder of System | 4 | Monthly System Peak Day | CAISO | 1-in-2 | 2024 | 22 | 408.5456 | 426.5315 | 8.2356 | 68.2917 | 0
| Zone | Remainder of System | 4 | Monthly System Peak Day | CAISO | 1-in-2 | 2024 | 23 | 401.8832 | 422.8722 | 8.3418 | 65.3696 | 0
| Zone | Remainder of System | 4 | Monthly System Peak Day | CAISO | 1-in-2 | 2024 | 24 | 344.1283 | 368.2022 | 8.4318 | 63.3596 | 0
| Zone | Remainder of System | 5 | Average Weekday | CAISO | 1-in-2 | 2024 | 1 | 281.4482 | 292.7471 | 8.4191 | 59.7443 | 0
| Zone | Remainder of System | 5 | Average Weekday | CAISO | 1-in-2 | 2024 | 2 | 282.0608 | 289.374 | 8.372 | 59.0711 | 0
| Zone | Remainder of System | 5 | Average Weekday | CAISO | 1-in-2 | 2024 | 3 | 440.8528 | 453.4698 | 8.3648 | 58.4673 | 0
| Zone | Remainder of System | 5 | Average Weekday | CAISO | 1-in-2 | 2024 | 4 | 603.8361 | 621.4943 | 8.3479 | 57.9163 | 0
| Zone | Remainder of System | 5 | Average Weekday | CAISO | 1-in-2 | 2024 | 5 | 565.3326 | 584.3372 | 8.341 | 57.4537 | 0
| Zone | Remainder of System | 5 | Average Weekday | CAISO | 1-in-2 | 2024 | 6 | 550.6906 | 570.6537 | 8.3081 | 57.0042 | 0
| Zone | Remainder of System | 5 | Average Weekday | CAISO | 1-in-2 | 2024 | 7 | 544.6135 | 545.8358 | 8.2897 | 56.5906 | 0
| Zone | Remainder of System | 5 | Average Weekday | CAISO | 1-in-2 | 2024 | 8 | 542.5181 | 553.6876 | 8.443 | 56.9009 | 0
| Zone | Remainder of System | 5 | Average Weekday | CAISO | 1-in-2 | 2024 | 9 | 509.9728 | 545.8816 | 8.6306 | 58.6635 | 0
| Zone | Remainder of System | 5 | Average Weekday | CAISO | 1-in-2 | 2024 | 10 | 500.2022 | 523.4342 | 8.5007 | 61.0024 | 0
| Zone | Remainder of System | 5 | Average Weekday | CAISO | 1-in-2 | 2024 | 11 | 480.7235 | 495.2756 | 8.5742 | 63.674 | 0
| Zone | Remainder of System | 5 | Average Weekday | CAISO | 1-in-2 | 2024 | 12 | 473.8717 | 485.5675 | 8.6577 | 66.1969 | 0
| Zone | Remainder of System | 5 | Average Weekday | CAISO | 1-in-2 | 2024 | 13 | 384.1783 | 395.3034 | 8.7294 | 68.4385 | 0
| Zone | Remainder of System | 5 | Average Weekday | CAISO | 1-in-2 | 2024 | 14 | 360.7744 | 368.4924 | 8.6833 | 70.1752 | 0
| Zone | Remainder of System | 5 | Average Weekday | CAISO | 1-in-2 | 2024 | 15 | 318.118 | 325.2025 | 8.5224 | 71.341 | 0
| Zone | Remainder of System | 5 | Average Weekday | CAISO | 1-in-2 | 2024 | 16 | 276.8194 | 279.6629 | 8.3114 | 71.901 | 0
| Zone | Remainder of System | 5 | Average Weekday | CAISO | 1-in-2 | 2024 | 17 | 264.705 | 270.1512 | 8.176 | 71.8083 | 0
| Zone | Remainder of System | 5 | Average Weekday | CAISO | 1-in-2 | 2024 | 18 | 238.4128 | 244.3309 | 8.1849 | 71.1675 | 0
| Zone | Remainder of System | 5 | Average Weekday | CAISO | 1-in-2 | 2024 | 19 | 247.8781 | 254.754 | 8.3984 | 69.8052 | 0
| Zone | Remainder of System | 5 | Average Weekday | CAISO | 1-in-2 | 2024 | 20 | 235.8632 | 239.1771 | 8.2966 | 67.6863 | 0
| Zone | Remainder of System | 5 | Average Weekday | CAISO | 1-in-2 | 2024 | 21 | 241.0744 | 246.4444 | 7.9959 | 64.9519 | 0
| Zone | Remainder of System | 5 | Average Weekday | CAISO | 1-in-2 | 2024 | 22 | 428.9063 | 447.1776 | 8.2624 | 62.6968 | 0
| Zone | Remainder of System | 5 | Average Weekday | CAISO | 1-in-2 | 2024 | 23 | 428.0602 | 449.7443 | 8.3721 | 61.385 | 0
| Zone | Remainder of System | 5 | Average Weekday | CAISO | 1-in-2 | 2024 | 24 | 366.192 | 391.1508 | 8.4625 | 60.3901 | 0
| Zone | Remainder of System | 5 | Monthly System Peak Day | CAISO | 1-in-2 | 2024 | 1 | 281.4482 | 292.7471 | 8.4191 | 65.9416 | 0
| Zone | Remainder of System | 5 | Monthly System Peak Day | CAISO | 1-in-2 | 2024 | 2 | 282.0608 | 289.374 | 8.372 | 64.3504 | 0
| Zone | Remainder of System | 5 | Monthly System Peak Day | CAISO | 1-in-2 | 2024 | 3 | 440.8528 | 453.4698 | 8.3648 | 62.958 | 0
| Zone | Remainder of System | 5 | Monthly System Peak Day | CAISO | 1-in-2 | 2024 | 4 | 603.8361 | 621.4943 | 8.3479 | 61.4581 | 0
| Zone | Remainder of System | 5 | Monthly System Peak Day | CAISO | 1-in-2 | 2024 | 5 | 565.3326 | 584.3372 | 8.341 | 60.1746 | 0
| Zone | Remainder of System | 5 | Monthly System Peak Day | CAISO | 1-in-2 | 2024 | 6 | 550.6906 | 570.6537 | 8.3081 | 59.4602 | 0
| Zone | Remainder of System | 5 | Monthly System Peak Day | CAISO | 1-in-2 | 2024 | 7 | 544.6135 | 545.8358 | 8.2897 | 59.1397 | 0
| Zone | Remainder of System | 5 | Monthly System Peak Day | CAISO | 1-in-2 | 2024 | 8 | 542.5181 | 553.6876 | 8.443 | 59.4891 | 0
| Zone | Remainder of System | 5 | Monthly System Peak Day | CAISO | 1-in-2 | 2024 | 9 | 509.9728 | 545.8816 | 8.6306 | 61.7404 | 0
| Zone | Remainder of System | 5 | Monthly System Peak Day | CAISO | 1-in-2 | 2024 | 10 | 500.2022 | 523.4342 | 8.5007 | 66.3017 | 0
| Zone | Remainder of System | 5 | Monthly System Peak Day | CAISO | 1-in-2 | 2024 | 11 | 480.7235 | 495.2756 | 8.5742 | 71.7468 | 0
| Zone | Remainder of System | 5 | Monthly System Peak Day | CAISO | 1-in-2 | 2024 | 12 | 473.8717 | 485.5675 | 8.6577 | 76.4342 | 0
| Zone | Remainder of System | 5 | Monthly System Peak Day | CAISO | 1-in-2 | 2024 | 13 | 384.1783 | 395.3034 | 8.7294 | 79.7976 | 0
| Zone | Remainder of System | 5 | Monthly System Peak Day | CAISO | 1-in-2 | 2024 | 14 | 360.7744 | 368.4924 | 8.6833 | 81.949 | 0
| Zone | Remainder of System | 5 | Monthly System Peak Day | CAISO | 1-in-2 | 2024 | 15 | 318.118 | 325.2025 | 8.5224 | 82.9769 | 0
| Zone | Remainder of System | 5 | Monthly System Peak Day | CAISO | 1-in-2 | 2024 | 16 | 276.8194 | 279.6629 | 8.3114 | 83.3815 | 0
| Zone | Remainder of System | 5 | Monthly System Peak Day | CAISO | 1-in-2 | 2024 | 17 | 264.705 | 270.1512 | 8.176 | 83.2329 | 0
| Zone | Remainder of System | 5 | Monthly System Peak Day | CAISO | 1-in-2 | 2024 | 18 | 238.4128 | 244.3309 | 8.1849 | 81.6257 | 0
| Zone | Remainder of System | 5 | Monthly System Peak Day | CAISO | 1-in-2 | 2024 | 19 | 247.8781 | 254.754 | 8.3984 | 79.3771 | 0
| Zone | Remainder of System | 5 | Monthly System Peak Day | CAISO | 1-in-2 | 2024 | 20 | 235.8632 | 239.1771 | 8.2966 | 76.33 | 0
| Zone | Remainder of System | 5 | Monthly System Peak Day | CAISO | 1-in-2 | 2024 | 21 | 241.0744 | 246.4444 | 7.9959 | 72.094 | 0
| Zone | Remainder of System | 5 | Monthly System Peak Day | CAISO | 1-in-2 | 2024 | 22 | 428.9063 | 447.1776 | 8.2624 | 68.7355 | 0
| Zone | Remainder of System | 5 | Monthly System Peak Day | CAISO | 1-in-2 | 2024 | 23 | 428.0602 | 449.7443 | 8.3721 | 66.6746 | 0
| Zone | Remainder of System | 5 | Monthly System Peak Day | CAISO | 1-in-2 | 2024 | 24 | 366.192 | 391.1508 | 8.4625 | 64.9491 | 0
| Zone | Remainder of System | 6 | Average Weekday | CAISO | 1-in-2 | 2024 | 1 | 271.8395 | 289.6099 | 8.6511 | 63.1112 | 0
| Zone | Remainder of System | 6 | Average Weekday | CAISO | 1-in-2 | 2024 | 2 | 266.8215 | 283.8891 | 8.6224 | 62.1452 | 0
| Zone | Remainder of System | 6 | Average Weekday | CAISO | 1-in-2 | 2024 | 3 | 417.0881 | 450.4049 | 8.6149 | 61.3041 | 0
| Zone | Remainder of System | 6 | Average Weekday | CAISO | 1-in-2 | 2024 | 4 | 571.8137 | 617.3608 | 8.6099 | 60.6018 | 0
| Zone | Remainder of System | 6 | Average Weekday | CAISO | 1-in-2 | 2024 | 5 | 528.4976 | 576.4908 | 8.6256 | 60.0304 | 0
| Zone | Remainder of System | 6 | Average Weekday | CAISO | 1-in-2 | 2024 | 6 | 533.2448 | 586.1763 | 8.6554 | 59.4565 | 0
| Zone | Remainder of System | 6 | Average Weekday | CAISO | 1-in-2 | 2024 | 7 | 542.799 | 572.1913 | 8.9283 | 58.9785 | 0
| Zone | Remainder of System | 6 | Average Weekday | CAISO | 1-in-2 | 2024 | 8 | 535.6716 | 570.0937 | 8.6216 | 59.7299 | 0
| Zone | Remainder of System | 6 | Average Weekday | CAISO | 1-in-2 | 2024 | 9 | 537.126 | 554.4029 | 8.6807 | 62.174 | 0
| Zone | Remainder of System | 6 | Average Weekday | CAISO | 1-in-2 | 2024 | 10 | 522.6068 | 529.8808 | 8.8811 | 65.2314 | 0
| Zone | Remainder of System | 6 | Average Weekday | CAISO | 1-in-2 | 2024 | 11 | 485.839 | 488.3778 | 8.9247 | 68.4714 | 0
| Zone | Remainder of System | 6 | Average Weekday | CAISO | 1-in-2 | 2024 | 12 | 479.1573 | 490.4073 | 8.856 | 71.628 | 0
| Zone | Remainder of System | 6 | Average Weekday | CAISO | 1-in-2 | 2024 | 13 | 388.4273 | 419.1406 | 8.9433 | 74.2421 | 0
| Zone | Remainder of System | 6 | Average Weekday | CAISO | 1-in-2 | 2024 | 14 | 361.4138 | 383.9961 | 8.9019 | 76.363 | 0
| Zone | Remainder of System | 6 | Average Weekday | CAISO | 1-in-2 | 2024 | 15 | 301.0182 | 319.6777 | 9.084 | 77.827 | 0
| Zone | Remainder of System | 6 | Average Weekday | CAISO | 1-in-2 | 2024 | 16 | 264.1694 | 274.6215 | 9.3929 | 78.4645 | 0
| Zone | Remainder of System | 6 | Average Weekday | CAISO | 1-in-2 | 2024 | 17 | 260.226 | 266.4566 | 9.8417 | 78.5503 | 0
| Zone | Remainder of System | 6 | Average Weekday | CAISO | 1-in-2 | 2024 | 18 | 225.5708 | 239.7806 | 9.5421 | 77.7222 | 0
| Zone | Remainder of System | 6 | Average Weekday | CAISO | 1-in-2 | 2024 | 19 | 217.7385 | 228.9778 | 14.8437 | 76.2164 | 0
| Zone | Remainder of System | 6 | Average Weekday | CAISO | 1-in-2 | 2024 | 20 | 199.7991 | 206.4229 | 8.4604 | 74.0276 | 0
| Zone | Remainder of System | 6 | Average Weekday | CAISO | 1-in-2 | 2024 | 21 | 219.2957 | 225.865 | 8.9159 | 70.9789 | 0
| Zone | Remainder of System | 6 | Average Weekday | CAISO | 1-in-2 | 2024 | 22 | 385.565 | 428.9636 | 8.4833 | 67.784 | 0
| Zone | Remainder of System | 6 | Average Weekday | CAISO | 1-in-2 | 2024 | 23 | 407.0349 | 452.408 | 8.5682 | 65.8352 | 0
| Zone | Remainder of System | 6 | Average Weekday | CAISO | 1-in-2 | 2024 | 24 | 375.0008 | 409.9338 | 8.5981 | 64.4629 | 0
| Zone | Remainder of System | 6 | Monthly System Peak Day | CAISO | 1-in-2 | 2024 | 1 | 271.8395 | 289.0951 | 8.2652 | 65.2895 | 0
| Zone | Remainder of System | 6 | Monthly System Peak Day | CAISO | 1-in-2 | 2024 | 2 | 266.8215 | 280.6001 | 8.275 | 64.5317 | 0
| Zone | Remainder of System | 6 | Monthly System Peak Day | CAISO | 1-in-2 | 2024 | 3 | 417.0881 | 437.8381 | 8.2768 | 63.7888 | 0
| Zone | Remainder of System | 6 | Monthly System Peak Day | CAISO | 1-in-2 | 2024 | 4 | 571.8137 | 591.2177 | 8.2793 | 62.9638 | 0
| Zone | Remainder of System | 6 | Monthly System Peak Day | CAISO | 1-in-2 | 2024 | 5 | 528.4976 | 555.5492 | 8.2781 | 62.0477 | 0
| Zone | Remainder of System | 6 | Monthly System Peak Day | CAISO | 1-in-2 | 2024 | 6 | 533.2448 | 562.8431 | 8.2799 | 60.8109 | 0
| Zone | Remainder of System | 6 | Monthly System Peak Day | CAISO | 1-in-2 | 2024 | 7 | 542.799 | 540.7366 | 8.3219 | 60.1144 | 0
| Zone | Remainder of System | 6 | Monthly System Peak Day | CAISO | 1-in-2 | 2024 | 8 | 535.6716 | 548.7634 | 8.1974 | 60.8839 | 0
| Zone | Remainder of System | 6 | Monthly System Peak Day | CAISO | 1-in-2 | 2024 | 9 | 537.126 | 563.4236 | 8.1879 | 64.0861 | 0
| Zone | Remainder of System | 6 | Monthly System Peak Day | CAISO | 1-in-2 | 2024 | 10 | 522.6068 | 538.8946 | 8.2707 | 67.6713 | 0
| Zone | Remainder of System | 6 | Monthly System Peak Day | CAISO | 1-in-2 | 2024 | 11 | 485.839 | 500.5212 | 8.2536 | 71.258 | 0
| Zone | Remainder of System | 6 | Monthly System Peak Day | CAISO | 1-in-2 | 2024 | 12 | 479.1573 | 497.278 | 8.2111 | 75.0038 | 0
| Zone | Remainder of System | 6 | Monthly System Peak Day | CAISO | 1-in-2 | 2024 | 13 | 388.4273 | 413.5422 | 8.2159 | 78.5255 | 0
| Zone | Remainder of System | 6 | Monthly System Peak Day | CAISO | 1-in-2 | 2024 | 14 | 361.4138 | 382.6689 | 8.2425 | 81.1311 | 0
| Zone | Remainder of System | 6 | Monthly System Peak Day | CAISO | 1-in-2 | 2024 | 15 | 301.0182 | 320.7542 | 8.355 | 83.4287 | 0
| Zone | Remainder of System | 6 | Monthly System Peak Day | CAISO | 1-in-2 | 2024 | 16 | 264.1694 | 270.9907 | 8.4852 | 84.2761 | 0
| Zone | Remainder of System | 6 | Monthly System Peak Day | CAISO | 1-in-2 | 2024 | 17 | 260.226 | 267.8881 | 9.3368 | 84.0626 | 0
| Zone | Remainder of System | 6 | Monthly System Peak Day | CAISO | 1-in-2 | 2024 | 18 | 225.5708 | 243.5947 | 9.2328 | 83.0593 | 0
| Zone | Remainder of System | 6 | Monthly System Peak Day | CAISO | 1-in-2 | 2024 | 19 | 217.7385 | 240.117 | 10.1265 | 81.2172 | 0
| Zone | Remainder of System | 6 | Monthly System Peak Day | CAISO | 1-in-2 | 2024 | 20 | 199.7991 | 213.4334 | 8.3765 | 78.5937 | 0
| Zone | Remainder of System | 6 | Monthly System Peak Day | CAISO | 1-in-2 | 2024 | 21 | 219.2957 | 239.3041 | 9.0176 | 74.8448 | 0
| Zone | Remainder of System | 6 | Monthly System Peak Day | CAISO | 1-in-2 | 2024 | 22 | 385.565 | 412.9978 | 8.2871 | 70.7275 | 0
| Zone | Remainder of System | 6 | Monthly System Peak Day | CAISO | 1-in-2 | 2024 | 23 | 407.0349 | 439.2822 | 8.2731 | 68.2082 | 0
| Zone | Remainder of System | 6 | Monthly System Peak Day | CAISO | 1-in-2 | 2024 | 24 | 375.0008 | 404.6239 | 8.2367 | 66.809 | 0
| Zone | Remainder of System | 7 | Average Weekday | CAISO | 1-in-2 | 2024 | 1 | 264.1864 | 281.2449 | 8.8072 | 68.08 | 0
| Zone | Remainder of System | 7 | Average Weekday | CAISO | 1-in-2 | 2024 | 2 | 260.6536 | 272.5212 | 8.8189 | 67.3516 | 0
| Zone | Remainder of System | 7 | Average Weekday | CAISO | 1-in-2 | 2024 | 3 | 403.1024 | 423.3391 | 8.821 | 66.697 | 0
| Zone | Remainder of System | 7 | Average Weekday | CAISO | 1-in-2 | 2024 | 4 | 556.2369 | 578.2879 | 8.8235 | 66.1335 | 0
| Zone | Remainder of System | 7 | Average Weekday | CAISO | 1-in-2 | 2024 | 5 | 513.0889 | 538.5808 | 8.8216 | 65.6106 | 0
| Zone | Remainder of System | 7 | Average Weekday | CAISO | 1-in-2 | 2024 | 6 | 512.8308 | 540.0132 | 8.8202 | 65.1256 | 0
| Zone | Remainder of System | 7 | Average Weekday | CAISO | 1-in-2 | 2024 | 7 | 521.3 | 520.1995 | 8.8021 | 64.7652 | 0
| Zone | Remainder of System | 7 | Average Weekday | CAISO | 1-in-2 | 2024 | 8 | 513.0066 | 528.1141 | 8.7447 | 65.1789 | 0
| Zone | Remainder of System | 7 | Average Weekday | CAISO | 1-in-2 | 2024 | 9 | 502.0181 | 529.8721 | 8.7307 | 67.2839 | 0
| Zone | Remainder of System | 7 | Average Weekday | CAISO | 1-in-2 | 2024 | 10 | 487.9457 | 504.1263 | 8.7718 | 70.1065 | 0
| Zone | Remainder of System | 7 | Average Weekday | CAISO | 1-in-2 | 2024 | 11 | 457.9683 | 473.2219 | 8.7551 | 73.2348 | 0
| Zone | Remainder of System | 7 | Average Weekday | CAISO | 1-in-2 | 2024 | 12 | 451.3941 | 471.5219 | 8.7399 | 76.4308 | 0
| Zone | Remainder of System | 7 | Average Weekday | CAISO | 1-in-2 | 2024 | 13 | 362.0797 | 386.7624 | 8.733 | 79.0108 | 0
| Zone | Remainder of System | 7 | Average Weekday | CAISO | 1-in-2 | 2024 | 14 | 334.9781 | 356.5463 | 8.7578 | 81.0239 | 0
| Zone | Remainder of System | 7 | Average Weekday | CAISO | 1-in-2 | 2024 | 15 | 283.5017 | 303.4254 | 8.8137 | 82.3721 | 0
| Zone | Remainder of System | 7 | Average Weekday | CAISO | 1-in-2 | 2024 | 16 | 245.3848 | 251.9948 | 8.8547 | 82.9063 | 0
| Zone | Remainder of System | 7 | Average Weekday | CAISO | 1-in-2 | 2024 | 17 | 246.5121 | 255.2222 | 9.7932 | 82.877 | 0
| Zone | Remainder of System | 7 | Average Weekday | CAISO | 1-in-2 | 2024 | 18 | 217.1479 | 235.325 | 9.7034 | 82.0052 | 0
| Zone | Remainder of System | 7 | Average Weekday | CAISO | 1-in-2 | 2024 | 19 | 213.6353 | 236.276 | 9.4518 | 80.3719 | 0
| Zone | Remainder of System | 7 | Average Weekday | CAISO | 1-in-2 | 2024 | 20 | 202.6513 | 216.2869 | 9.0908 | 78.1158 | 0
| Zone | Remainder of System | 7 | Average Weekday | CAISO | 1-in-2 | 2024 | 21 | 220.6257 | 240.6055 | 9.2006 | 75.1175 | 0
| Zone | Remainder of System | 7 | Average Weekday | CAISO | 1-in-2 | 2024 | 22 | 384.2716 | 411.2162 | 8.8117 | 71.9882 | 0
| Zone | Remainder of System | 7 | Average Weekday | CAISO | 1-in-2 | 2024 | 23 | 399.8344 | 431.0441 | 8.8201 | 70.0845 | 0
| Zone | Remainder of System | 7 | Average Weekday | CAISO | 1-in-2 | 2024 | 24 | 359.3524 | 387.6617 | 8.7875 | 68.8469 | 0
| Zone | Remainder of System | 7 | Monthly System Peak Day | CAISO | 1-in-2 | 2024 | 1 | 264.1864 | 260.7318 | 8.8781 | 73.1955 | 0
| Zone | Remainder of System | 7 | Monthly System Peak Day | CAISO | 1-in-2 | 2024 | 2 | 260.6536 | 243.0083 | 8.8921 | 72.0249 | 0
| Zone | Remainder of System | 7 | Monthly System Peak Day | CAISO | 1-in-2 | 2024 | 3 | 403.1024 | 348.262 | 8.8958 | 71.091 | 0
| Zone | Remainder of System | 7 | Monthly System Peak Day | CAISO | 1-in-2 | 2024 | 4 | 556.2369 | 458.1881 | 8.8947 | 70.2162 | 0
| Zone | Remainder of System | 7 | Monthly System Peak Day | CAISO | 1-in-2 | 2024 | 5 | 513.0889 | 428.2434 | 8.893 | 69.6015 | 0
| Zone | Remainder of System | 7 | Monthly System Peak Day | CAISO | 1-in-2 | 2024 | 6 | 512.8308 | 452.0244 | 8.8915 | 69.0472 | 0
| Zone | Remainder of System | 7 | Monthly System Peak Day | CAISO | 1-in-2 | 2024 | 7 | 521.3 | 442.6847 | 8.8987 | 68.4552 | 0
| Zone | Remainder of System | 7 | Monthly System Peak Day | CAISO | 1-in-2 | 2024 | 8 | 513.0066 | 457.8804 | 8.8281 | 68.8219 | 0
| Zone | Remainder of System | 7 | Monthly System Peak Day | CAISO | 1-in-2 | 2024 | 9 | 502.0181 | 483.7686 | 8.8077 | 71.8173 | 0
| Zone | Remainder of System | 7 | Monthly System Peak Day | CAISO | 1-in-2 | 2024 | 10 | 487.9457 | 456.6693 | 8.8501 | 75.7699 | 0
| Zone | Remainder of System | 7 | Monthly System Peak Day | CAISO | 1-in-2 | 2024 | 11 | 457.9683 | 427.9327 | 8.8165 | 79.9919 | 0
| Zone | Remainder of System | 7 | Monthly System Peak Day | CAISO | 1-in-2 | 2024 | 12 | 451.3941 | 425.9718 | 8.7857 | 83.7897 | 0
| Zone | Remainder of System | 7 | Monthly System Peak Day | CAISO | 1-in-2 | 2024 | 13 | 362.0797 | 358.9718 | 8.7752 | 86.8527 | 0
| Zone | Remainder of System | 7 | Monthly System Peak Day | CAISO | 1-in-2 | 2024 | 14 | 334.9781 | 335.3793 | 8.8065 | 88.9939 | 0
| Zone | Remainder of System | 7 | Monthly System Peak Day | CAISO | 1-in-2 | 2024 | 15 | 283.5017 | 290.6859 | 8.8947 | 90.4931 | 0
| Zone | Remainder of System | 7 | Monthly System Peak Day | CAISO | 1-in-2 | 2024 | 16 | 245.3848 | 240.0172 | 8.9501 | 90.6156 | 0
| Zone | Remainder of System | 7 | Monthly System Peak Day | CAISO | 1-in-2 | 2024 | 17 | 246.5121 | 252.3094 | 9.8543 | 90.4844 | 0
| Zone | Remainder of System | 7 | Monthly System Peak Day | CAISO | 1-in-2 | 2024 | 18 | 217.1479 | 248.7764 | 9.8825 | 88.756 | 0
| Zone | Remainder of System | 7 | Monthly System Peak Day | CAISO | 1-in-2 | 2024 | 19 | 213.6353 | 198.8781 | 9.0215 | 87.1895 | 0
| Zone | Remainder of System | 7 | Monthly System Peak Day | CAISO | 1-in-2 | 2024 | 20 | 202.6513 | 176.5313 | 8.8596 | 84.4147 | 0
| Zone | Remainder of System | 7 | Monthly System Peak Day | CAISO | 1-in-2 | 2024 | 21 | 220.6257 | 201.9834 | 10.4284 | 81.3972 | 0
| Zone | Remainder of System | 7 | Monthly System Peak Day | CAISO | 1-in-2 | 2024 | 22 | 384.2716 | 354.2318 | 9.0134 | 79.1916 | 0
| Zone | Remainder of System | 7 | Monthly System Peak Day | CAISO | 1-in-2 | 2024 | 23 | 399.8344 | 361.8307 | 8.8571 | 77.6472 | 0
| Zone | Remainder of System | 7 | Monthly System Peak Day | CAISO | 1-in-2 | 2024 | 24 | 359.3524 | 339.7876 | 8.849 | 76.3413 | 0
| Zone | Remainder of System | 8 | Average Weekday | CAISO | 1-in-2 | 2024 | 1 | 273.0716 | 294.6983 | 8.3685 | 68.1134 | 0
| Zone | Remainder of System | 8 | Average Weekday | CAISO | 1-in-2 | 2024 | 2 | 271.7761 | 287.7263 | 8.3827 | 67.1923 | 0
| Zone | Remainder of System | 8 | Average Weekday | CAISO | 1-in-2 | 2024 | 3 | 411.1313 | 431.1557 | 8.3852 | 66.3666 | 0
| Zone | Remainder of System | 8 | Average Weekday | CAISO | 1-in-2 | 2024 | 4 | 567.6454 | 590.9073 | 8.388 | 65.6033 | 0
| Zone | Remainder of System | 8 | Average Weekday | CAISO | 1-in-2 | 2024 | 5 | 520.6772 | 552.3369 | 8.3855 | 64.9066 | 0
| Zone | Remainder of System | 8 | Average Weekday | CAISO | 1-in-2 | 2024 | 6 | 524.8178 | 559.2673 | 8.3833 | 64.3295 | 0
| Zone | Remainder of System | 8 | Average Weekday | CAISO | 1-in-2 | 2024 | 7 | 534.558 | 534.7448 | 8.364 | 63.8791 | 0
| Zone | Remainder of System | 8 | Average Weekday | CAISO | 1-in-2 | 2024 | 8 | 526.0825 | 544.4837 | 8.2958 | 63.8355 | 0
| Zone | Remainder of System | 8 | Average Weekday | CAISO | 1-in-2 | 2024 | 9 | 509.5012 | 536.3525 | 8.2774 | 65.9972 | 0
| Zone | Remainder of System | 8 | Average Weekday | CAISO | 1-in-2 | 2024 | 10 | 497.9463 | 514.5792 | 8.3276 | 69.4323 | 0
| Zone | Remainder of System | 8 | Average Weekday | CAISO | 1-in-2 | 2024 | 11 | 462.5288 | 478.1784 | 8.3049 | 73.4127 | 0
| Zone | Remainder of System | 8 | Average Weekday | CAISO | 1-in-2 | 2024 | 12 | 452.4942 | 473.0945 | 8.2829 | 77.2854 | 0
| Zone | Remainder of System | 8 | Average Weekday | CAISO | 1-in-2 | 2024 | 13 | 372.6549 | 398.7177 | 8.2729 | 80.4135 | 0
| Zone | Remainder of System | 8 | Average Weekday | CAISO | 1-in-2 | 2024 | 14 | 342.5394 | 364.399 | 8.3058 | 82.7527 | 0
| Zone | Remainder of System | 8 | Average Weekday | CAISO | 1-in-2 | 2024 | 15 | 291.4375 | 311.618 | 8.3764 | 84.1637 | 0
| Zone | Remainder of System | 8 | Average Weekday | CAISO | 1-in-2 | 2024 | 16 | 251.4549 | 258.4489 | 8.426 | 84.6461 | 0
| Zone | Remainder of System | 8 | Average Weekday | CAISO | 1-in-2 | 2024 | 17 | 254.7927 | 261.1129 | 9.5075 | 84.5587 | 0
| Zone | Remainder of System | 8 | Average Weekday | CAISO | 1-in-2 | 2024 | 18 | 223.2441 | 240.9249 | 9.4093 | 83.6467 | 0
| Zone | Remainder of System | 8 | Average Weekday | CAISO | 1-in-2 | 2024 | 19 | 218.4647 | 240.4282 | 8.9111 | 81.9145 | 0
| Zone | Remainder of System | 8 | Average Weekday | CAISO | 1-in-2 | 2024 | 20 | 215.5291 | 228.7665 | 8.5776 | 79.2555 | 0
| Zone | Remainder of System | 8 | Average Weekday | CAISO | 1-in-2 | 2024 | 21 | 230.3957 | 250.3821 | 8.8389 | 75.5248 | 0
| Zone | Remainder of System | 8 | Average Weekday | CAISO | 1-in-2 | 2024 | 22 | 387.216 | 415.3887 | 8.3793 | 72.4927 | 0
| Zone | Remainder of System | 8 | Average Weekday | CAISO | 1-in-2 | 2024 | 23 | 403.7722 | 437.4568 | 8.3795 | 70.5976 | 0
| Zone | Remainder of System | 8 | Average Weekday | CAISO | 1-in-2 | 2024 | 24 | 364.5743 | 396.0713 | 8.3444 | 69.2749 | 0
| Zone | Remainder of System | 8 | Monthly System Peak Day | CAISO | 1-in-2 | 2024 | 1 | 273.0716 | 268.4068 | 7.4146 | 77.2145 | 0
| Zone | Remainder of System | 8 | Monthly System Peak Day | CAISO | 1-in-2 | 2024 | 2 | 271.7761 | 256.222 | 7.4343 | 76.3125 | 0
| Zone | Remainder of System | 8 | Monthly System Peak Day | CAISO | 1-in-2 | 2024 | 3 | 411.1313 | 364.2327 | 7.4395 | 75.6019 | 0
| Zone | Remainder of System | 8 | Monthly System Peak Day | CAISO | 1-in-2 | 2024 | 4 | 567.6454 | 473.9071 | 7.4386 | 74.8021 | 0
| Zone | Remainder of System | 8 | Monthly System Peak Day | CAISO | 1-in-2 | 2024 | 5 | 520.6772 | 446.4737 | 7.4359 | 74.091 | 0
| Zone | Remainder of System | 8 | Monthly System Peak Day | CAISO | 1-in-2 | 2024 | 6 | 524.8178 | 461.5779 | 7.4336 | 73.4628 | 0
| Zone | Remainder of System | 8 | Monthly System Peak Day | CAISO | 1-in-2 | 2024 | 7 | 534.558 | 448.4713 | 7.4361 | 72.8738 | 0
| Zone | Remainder of System | 8 | Monthly System Peak Day | CAISO | 1-in-2 | 2024 | 8 | 526.0825 | 467.3867 | 7.3438 | 72.891 | 0
| Zone | Remainder of System | 8 | Monthly System Peak Day | CAISO | 1-in-2 | 2024 | 9 | 509.5012 | 491.7169 | 7.3097 | 74.8105 | 0
| Zone | Remainder of System | 8 | Monthly System Peak Day | CAISO | 1-in-2 | 2024 | 10 | 497.9463 | 467.8408 | 7.3667 | 78.5087 | 0
| Zone | Remainder of System | 8 | Monthly System Peak Day | CAISO | 1-in-2 | 2024 | 11 | 462.5288 | 431.0338 | 7.3162 | 82.6998 | 0
| Zone | Remainder of System | 8 | Monthly System Peak Day | CAISO | 1-in-2 | 2024 | 12 | 452.4942 | 425.5723 | 7.2691 | 86.6394 | 0
| Zone | Remainder of System | 8 | Monthly System Peak Day | CAISO | 1-in-2 | 2024 | 13 | 372.6549 | 370.8209 | 7.2493 | 89.5515 | 0
| Zone | Remainder of System | 8 | Monthly System Peak Day | CAISO | 1-in-2 | 2024 | 14 | 342.5394 | 343.6147 | 7.3028 | 91.4475 | 0
| Zone | Remainder of System | 8 | Monthly System Peak Day | CAISO | 1-in-2 | 2024 | 15 | 291.4375 | 299.0571 | 7.4279 | 92.1121 | 0
| Zone | Remainder of System | 8 | Monthly System Peak Day | CAISO | 1-in-2 | 2024 | 16 | 251.4549 | 246.5626 | 7.4965 | 91.6303 | 0
| Zone | Remainder of System | 8 | Monthly System Peak Day | CAISO | 1-in-2 | 2024 | 17 | 254.7927 | 258.3028 | 8.548 | 91 | 0
| Zone | Remainder of System | 8 | Monthly System Peak Day | CAISO | 1-in-2 | 2024 | 18 | 223.2441 | 255.8637 | 8.5832 | 88.8061 | 0
| Zone | Remainder of System | 8 | Monthly System Peak Day | CAISO | 1-in-2 | 2024 | 19 | 218.4647 | 202.435 | 7.1143 | 86.6429 | 0
| Zone | Remainder of System | 8 | Monthly System Peak Day | CAISO | 1-in-2 | 2024 | 20 | 215.5291 | 187.4483 | 6.993 | 84.8327 | 0
| Zone | Remainder of System | 8 | Monthly System Peak Day | CAISO | 1-in-2 | 2024 | 21 | 230.3957 | 209.5826 | 9.2212 | 82.0898 | 0
| Zone | Remainder of System | 8 | Monthly System Peak Day | CAISO | 1-in-2 | 2024 | 22 | 387.216 | 359.9555 | 7.5932 | 80.2281 | 0
| Zone | Remainder of System | 8 | Monthly System Peak Day | CAISO | 1-in-2 | 2024 | 23 | 403.7722 | 371.1378 | 7.3923 | 79.0136 | 0
| Zone | Remainder of System | 8 | Monthly System Peak Day | CAISO | 1-in-2 | 2024 | 24 | 364.5743 | 348.6434 | 7.3767 | 78.0096 | 0
| Zone | Remainder of System | 8 | Typical Event Day | CAISO | 1-in-2 | 2024 | 1 | 273.0716 | 268.4068 | 7.4146 | 73.4009 | 0
| Zone | Remainder of System | 8 | Typical Event Day | CAISO | 1-in-2 | 2024 | 2 | 271.7761 | 256.222 | 7.4343 | 72.3688 | 0
| Zone | Remainder of System | 8 | Typical Event Day | CAISO | 1-in-2 | 2024 | 3 | 411.1313 | 364.2327 | 7.4395 | 71.4642 | 0
| Zone | Remainder of System | 8 | Typical Event Day | CAISO | 1-in-2 | 2024 | 4 | 567.6454 | 473.9071 | 7.4386 | 70.5395 | 0
| Zone | Remainder of System | 8 | Typical Event Day | CAISO | 1-in-2 | 2024 | 5 | 520.6772 | 446.4737 | 7.4359 | 69.7313 | 0
| Zone | Remainder of System | 8 | Typical Event Day | CAISO | 1-in-2 | 2024 | 6 | 524.8178 | 461.5779 | 7.4336 | 68.8608 | 0
| Zone | Remainder of System | 8 | Typical Event Day | CAISO | 1-in-2 | 2024 | 7 | 534.558 | 448.4713 | 7.4361 | 68.3746 | 0
| Zone | Remainder of System | 8 | Typical Event Day | CAISO | 1-in-2 | 2024 | 8 | 526.0825 | 467.3867 | 7.3438 | 68.6934 | 0
| Zone | Remainder of System | 8 | Typical Event Day | CAISO | 1-in-2 | 2024 | 9 | 509.5012 | 491.7169 | 7.3097 | 71.1218 | 0
| Zone | Remainder of System | 8 | Typical Event Day | CAISO | 1-in-2 | 2024 | 10 | 497.9463 | 467.8408 | 7.3667 | 75.0502 | 0
| Zone | Remainder of System | 8 | Typical Event Day | CAISO | 1-in-2 | 2024 | 11 | 462.5288 | 431.0338 | 7.3162 | 79.5998 | 0
| Zone | Remainder of System | 8 | Typical Event Day | CAISO | 1-in-2 | 2024 | 12 | 452.4942 | 425.5723 | 7.2691 | 83.6838 | 0
| Zone | Remainder of System | 8 | Typical Event Day | CAISO | 1-in-2 | 2024 | 13 | 372.6549 | 370.8209 | 7.2493 | 86.811 | 0
| Zone | Remainder of System | 8 | Typical Event Day | CAISO | 1-in-2 | 2024 | 14 | 342.5394 | 343.6147 | 7.3028 | 88.9964 | 0
| Zone | Remainder of System | 8 | Typical Event Day | CAISO | 1-in-2 | 2024 | 15 | 291.4375 | 299.0571 | 7.4279 | 90.3398 | 0
| Zone | Remainder of System | 8 | Typical Event Day | CAISO | 1-in-2 | 2024 | 16 | 251.4549 | 246.5626 | 7.4965 | 90.2511 | 0
| Zone | Remainder of System | 8 | Typical Event Day | CAISO | 1-in-2 | 2024 | 17 | 254.7927 | 258.3028 | 8.548 | 89.8103 | 0
| Zone | Remainder of System | 8 | Typical Event Day | CAISO | 1-in-2 | 2024 | 18 | 223.2441 | 255.8637 | 8.5832 | 88.2706 | 0
| Zone | Remainder of System | 8 | Typical Event Day | CAISO | 1-in-2 | 2024 | 19 | 218.4647 | 202.435 | 7.1143 | 86.5935 | 0
| Zone | Remainder of System | 8 | Typical Event Day | CAISO | 1-in-2 | 2024 | 20 | 215.5291 | 187.4483 | 6.993 | 84.3378 | 0
| Zone | Remainder of System | 8 | Typical Event Day | CAISO | 1-in-2 | 2024 | 21 | 230.3957 | 209.5826 | 9.2212 | 81.1077 | 0
| Zone | Remainder of System | 8 | Typical Event Day | CAISO | 1-in-2 | 2024 | 22 | 387.216 | 359.9555 | 7.5932 | 78.5052 | 0
| Zone | Remainder of System | 8 | Typical Event Day | CAISO | 1-in-2 | 2024 | 23 | 403.7722 | 371.1378 | 7.3923 | 76.6856 | 0
| Zone | Remainder of System | 8 | Typical Event Day | CAISO | 1-in-2 | 2024 | 24 | 364.5743 | 348.6434 | 7.3767 | 75.379 | 0
| Zone | Remainder of System | 9 | Average Weekday | CAISO | 1-in-2 | 2024 | 1 | 269.1517 | 278.5572 | 9.0788 | 67.9163 | 0
| Zone | Remainder of System | 9 | Average Weekday | CAISO | 1-in-2 | 2024 | 2 | 276.1699 | 277.8765 | 9.0966 | 67.0577 | 0
| Zone | Remainder of System | 9 | Average Weekday | CAISO | 1-in-2 | 2024 | 3 | 438.2114 | 433.171 | 9.099 | 66.3107 | 0
| Zone | Remainder of System | 9 | Average Weekday | CAISO | 1-in-2 | 2024 | 4 | 597.8105 | 594.6701 | 9.1017 | 65.6674 | 0
| Zone | Remainder of System | 9 | Average Weekday | CAISO | 1-in-2 | 2024 | 5 | 535.0778 | 533.9498 | 9.0965 | 65.0638 | 0
| Zone | Remainder of System | 9 | Average Weekday | CAISO | 1-in-2 | 2024 | 6 | 522.7703 | 530.8782 | 9.0877 | 64.4963 | 0
| Zone | Remainder of System | 9 | Average Weekday | CAISO | 1-in-2 | 2024 | 7 | 551.4138 | 538.7238 | 9.0596 | 64.1368 | 0
| Zone | Remainder of System | 9 | Average Weekday | CAISO | 1-in-2 | 2024 | 8 | 526.1797 | 523.0032 | 9.0107 | 63.932 | 0
| Zone | Remainder of System | 9 | Average Weekday | CAISO | 1-in-2 | 2024 | 9 | 482.2323 | 504.318 | 8.9974 | 65.0104 | 0
| Zone | Remainder of System | 9 | Average Weekday | CAISO | 1-in-2 | 2024 | 10 | 476.9695 | 489.0869 | 9.05 | 67.9774 | 0
| Zone | Remainder of System | 9 | Average Weekday | CAISO | 1-in-2 | 2024 | 11 | 446.6661 | 458.9166 | 9.0268 | 71.7876 | 0
| Zone | Remainder of System | 9 | Average Weekday | CAISO | 1-in-2 | 2024 | 12 | 439.4964 | 452.1112 | 9.0018 | 75.6626 | 0
| Zone | Remainder of System | 9 | Average Weekday | CAISO | 1-in-2 | 2024 | 13 | 370.9719 | 384.8208 | 8.9886 | 78.8927 | 0
| Zone | Remainder of System | 9 | Average Weekday | CAISO | 1-in-2 | 2024 | 14 | 332.679 | 346.5857 | 9.0171 | 81.1439 | 0
| Zone | Remainder of System | 9 | Average Weekday | CAISO | 1-in-2 | 2024 | 15 | 283.3034 | 298.3171 | 9.0717 | 82.3872 | 0
| Zone | Remainder of System | 9 | Average Weekday | CAISO | 1-in-2 | 2024 | 16 | 252.877 | 255.4655 | 9.1188 | 82.7874 | 0
| Zone | Remainder of System | 9 | Average Weekday | CAISO | 1-in-2 | 2024 | 17 | 258.037 | 264.0783 | 10.1144 | 82.4533 | 0
| Zone | Remainder of System | 9 | Average Weekday | CAISO | 1-in-2 | 2024 | 18 | 228.5283 | 245.8308 | 9.9956 | 81.2939 | 0
| Zone | Remainder of System | 9 | Average Weekday | CAISO | 1-in-2 | 2024 | 19 | 229.3794 | 249.4817 | 9.9963 | 79.3617 | 0
| Zone | Remainder of System | 9 | Average Weekday | CAISO | 1-in-2 | 2024 | 20 | 226.8489 | 238.4471 | 9.0879 | 76.3554 | 0
| Zone | Remainder of System | 9 | Average Weekday | CAISO | 1-in-2 | 2024 | 21 | 236.2718 | 253.6205 | 9.3258 | 73.1548 | 0
| Zone | Remainder of System | 9 | Average Weekday | CAISO | 1-in-2 | 2024 | 22 | 392.9684 | 415.9921 | 9.0329 | 71.2851 | 0
| Zone | Remainder of System | 9 | Average Weekday | CAISO | 1-in-2 | 2024 | 23 | 405.3037 | 427.8614 | 9.0689 | 69.929 | 0
| Zone | Remainder of System | 9 | Average Weekday | CAISO | 1-in-2 | 2024 | 24 | 360.7484 | 379.634 | 9.0512 | 68.7915 | 0
| Zone | Remainder of System | 9 | Monthly System Peak Day | CAISO | 1-in-2 | 2024 | 1 | 269.1517 | 257.7427 | 9.1402 | 77.904 | 0
| Zone | Remainder of System | 9 | Monthly System Peak Day | CAISO | 1-in-2 | 2024 | 2 | 276.1699 | 250.6861 | 9.16 | 76.6059 | 0
| Zone | Remainder of System | 9 | Monthly System Peak Day | CAISO | 1-in-2 | 2024 | 3 | 438.2114 | 369.4967 | 9.1644 | 75.3749 | 0
| Zone | Remainder of System | 9 | Monthly System Peak Day | CAISO | 1-in-2 | 2024 | 4 | 597.8105 | 467.7982 | 9.1631 | 74.1759 | 0
| Zone | Remainder of System | 9 | Monthly System Peak Day | CAISO | 1-in-2 | 2024 | 5 | 535.0778 | 417.6919 | 9.1583 | 73.1852 | 0
| Zone | Remainder of System | 9 | Monthly System Peak Day | CAISO | 1-in-2 | 2024 | 6 | 522.7703 | 419.1027 | 9.1498 | 72.1223 | 0
| Zone | Remainder of System | 9 | Monthly System Peak Day | CAISO | 1-in-2 | 2024 | 7 | 551.4138 | 438.4976 | 9.1496 | 72.0548 | 0
| Zone | Remainder of System | 9 | Monthly System Peak Day | CAISO | 1-in-2 | 2024 | 8 | 526.1797 | 430.676 | 9.0865 | 72.1768 | 0
| Zone | Remainder of System | 9 | Monthly System Peak Day | CAISO | 1-in-2 | 2024 | 9 | 482.2323 | 457.3352 | 9.066 | 73.7735 | 0
| Zone | Remainder of System | 9 | Monthly System Peak Day | CAISO | 1-in-2 | 2024 | 10 | 476.9695 | 438.1168 | 9.1178 | 78.2508 | 0
| Zone | Remainder of System | 9 | Monthly System Peak Day | CAISO | 1-in-2 | 2024 | 11 | 446.6661 | 408.3383 | 9.0771 | 84.4497 | 0
| Zone | Remainder of System | 9 | Monthly System Peak Day | CAISO | 1-in-2 | 2024 | 12 | 439.4964 | 405.5973 | 9.0367 | 89.3024 | 0
| Zone | Remainder of System | 9 | Monthly System Peak Day | CAISO | 1-in-2 | 2024 | 13 | 370.9719 | 349.2309 | 9.0201 | 92.3143 | 0
| Zone | Remainder of System | 9 | Monthly System Peak Day | CAISO | 1-in-2 | 2024 | 14 | 332.679 | 319.7799 | 9.0556 | 94.4131 | 0
| Zone | Remainder of System | 9 | Monthly System Peak Day | CAISO | 1-in-2 | 2024 | 15 | 283.3034 | 281.6316 | 9.1453 | 95.3252 | 0
| Zone | Remainder of System | 9 | Monthly System Peak Day | CAISO | 1-in-2 | 2024 | 16 | 252.877 | 240.3611 | 9.2054 | 94.4826 | 0
| Zone | Remainder of System | 9 | Monthly System Peak Day | CAISO | 1-in-2 | 2024 | 17 | 258.037 | 261.5498 | 10.1316 | 93.6941 | 0
| Zone | Remainder of System | 9 | Monthly System Peak Day | CAISO | 1-in-2 | 2024 | 18 | 228.5283 | 258.2263 | 10.118 | 92.461 | 0
| Zone | Remainder of System | 9 | Monthly System Peak Day | CAISO | 1-in-2 | 2024 | 19 | 229.3794 | 209.6285 | 9.5504 | 91.3242 | 0
| Zone | Remainder of System | 9 | Monthly System Peak Day | CAISO | 1-in-2 | 2024 | 20 | 226.8489 | 197.5874 | 8.8741 | 89.5099 | 0
| Zone | Remainder of System | 9 | Monthly System Peak Day | CAISO | 1-in-2 | 2024 | 21 | 236.2718 | 216.6369 | 10.3394 | 86.0988 | 0
| Zone | Remainder of System | 9 | Monthly System Peak Day | CAISO | 1-in-2 | 2024 | 22 | 392.9684 | 353.8299 | 9.2473 | 83.8735 | 0
| Zone | Remainder of System | 9 | Monthly System Peak Day | CAISO | 1-in-2 | 2024 | 23 | 405.3037 | 352.7056 | 9.0967 | 81.8733 | 0
| Zone | Remainder of System | 9 | Monthly System Peak Day | CAISO | 1-in-2 | 2024 | 24 | 360.7484 | 328.3687 | 9.1034 | 80.3562 | 0
| Zone | Remainder of System | 10 | Average Weekday | CAISO | 1-in-2 | 2024 | 1 | 286.0185 | 296.5455 | 8.4875 | 62.4444 | 0
| Zone | Remainder of System | 10 | Average Weekday | CAISO | 1-in-2 | 2024 | 2 | 279.7678 | 286.3549 | 8.376 | 61.5437 | 0
| Zone | Remainder of System | 10 | Average Weekday | CAISO | 1-in-2 | 2024 | 3 | 430.9863 | 440.406 | 8.3608 | 60.6485 | 0
| Zone | Remainder of System | 10 | Average Weekday | CAISO | 1-in-2 | 2024 | 4 | 595.9595 | 610.7021 | 8.323 | 59.9332 | 0
| Zone | Remainder of System | 10 | Average Weekday | CAISO | 1-in-2 | 2024 | 5 | 582.738 | 597.0071 | 8.3194 | 59.2025 | 0
| Zone | Remainder of System | 10 | Average Weekday | CAISO | 1-in-2 | 2024 | 6 | 578.9973 | 594.0915 | 8.2686 | 58.6584 | 0
| Zone | Remainder of System | 10 | Average Weekday | CAISO | 1-in-2 | 2024 | 7 | 578.9922 | 578.3909 | 8.2539 | 58.2291 | 0
| Zone | Remainder of System | 10 | Average Weekday | CAISO | 1-in-2 | 2024 | 8 | 568.3267 | 571.9237 | 8.5595 | 57.9539 | 0
| Zone | Remainder of System | 10 | Average Weekday | CAISO | 1-in-2 | 2024 | 9 | 541.7193 | 579.5306 | 8.9897 | 58.3197 | 0
| Zone | Remainder of System | 10 | Average Weekday | CAISO | 1-in-2 | 2024 | 10 | 523.5504 | 541.1492 | 8.7069 | 60.8693 | 0
| Zone | Remainder of System | 10 | Average Weekday | CAISO | 1-in-2 | 2024 | 11 | 507.3443 | 520.3382 | 8.9288 | 64.43 | 0
| Zone | Remainder of System | 10 | Average Weekday | CAISO | 1-in-2 | 2024 | 12 | 495.9561 | 508.0214 | 9.1749 | 68.177 | 0
| Zone | Remainder of System | 10 | Average Weekday | CAISO | 1-in-2 | 2024 | 13 | 399.2411 | 409.6229 | 9.3713 | 71.2953 | 0
| Zone | Remainder of System | 10 | Average Weekday | CAISO | 1-in-2 | 2024 | 14 | 349.3918 | 356.6019 | 9.2341 | 73.5492 | 0
| Zone | Remainder of System | 10 | Average Weekday | CAISO | 1-in-2 | 2024 | 15 | 303.9658 | 310.7225 | 8.8385 | 74.9618 | 0
| Zone | Remainder of System | 10 | Average Weekday | CAISO | 1-in-2 | 2024 | 16 | 273.3338 | 276.0302 | 8.3321 | 75.8111 | 0
| Zone | Remainder of System | 10 | Average Weekday | CAISO | 1-in-2 | 2024 | 17 | 270.1096 | 276.2235 | 8.1194 | 75.6843 | 0
| Zone | Remainder of System | 10 | Average Weekday | CAISO | 1-in-2 | 2024 | 18 | 251.5699 | 258.1157 | 8.1774 | 74.5942 | 0
| Zone | Remainder of System | 10 | Average Weekday | CAISO | 1-in-2 | 2024 | 19 | 266.6402 | 273.2568 | 8.5943 | 72.5631 | 0
| Zone | Remainder of System | 10 | Average Weekday | CAISO | 1-in-2 | 2024 | 20 | 258.6948 | 262.155 | 8.2974 | 69.6331 | 0
| Zone | Remainder of System | 10 | Average Weekday | CAISO | 1-in-2 | 2024 | 21 | 246.8252 | 252.474 | 8.0053 | 67.329 | 0
| Zone | Remainder of System | 10 | Average Weekday | CAISO | 1-in-2 | 2024 | 22 | 429.9924 | 447.7885 | 8.2503 | 65.6424 | 0
| Zone | Remainder of System | 10 | Average Weekday | CAISO | 1-in-2 | 2024 | 23 | 409.1978 | 429.7634 | 8.4049 | 64.3401 | 0
| Zone | Remainder of System | 10 | Average Weekday | CAISO | 1-in-2 | 2024 | 24 | 338.7896 | 362.2008 | 8.5864 | 63.2154 | 0
| Zone | Remainder of System | 10 | Monthly System Peak Day | CAISO | 1-in-2 | 2024 | 1 | 286.0185 | 306.3621 | 8.3147 | 72.2171 | 0
| Zone | Remainder of System | 10 | Monthly System Peak Day | CAISO | 1-in-2 | 2024 | 2 | 279.7678 | 291.192 | 8.2589 | 70.8415 | 0
| Zone | Remainder of System | 10 | Monthly System Peak Day | CAISO | 1-in-2 | 2024 | 3 | 430.9863 | 444.909 | 8.2525 | 70.0803 | 0
| Zone | Remainder of System | 10 | Monthly System Peak Day | CAISO | 1-in-2 | 2024 | 4 | 595.9595 | 612.3505 | 8.2395 | 68.827 | 0
| Zone | Remainder of System | 10 | Monthly System Peak Day | CAISO | 1-in-2 | 2024 | 5 | 582.738 | 602.1418 | 8.2334 | 67.8458 | 0
| Zone | Remainder of System | 10 | Monthly System Peak Day | CAISO | 1-in-2 | 2024 | 6 | 578.9973 | 592.6533 | 8.2107 | 66.7427 | 0
| Zone | Remainder of System | 10 | Monthly System Peak Day | CAISO | 1-in-2 | 2024 | 7 | 578.9922 | 572.617 | 8.1983 | 65.8678 | 0
| Zone | Remainder of System | 10 | Monthly System Peak Day | CAISO | 1-in-2 | 2024 | 8 | 568.3267 | 572.3698 | 8.3558 | 65.4377 | 0
| Zone | Remainder of System | 10 | Monthly System Peak Day | CAISO | 1-in-2 | 2024 | 9 | 541.7193 | 591.2659 | 8.6549 | 66.2452 | 0
| Zone | Remainder of System | 10 | Monthly System Peak Day | CAISO | 1-in-2 | 2024 | 10 | 523.5504 | 547.6579 | 8.4405 | 69.8979 | 0
| Zone | Remainder of System | 10 | Monthly System Peak Day | CAISO | 1-in-2 | 2024 | 11 | 507.3443 | 529.0361 | 8.5822 | 74.5908 | 0
| Zone | Remainder of System | 10 | Monthly System Peak Day | CAISO | 1-in-2 | 2024 | 12 | 495.9561 | 521.4109 | 8.7535 | 79.3034 | 0
| Zone | Remainder of System | 10 | Monthly System Peak Day | CAISO | 1-in-2 | 2024 | 13 | 399.2411 | 408.9561 | 8.9013 | 83.164 | 0
| Zone | Remainder of System | 10 | Monthly System Peak Day | CAISO | 1-in-2 | 2024 | 14 | 349.3918 | 355.3564 | 8.806 | 85.6548 | 0
| Zone | Remainder of System | 10 | Monthly System Peak Day | CAISO | 1-in-2 | 2024 | 15 | 303.9658 | 311.0246 | 8.5165 | 86.4362 | 0
| Zone | Remainder of System | 10 | Monthly System Peak Day | CAISO | 1-in-2 | 2024 | 16 | 273.3338 | 274.6851 | 8.2015 | 86.5258 | 0
| Zone | Remainder of System | 10 | Monthly System Peak Day | CAISO | 1-in-2 | 2024 | 17 | 270.1096 | 276.183 | 8.0649 | 85.9902 | 0
| Zone | Remainder of System | 10 | Monthly System Peak Day | CAISO | 1-in-2 | 2024 | 18 | 251.5699 | 257.9204 | 8.061 | 84.5165 | 0
| Zone | Remainder of System | 10 | Monthly System Peak Day | CAISO | 1-in-2 | 2024 | 19 | 266.6402 | 272.3384 | 8.5529 | 82.4122 | 0
| Zone | Remainder of System | 10 | Monthly System Peak Day | CAISO | 1-in-2 | 2024 | 20 | 258.6948 | 262.7329 | 8.2969 | 79.6766 | 0
| Zone | Remainder of System | 10 | Monthly System Peak Day | CAISO | 1-in-2 | 2024 | 21 | 246.8252 | 255.0613 | 8.2493 | 76.8708 | 0
| Zone | Remainder of System | 10 | Monthly System Peak Day | CAISO | 1-in-2 | 2024 | 22 | 429.9924 | 447.7399 | 8.1779 | 74.658 | 0
| Zone | Remainder of System | 10 | Monthly System Peak Day | CAISO | 1-in-2 | 2024 | 23 | 409.1978 | 433.1166 | 8.2668 | 72.984 | 0
| Zone | Remainder of System | 10 | Monthly System Peak Day | CAISO | 1-in-2 | 2024 | 24 | 338.7896 | 376.4508 | 8.3771 | 71.6792 | 0
| Zone | Remainder of System | 11 | Average Weekday | CAISO | 1-in-2 | 2024 | 1 | 269.1088 | 275.7158 | 8.3685 | 55.1393 | 0
| Zone | Remainder of System | 11 | Average Weekday | CAISO | 1-in-2 | 2024 | 2 | 267.968 | 274.2658 | 8.3876 | 54.2468 | 0
| Zone | Remainder of System | 11 | Average Weekday | CAISO | 1-in-2 | 2024 | 3 | 413.8059 | 424.315 | 8.3624 | 53.5402 | 0
| Zone | Remainder of System | 11 | Average Weekday | CAISO | 1-in-2 | 2024 | 4 | 589.5698 | 606.9503 | 8.3742 | 52.8548 | 0
| Zone | Remainder of System | 11 | Average Weekday | CAISO | 1-in-2 | 2024 | 5 | 556.4077 | 581.6539 | 8.3474 | 52.2064 | 0
| Zone | Remainder of System | 11 | Average Weekday | CAISO | 1-in-2 | 2024 | 6 | 543.3429 | 570.4594 | 8.3535 | 51.6886 | 0
| Zone | Remainder of System | 11 | Average Weekday | CAISO | 1-in-2 | 2024 | 7 | 551.5031 | 548.6977 | 8.5438 | 51.4006 | 0
| Zone | Remainder of System | 11 | Average Weekday | CAISO | 1-in-2 | 2024 | 8 | 530.8101 | 534.6904 | 8.8494 | 51.2337 | 0
| Zone | Remainder of System | 11 | Average Weekday | CAISO | 1-in-2 | 2024 | 9 | 515.7352 | 542.7547 | 8.5308 | 52.617 | 0
| Zone | Remainder of System | 11 | Average Weekday | CAISO | 1-in-2 | 2024 | 10 | 493.5503 | 505.92 | 8.83 | 55.9436 | 0
| Zone | Remainder of System | 11 | Average Weekday | CAISO | 1-in-2 | 2024 | 11 | 467.4305 | 475.5467 | 9.0212 | 59.9898 | 0
| Zone | Remainder of System | 11 | Average Weekday | CAISO | 1-in-2 | 2024 | 12 | 460.8497 | 468.2557 | 9.1176 | 63.6279 | 0
| Zone | Remainder of System | 11 | Average Weekday | CAISO | 1-in-2 | 2024 | 13 | 373.0704 | 384.2547 | 8.8951 | 66.3108 | 0
| Zone | Remainder of System | 11 | Average Weekday | CAISO | 1-in-2 | 2024 | 14 | 340.0773 | 347.7691 | 8.6302 | 67.955 | 0
| Zone | Remainder of System | 11 | Average Weekday | CAISO | 1-in-2 | 2024 | 15 | 287.5996 | 297.0688 | 8.3106 | 68.7613 | 0
| Zone | Remainder of System | 11 | Average Weekday | CAISO | 1-in-2 | 2024 | 16 | 259.9501 | 262.5125 | 8.3953 | 68.8401 | 0
| Zone | Remainder of System | 11 | Average Weekday | CAISO | 1-in-2 | 2024 | 17 | 264.3852 | 269.8734 | 8.2021 | 67.8879 | 0
| Zone | Remainder of System | 11 | Average Weekday | CAISO | 1-in-2 | 2024 | 18 | 246.5272 | 252.6606 | 8.3732 | 65.6421 | 0
| Zone | Remainder of System | 11 | Average Weekday | CAISO | 1-in-2 | 2024 | 19 | 263.523 | 267.85 | 8.3126 | 63.0659 | 0
| Zone | Remainder of System | 11 | Average Weekday | CAISO | 1-in-2 | 2024 | 20 | 248.8081 | 309.7563 | 10.4035 | 61.0428 | 0
| Zone | Remainder of System | 11 | Average Weekday | CAISO | 1-in-2 | 2024 | 21 | 235.9053 | 242.1743 | 7.9731 | 59.4763 | 0
| Zone | Remainder of System | 11 | Average Weekday | CAISO | 1-in-2 | 2024 | 22 | 411.8232 | 427.7378 | 8.3352 | 58.1157 | 0
| Zone | Remainder of System | 11 | Average Weekday | CAISO | 1-in-2 | 2024 | 23 | 391.4859 | 406.4998 | 8.502 | 57.0092 | 0
| Zone | Remainder of System | 11 | Average Weekday | CAISO | 1-in-2 | 2024 | 24 | 319.6617 | 332.3967 | 8.4251 | 56.044 | 0
| Zone | Remainder of System | 11 | Monthly System Peak Day | CAISO | 1-in-2 | 2024 | 1 | 269.1088 | 275.7158 | 8.3685 | 56.8952 | 0
| Zone | Remainder of System | 11 | Monthly System Peak Day | CAISO | 1-in-2 | 2024 | 2 | 267.968 | 274.2658 | 8.3876 | 55.5083 | 0
| Zone | Remainder of System | 11 | Monthly System Peak Day | CAISO | 1-in-2 | 2024 | 3 | 413.8059 | 424.315 | 8.3624 | 54.5876 | 0
| Zone | Remainder of System | 11 | Monthly System Peak Day | CAISO | 1-in-2 | 2024 | 4 | 589.5698 | 606.9503 | 8.3742 | 53.8228 | 0
| Zone | Remainder of System | 11 | Monthly System Peak Day | CAISO | 1-in-2 | 2024 | 5 | 556.4077 | 581.6539 | 8.3474 | 53.0023 | 0
| Zone | Remainder of System | 11 | Monthly System Peak Day | CAISO | 1-in-2 | 2024 | 6 | 543.3429 | 570.4594 | 8.3535 | 52.0448 | 0
| Zone | Remainder of System | 11 | Monthly System Peak Day | CAISO | 1-in-2 | 2024 | 7 | 551.5031 | 548.6977 | 8.5438 | 51.8419 | 0
| Zone | Remainder of System | 11 | Monthly System Peak Day | CAISO | 1-in-2 | 2024 | 8 | 530.8101 | 534.6904 | 8.8494 | 51.2473 | 0
| Zone | Remainder of System | 11 | Monthly System Peak Day | CAISO | 1-in-2 | 2024 | 9 | 515.7352 | 542.7547 | 8.5308 | 53.9035 | 0
| Zone | Remainder of System | 11 | Monthly System Peak Day | CAISO | 1-in-2 | 2024 | 10 | 493.5503 | 505.92 | 8.83 | 59.5086 | 0
| Zone | Remainder of System | 11 | Monthly System Peak Day | CAISO | 1-in-2 | 2024 | 11 | 467.4305 | 475.5467 | 9.0212 | 65.8059 | 0
| Zone | Remainder of System | 11 | Monthly System Peak Day | CAISO | 1-in-2 | 2024 | 12 | 460.8497 | 468.2557 | 9.1176 | 71.0123 | 0
| Zone | Remainder of System | 11 | Monthly System Peak Day | CAISO | 1-in-2 | 2024 | 13 | 373.0704 | 384.2547 | 8.8951 | 74.1978 | 0
| Zone | Remainder of System | 11 | Monthly System Peak Day | CAISO | 1-in-2 | 2024 | 14 | 340.0773 | 347.7691 | 8.6302 | 76.0754 | 0
| Zone | Remainder of System | 11 | Monthly System Peak Day | CAISO | 1-in-2 | 2024 | 15 | 287.5996 | 297.0688 | 8.3106 | 77.1162 | 0
| Zone | Remainder of System | 11 | Monthly System Peak Day | CAISO | 1-in-2 | 2024 | 16 | 259.9501 | 262.5125 | 8.3953 | 77.2485 | 0
| Zone | Remainder of System | 11 | Monthly System Peak Day | CAISO | 1-in-2 | 2024 | 17 | 264.3852 | 269.8734 | 8.2021 | 75.9806 | 0
| Zone | Remainder of System | 11 | Monthly System Peak Day | CAISO | 1-in-2 | 2024 | 18 | 246.5272 | 252.6606 | 8.3732 | 73.0124 | 0
| Zone | Remainder of System | 11 | Monthly System Peak Day | CAISO | 1-in-2 | 2024 | 19 | 263.523 | 267.85 | 8.3126 | 69.2583 | 0
| Zone | Remainder of System | 11 | Monthly System Peak Day | CAISO | 1-in-2 | 2024 | 20 | 248.8081 | 309.7563 | 10.4035 | 66.8881 | 0
| Zone | Remainder of System | 11 | Monthly System Peak Day | CAISO | 1-in-2 | 2024 | 21 | 235.9053 | 242.1743 | 7.9731 | 64.7514 | 0
| Zone | Remainder of System | 11 | Monthly System Peak Day | CAISO | 1-in-2 | 2024 | 22 | 411.8232 | 427.7378 | 8.3352 | 62.7621 | 0
| Zone | Remainder of System | 11 | Monthly System Peak Day | CAISO | 1-in-2 | 2024 | 23 | 391.4859 | 406.4998 | 8.502 | 61.0133 | 0
| Zone | Remainder of System | 11 | Monthly System Peak Day | CAISO | 1-in-2 | 2024 | 24 | 319.6617 | 332.3967 | 8.4251 | 59.4414 | 0
| Zone | Remainder of System | 12 | Average Weekday | CAISO | 1-in-2 | 2024 | 1 | 253.8928 | 260.8961 | 8.2286 | 48.4162 | 0
| Zone | Remainder of System | 12 | Average Weekday | CAISO | 1-in-2 | 2024 | 2 | 249.8535 | 256.4299 | 8.2551 | 47.6968 | 0
| Zone | Remainder of System | 12 | Average Weekday | CAISO | 1-in-2 | 2024 | 3 | 389.6073 | 401.7568 | 8.2609 | 47.0922 | 0
| Zone | Remainder of System | 12 | Average Weekday | CAISO | 1-in-2 | 2024 | 4 | 564.9401 | 583.9351 | 8.2677 | 46.5967 | 0
| Zone | Remainder of System | 12 | Average Weekday | CAISO | 1-in-2 | 2024 | 5 | 535.6106 | 564.4639 | 8.2713 | 46.1058 | 0
| Zone | Remainder of System | 12 | Average Weekday | CAISO | 1-in-2 | 2024 | 6 | 511.7375 | 543.4868 | 8.2767 | 45.6281 | 0
| Zone | Remainder of System | 12 | Average Weekday | CAISO | 1-in-2 | 2024 | 7 | 505.9202 | 504.6261 | 8.237 | 45.2597 | 0
| Zone | Remainder of System | 12 | Average Weekday | CAISO | 1-in-2 | 2024 | 8 | 497.538 | 504.3934 | 8.187 | 44.9964 | 0
| Zone | Remainder of System | 12 | Average Weekday | CAISO | 1-in-2 | 2024 | 9 | 478.5608 | 506.7284 | 8.1368 | 45.5801 | 0
| Zone | Remainder of System | 12 | Average Weekday | CAISO | 1-in-2 | 2024 | 10 | 449.6148 | 465.7396 | 8.1647 | 48.5465 | 0
| Zone | Remainder of System | 12 | Average Weekday | CAISO | 1-in-2 | 2024 | 11 | 425.3555 | 435.3738 | 8.1203 | 52.2576 | 0
| Zone | Remainder of System | 12 | Average Weekday | CAISO | 1-in-2 | 2024 | 12 | 417.7185 | 424.7377 | 8.0791 | 55.5505 | 0
| Zone | Remainder of System | 12 | Average Weekday | CAISO | 1-in-2 | 2024 | 13 | 339.1447 | 349.9193 | 8.0687 | 58.0477 | 0
| Zone | Remainder of System | 12 | Average Weekday | CAISO | 1-in-2 | 2024 | 14 | 308.305 | 316.8311 | 8.1037 | 59.6814 | 0
| Zone | Remainder of System | 12 | Average Weekday | CAISO | 1-in-2 | 2024 | 15 | 270.5408 | 279.0961 | 8.1618 | 60.6344 | 0
| Zone | Remainder of System | 12 | Average Weekday | CAISO | 1-in-2 | 2024 | 16 | 237.7251 | 240.0474 | 8.2226 | 60.924 | 0
| Zone | Remainder of System | 12 | Average Weekday | CAISO | 1-in-2 | 2024 | 17 | 243.1322 | 249.572 | 8.0799 | 60.2163 | 0
| Zone | Remainder of System | 12 | Average Weekday | CAISO | 1-in-2 | 2024 | 18 | 227.5317 | 233.426 | 8.0583 | 58.125 | 0
| Zone | Remainder of System | 12 | Average Weekday | CAISO | 1-in-2 | 2024 | 19 | 245.7646 | 250.0832 | 8.3122 | 55.6097 | 0
| Zone | Remainder of System | 12 | Average Weekday | CAISO | 1-in-2 | 2024 | 20 | 238.5125 | 300.2769 | 8.3301 | 53.8019 | 0
| Zone | Remainder of System | 12 | Average Weekday | CAISO | 1-in-2 | 2024 | 21 | 225.7841 | 232.4331 | 7.9728 | 52.3231 | 0
| Zone | Remainder of System | 12 | Average Weekday | CAISO | 1-in-2 | 2024 | 22 | 399.2392 | 414.8259 | 8.1715 | 51.115 | 0
| Zone | Remainder of System | 12 | Average Weekday | CAISO | 1-in-2 | 2024 | 23 | 380.3364 | 395.0322 | 8.1968 | 50.11 | 0
| Zone | Remainder of System | 12 | Average Weekday | CAISO | 1-in-2 | 2024 | 24 | 309.3776 | 322.9342 | 8.1996 | 49.1232 | 0
| Zone | Remainder of System | 12 | Monthly System Peak Day | CAISO | 1-in-2 | 2024 | 1 | 253.8928 | 260.8961 | 8.2286 | 48.2948 | 0
| Zone | Remainder of System | 12 | Monthly System Peak Day | CAISO | 1-in-2 | 2024 | 2 | 249.8535 | 256.4299 | 8.2551 | 46.93 | 0
| Zone | Remainder of System | 12 | Monthly System Peak Day | CAISO | 1-in-2 | 2024 | 3 | 389.6073 | 401.7568 | 8.2609 | 46.1477 | 0
| Zone | Remainder of System | 12 | Monthly System Peak Day | CAISO | 1-in-2 | 2024 | 4 | 564.9401 | 583.9351 | 8.2677 | 45.4458 | 0
| Zone | Remainder of System | 12 | Monthly System Peak Day | CAISO | 1-in-2 | 2024 | 5 | 535.6106 | 564.4639 | 8.2713 | 44.5797 | 0
| Zone | Remainder of System | 12 | Monthly System Peak Day | CAISO | 1-in-2 | 2024 | 6 | 511.7375 | 543.4868 | 8.2767 | 44.0612 | 0
| Zone | Remainder of System | 12 | Monthly System Peak Day | CAISO | 1-in-2 | 2024 | 7 | 505.9202 | 504.6261 | 8.237 | 43.8067 | 0
| Zone | Remainder of System | 12 | Monthly System Peak Day | CAISO | 1-in-2 | 2024 | 8 | 497.538 | 504.3934 | 8.187 | 43.7139 | 0
| Zone | Remainder of System | 12 | Monthly System Peak Day | CAISO | 1-in-2 | 2024 | 9 | 478.5608 | 506.7284 | 8.1368 | 44.6007 | 0
| Zone | Remainder of System | 12 | Monthly System Peak Day | CAISO | 1-in-2 | 2024 | 10 | 449.6148 | 465.7396 | 8.1647 | 48.3374 | 0
| Zone | Remainder of System | 12 | Monthly System Peak Day | CAISO | 1-in-2 | 2024 | 11 | 425.3555 | 435.3738 | 8.1203 | 53.0775 | 0
| Zone | Remainder of System | 12 | Monthly System Peak Day | CAISO | 1-in-2 | 2024 | 12 | 417.7185 | 424.7377 | 8.0791 | 57.7845 | 0
| Zone | Remainder of System | 12 | Monthly System Peak Day | CAISO | 1-in-2 | 2024 | 13 | 339.1447 | 349.9193 | 8.0687 | 61.0577 | 0
| Zone | Remainder of System | 12 | Monthly System Peak Day | CAISO | 1-in-2 | 2024 | 14 | 308.305 | 316.8311 | 8.1037 | 62.7922 | 0
| Zone | Remainder of System | 12 | Monthly System Peak Day | CAISO | 1-in-2 | 2024 | 15 | 270.5408 | 279.0961 | 8.1618 | 63.3541 | 0
| Zone | Remainder of System | 12 | Monthly System Peak Day | CAISO | 1-in-2 | 2024 | 16 | 237.7251 | 240.0474 | 8.2226 | 63.3348 | 0
| Zone | Remainder of System | 12 | Monthly System Peak Day | CAISO | 1-in-2 | 2024 | 17 | 243.1322 | 249.572 | 8.0799 | 62.5976 | 0
| Zone | Remainder of System | 12 | Monthly System Peak Day | CAISO | 1-in-2 | 2024 | 18 | 227.5317 | 233.426 | 8.0583 | 60.1329 | 0
| Zone | Remainder of System | 12 | Monthly System Peak Day | CAISO | 1-in-2 | 2024 | 19 | 245.7646 | 250.0832 | 8.3122 | 57.542 | 0
| Zone | Remainder of System | 12 | Monthly System Peak Day | CAISO | 1-in-2 | 2024 | 20 | 238.5125 | 300.2769 | 8.3301 | 55.6973 | 0
| Zone | Remainder of System | 12 | Monthly System Peak Day | CAISO | 1-in-2 | 2024 | 21 | 225.7841 | 232.4331 | 7.9728 | 54.0723 | 0
| Zone | Remainder of System | 12 | Monthly System Peak Day | CAISO | 1-in-2 | 2024 | 22 | 399.2392 | 414.8259 | 8.1715 | 52.6684 | 0
| Zone | Remainder of System | 12 | Monthly System Peak Day | CAISO | 1-in-2 | 2024 | 23 | 380.3364 | 395.0322 | 8.1968 | 51.6911 | 0
| Zone | Remainder of System | 12 | Monthly System Peak Day | CAISO | 1-in-2 | 2024 | 24 | 309.3776 | 322.9342 | 8.1996 | 50.2983 | 0
| Zone | Remainder of System | 1 | Average Weekday | CAISO | 1-in-2 | 2025 | 1 | 263.5513 | 269.87 | 8.2578 | 51.6966 | 0
| Zone | Remainder of System | 1 | Average Weekday | CAISO | 1-in-2 | 2025 | 2 | 261.0794 | 268.3064 | 8.284 | 50.8567 | 0
| Zone | Remainder of System | 1 | Average Weekday | CAISO | 1-in-2 | 2025 | 3 | 404.3298 | 416.0931 | 8.2896 | 50.0656 | 0
| Zone | Remainder of System | 1 | Average Weekday | CAISO | 1-in-2 | 2025 | 4 | 575.5659 | 593.8955 | 8.2964 | 49.4579 | 0
| Zone | Remainder of System | 1 | Average Weekday | CAISO | 1-in-2 | 2025 | 5 | 548.1893 | 576.1513 | 8.3 | 48.6945 | 0
| Zone | Remainder of System | 1 | Average Weekday | CAISO | 1-in-2 | 2025 | 6 | 534.1534 | 565.0701 | 8.3054 | 48.0933 | 0
| Zone | Remainder of System | 1 | Average Weekday | CAISO | 1-in-2 | 2025 | 7 | 540.9136 | 538.7883 | 8.2661 | 47.6913 | 0
| Zone | Remainder of System | 1 | Average Weekday | CAISO | 1-in-2 | 2025 | 8 | 532.6127 | 538.3943 | 8.217 | 47.4835 | 0
| Zone | Remainder of System | 1 | Average Weekday | CAISO | 1-in-2 | 2025 | 9 | 500.8301 | 526.3688 | 8.1678 | 48.0697 | 0
| Zone | Remainder of System | 1 | Average Weekday | CAISO | 1-in-2 | 2025 | 10 | 482.9153 | 496.0735 | 8.1951 | 51.1465 | 0
| Zone | Remainder of System | 1 | Average Weekday | CAISO | 1-in-2 | 2025 | 11 | 454.5177 | 462.8905 | 8.1518 | 55.3765 | 0
| Zone | Remainder of System | 1 | Average Weekday | CAISO | 1-in-2 | 2025 | 12 | 449.5045 | 456.5755 | 8.1116 | 59.3259 | 0
| Zone | Remainder of System | 1 | Average Weekday | CAISO | 1-in-2 | 2025 | 13 | 377.9263 | 388.7013 | 8.1016 | 62.3629 | 0
| Zone | Remainder of System | 1 | Average Weekday | CAISO | 1-in-2 | 2025 | 14 | 342.4066 | 350.0962 | 8.1357 | 64.3351 | 0
| Zone | Remainder of System | 1 | Average Weekday | CAISO | 1-in-2 | 2025 | 15 | 297.1945 | 304.9725 | 8.1923 | 65.597 | 0
| Zone | Remainder of System | 1 | Average Weekday | CAISO | 1-in-2 | 2025 | 16 | 264.2801 | 266.5337 | 8.2519 | 66.0866 | 0
| Zone | Remainder of System | 1 | Average Weekday | CAISO | 1-in-2 | 2025 | 17 | 267.3885 | 273.769 | 8.1194 | 65.5552 | 0
| Zone | Remainder of System | 1 | Average Weekday | CAISO | 1-in-2 | 2025 | 18 | 248.5551 | 254.5832 | 8.0979 | 63.7601 | 0
| Zone | Remainder of System | 1 | Average Weekday | CAISO | 1-in-2 | 2025 | 19 | 262.3481 | 266.7306 | 8.3528 | 60.7946 | 0
| Zone | Remainder of System | 1 | Average Weekday | CAISO | 1-in-2 | 2025 | 20 | 253.0267 | 314.831 | 8.3693 | 58.559 | 0
| Zone | Remainder of System | 1 | Average Weekday | CAISO | 1-in-2 | 2025 | 21 | 236.0827 | 242.519 | 8.0119 | 56.9225 | 0
| Zone | Remainder of System | 1 | Average Weekday | CAISO | 1-in-2 | 2025 | 22 | 409.7812 | 425.6437 | 8.2006 | 55.4974 | 0
| Zone | Remainder of System | 1 | Average Weekday | CAISO | 1-in-2 | 2025 | 23 | 396.393 | 411.1634 | 8.2264 | 54.2455 | 0
| Zone | Remainder of System | 1 | Average Weekday | CAISO | 1-in-2 | 2025 | 24 | 326.8271 | 339.2234 | 8.2293 | 53.1421 | 0
| Zone | Remainder of System | 1 | Monthly System Peak Day | CAISO | 1-in-2 | 2025 | 1 | 263.5513 | 269.87 | 8.2578 | 47.5791 | 0
| Zone | Remainder of System | 1 | Monthly System Peak Day | CAISO | 1-in-2 | 2025 | 2 | 261.0794 | 268.3064 | 8.284 | 46.5599 | 0
| Zone | Remainder of System | 1 | Monthly System Peak Day | CAISO | 1-in-2 | 2025 | 3 | 404.3298 | 416.0931 | 8.2896 | 45.5395 | 0
| Zone | Remainder of System | 1 | Monthly System Peak Day | CAISO | 1-in-2 | 2025 | 4 | 575.5659 | 593.8955 | 8.2964 | 44.8071 | 0
| Zone | Remainder of System | 1 | Monthly System Peak Day | CAISO | 1-in-2 | 2025 | 5 | 548.1893 | 576.1513 | 8.3 | 44.0112 | 0
| Zone | Remainder of System | 1 | Monthly System Peak Day | CAISO | 1-in-2 | 2025 | 6 | 534.1534 | 565.0701 | 8.3054 | 43.5364 | 0
| Zone | Remainder of System | 1 | Monthly System Peak Day | CAISO | 1-in-2 | 2025 | 7 | 540.9136 | 538.7883 | 8.2661 | 43.2181 | 0
| Zone | Remainder of System | 1 | Monthly System Peak Day | CAISO | 1-in-2 | 2025 | 8 | 532.6127 | 538.3943 | 8.217 | 43.1351 | 0
| Zone | Remainder of System | 1 | Monthly System Peak Day | CAISO | 1-in-2 | 2025 | 9 | 500.8301 | 526.3688 | 8.1678 | 43.8574 | 0
| Zone | Remainder of System | 1 | Monthly System Peak Day | CAISO | 1-in-2 | 2025 | 10 | 482.9153 | 496.0735 | 8.1951 | 46.2637 | 0
| Zone | Remainder of System | 1 | Monthly System Peak Day | CAISO | 1-in-2 | 2025 | 11 | 454.5177 | 462.8905 | 8.1518 | 49.3761 | 0
| Zone | Remainder of System | 1 | Monthly System Peak Day | CAISO | 1-in-2 | 2025 | 12 | 449.5045 | 456.5755 | 8.1116 | 52.0586 | 0
| Zone | Remainder of System | 1 | Monthly System Peak Day | CAISO | 1-in-2 | 2025 | 13 | 377.9263 | 388.7013 | 8.1016 | 53.2747 | 0
| Zone | Remainder of System | 1 | Monthly System Peak Day | CAISO | 1-in-2 | 2025 | 14 | 342.4066 | 350.0962 | 8.1357 | 54.3508 | 0
| Zone | Remainder of System | 1 | Monthly System Peak Day | CAISO | 1-in-2 | 2025 | 15 | 297.1945 | 304.9725 | 8.1923 | 55.45 | 0
| Zone | Remainder of System | 1 | Monthly System Peak Day | CAISO | 1-in-2 | 2025 | 16 | 264.2801 | 266.5337 | 8.2519 | 56.1591 | 0
| Zone | Remainder of System | 1 | Monthly System Peak Day | CAISO | 1-in-2 | 2025 | 17 | 267.3885 | 273.769 | 8.1194 | 55.461 | 0
| Zone | Remainder of System | 1 | Monthly System Peak Day | CAISO | 1-in-2 | 2025 | 18 | 248.5551 | 254.5832 | 8.0979 | 54.1689 | 0
| Zone | Remainder of System | 1 | Monthly System Peak Day | CAISO | 1-in-2 | 2025 | 19 | 262.3481 | 266.7306 | 8.3528 | 52.5576 | 0
| Zone | Remainder of System | 1 | Monthly System Peak Day | CAISO | 1-in-2 | 2025 | 20 | 253.0267 | 314.831 | 8.3693 | 51.4093 | 0
| Zone | Remainder of System | 1 | Monthly System Peak Day | CAISO | 1-in-2 | 2025 | 21 | 236.0827 | 242.519 | 8.0119 | 50.2882 | 0
| Zone | Remainder of System | 1 | Monthly System Peak Day | CAISO | 1-in-2 | 2025 | 22 | 409.7812 | 425.6437 | 8.2006 | 49.3354 | 0
| Zone | Remainder of System | 1 | Monthly System Peak Day | CAISO | 1-in-2 | 2025 | 23 | 396.393 | 411.1634 | 8.2264 | 48.5349 | 0
| Zone | Remainder of System | 1 | Monthly System Peak Day | CAISO | 1-in-2 | 2025 | 24 | 326.8271 | 339.2234 | 8.2293 | 47.6998 | 0
| Zone | Remainder of System | 2 | Average Weekday | CAISO | 1-in-2 | 2025 | 1 | 263.5091 | 270.6449 | 8.3148 | 52.5675 | 0
| Zone | Remainder of System | 2 | Average Weekday | CAISO | 1-in-2 | 2025 | 2 | 257.6148 | 265.7594 | 8.3467 | 51.7224 | 0
| Zone | Remainder of System | 2 | Average Weekday | CAISO | 1-in-2 | 2025 | 3 | 397.3029 | 410.4494 | 8.3534 | 50.9045 | 0
| Zone | Remainder of System | 2 | Average Weekday | CAISO | 1-in-2 | 2025 | 4 | 564.9662 | 585.9385 | 8.3614 | 50.1164 | 0
| Zone | Remainder of System | 2 | Average Weekday | CAISO | 1-in-2 | 2025 | 5 | 545.6968 | 576.6682 | 8.3648 | 49.374 | 0
| Zone | Remainder of System | 2 | Average Weekday | CAISO | 1-in-2 | 2025 | 6 | 535.8188 | 568.7211 | 8.3696 | 48.7755 | 0
| Zone | Remainder of System | 2 | Average Weekday | CAISO | 1-in-2 | 2025 | 7 | 528.5825 | 527.8117 | 8.3218 | 48.3328 | 0
| Zone | Remainder of System | 2 | Average Weekday | CAISO | 1-in-2 | 2025 | 8 | 519.1188 | 525.3407 | 8.2634 | 48.1435 | 0
| Zone | Remainder of System | 2 | Average Weekday | CAISO | 1-in-2 | 2025 | 9 | 499.7251 | 525.6314 | 8.204 | 49.3982 | 0
| Zone | Remainder of System | 2 | Average Weekday | CAISO | 1-in-2 | 2025 | 10 | 477.6101 | 490.1376 | 8.2395 | 52.9426 | 0
| Zone | Remainder of System | 2 | Average Weekday | CAISO | 1-in-2 | 2025 | 11 | 453.6995 | 462.3061 | 8.1848 | 57.0736 | 0
| Zone | Remainder of System | 2 | Average Weekday | CAISO | 1-in-2 | 2025 | 12 | 448.4944 | 456.2463 | 8.1329 | 60.5918 | 0
| Zone | Remainder of System | 2 | Average Weekday | CAISO | 1-in-2 | 2025 | 13 | 372.4916 | 384.3296 | 8.1189 | 63.117 | 0
| Zone | Remainder of System | 2 | Average Weekday | CAISO | 1-in-2 | 2025 | 14 | 333.9765 | 342.2909 | 8.1633 | 64.6805 | 0
| Zone | Remainder of System | 2 | Average Weekday | CAISO | 1-in-2 | 2025 | 15 | 283.7689 | 293.6095 | 8.2349 | 65.5714 | 0
| Zone | Remainder of System | 2 | Average Weekday | CAISO | 1-in-2 | 2025 | 16 | 253.8703 | 257.6109 | 8.3082 | 65.833 | 0
| Zone | Remainder of System | 2 | Average Weekday | CAISO | 1-in-2 | 2025 | 17 | 246.1911 | 251.3073 | 8.1519 | 65.4214 | 0
| Zone | Remainder of System | 2 | Average Weekday | CAISO | 1-in-2 | 2025 | 18 | 232.8344 | 237.9691 | 8.124 | 64.0855 | 0
| Zone | Remainder of System | 2 | Average Weekday | CAISO | 1-in-2 | 2025 | 19 | 254.7926 | 259.2565 | 8.3529 | 61.5241 | 0
| Zone | Remainder of System | 2 | Average Weekday | CAISO | 1-in-2 | 2025 | 20 | 246.2224 | 306.1296 | 8.3728 | 59.1486 | 0
| Zone | Remainder of System | 2 | Average Weekday | CAISO | 1-in-2 | 2025 | 21 | 224.5468 | 230.7369 | 7.9861 | 57.4325 | 0
| Zone | Remainder of System | 2 | Average Weekday | CAISO | 1-in-2 | 2025 | 22 | 394.7383 | 410.4442 | 8.2417 | 55.9779 | 0
| Zone | Remainder of System | 2 | Average Weekday | CAISO | 1-in-2 | 2025 | 23 | 379.683 | 394.8526 | 8.2756 | 54.7327 | 0
| Zone | Remainder of System | 2 | Average Weekday | CAISO | 1-in-2 | 2025 | 24 | 319.7048 | 333.359 | 8.2796 | 53.6434 | 0
| Zone | Remainder of System | 2 | Monthly System Peak Day | CAISO | 1-in-2 | 2025 | 1 | 263.5091 | 270.6449 | 8.3148 | 43.5438 | 0
| Zone | Remainder of System | 2 | Monthly System Peak Day | CAISO | 1-in-2 | 2025 | 2 | 257.6148 | 265.7594 | 8.3467 | 42.7868 | 0
| Zone | Remainder of System | 2 | Monthly System Peak Day | CAISO | 1-in-2 | 2025 | 3 | 397.3029 | 410.4494 | 8.3534 | 42.1016 | 0
| Zone | Remainder of System | 2 | Monthly System Peak Day | CAISO | 1-in-2 | 2025 | 4 | 564.9662 | 585.9385 | 8.3614 | 41.5683 | 0
| Zone | Remainder of System | 2 | Monthly System Peak Day | CAISO | 1-in-2 | 2025 | 5 | 545.6968 | 576.6682 | 8.3648 | 40.7986 | 0
| Zone | Remainder of System | 2 | Monthly System Peak Day | CAISO | 1-in-2 | 2025 | 6 | 535.8188 | 568.7211 | 8.3696 | 40.0606 | 0
| Zone | Remainder of System | 2 | Monthly System Peak Day | CAISO | 1-in-2 | 2025 | 7 | 528.5825 | 527.8117 | 8.3218 | 39.4674 | 0
| Zone | Remainder of System | 2 | Monthly System Peak Day | CAISO | 1-in-2 | 2025 | 8 | 519.1188 | 525.3407 | 8.2634 | 39.2967 | 0
| Zone | Remainder of System | 2 | Monthly System Peak Day | CAISO | 1-in-2 | 2025 | 9 | 499.7251 | 525.6314 | 8.204 | 40.8391 | 0
| Zone | Remainder of System | 2 | Monthly System Peak Day | CAISO | 1-in-2 | 2025 | 10 | 477.6101 | 490.1376 | 8.2395 | 44.0474 | 0
| Zone | Remainder of System | 2 | Monthly System Peak Day | CAISO | 1-in-2 | 2025 | 11 | 453.6995 | 462.3061 | 8.1848 | 47.42 | 0
| Zone | Remainder of System | 2 | Monthly System Peak Day | CAISO | 1-in-2 | 2025 | 12 | 448.4944 | 456.2463 | 8.1329 | 50.4917 | 0
| Zone | Remainder of System | 2 | Monthly System Peak Day | CAISO | 1-in-2 | 2025 | 13 | 372.4916 | 384.3296 | 8.1189 | 52.9941 | 0
| Zone | Remainder of System | 2 | Monthly System Peak Day | CAISO | 1-in-2 | 2025 | 14 | 333.9765 | 342.2909 | 8.1633 | 54.6576 | 0
| Zone | Remainder of System | 2 | Monthly System Peak Day | CAISO | 1-in-2 | 2025 | 15 | 283.7689 | 293.6095 | 8.2349 | 55.7966 | 0
| Zone | Remainder of System | 2 | Monthly System Peak Day | CAISO | 1-in-2 | 2025 | 16 | 253.8703 | 257.6109 | 8.3082 | 56.3506 | 0
| Zone | Remainder of System | 2 | Monthly System Peak Day | CAISO | 1-in-2 | 2025 | 17 | 246.1911 | 251.3073 | 8.1519 | 56.1764 | 0
| Zone | Remainder of System | 2 | Monthly System Peak Day | CAISO | 1-in-2 | 2025 | 18 | 232.8344 | 237.9691 | 8.124 | 55.1213 | 0
| Zone | Remainder of System | 2 | Monthly System Peak Day | CAISO | 1-in-2 | 2025 | 19 | 254.7926 | 259.2565 | 8.3529 | 52.9983 | 0
| Zone | Remainder of System | 2 | Monthly System Peak Day | CAISO | 1-in-2 | 2025 | 20 | 246.2224 | 306.1296 | 8.3728 | 50.8817 | 0
| Zone | Remainder of System | 2 | Monthly System Peak Day | CAISO | 1-in-2 | 2025 | 21 | 224.5468 | 230.7369 | 7.9861 | 49.3216 | 0
| Zone | Remainder of System | 2 | Monthly System Peak Day | CAISO | 1-in-2 | 2025 | 22 | 394.7383 | 410.4442 | 8.2417 | 47.9568 | 0
| Zone | Remainder of System | 2 | Monthly System Peak Day | CAISO | 1-in-2 | 2025 | 23 | 379.683 | 394.8526 | 8.2756 | 46.7378 | 0
| Zone | Remainder of System | 2 | Monthly System Peak Day | CAISO | 1-in-2 | 2025 | 24 | 319.7048 | 333.359 | 8.2796 | 45.5444 | 0
| Zone | Remainder of System | 3 | Average Weekday | CAISO | 1-in-2 | 2025 | 1 | 270.9033 | 282.7474 | 8.4022 | 54.0244 | 0
| Zone | Remainder of System | 3 | Average Weekday | CAISO | 1-in-2 | 2025 | 2 | 265.5422 | 273.1038 | 8.3534 | 53.0154 | 0
| Zone | Remainder of System | 3 | Average Weekday | CAISO | 1-in-2 | 2025 | 3 | 424.3718 | 435.4991 | 8.3462 | 52.1085 | 0
| Zone | Remainder of System | 3 | Average Weekday | CAISO | 1-in-2 | 2025 | 4 | 597.5988 | 614.423 | 8.3289 | 51.3271 | 0
| Zone | Remainder of System | 3 | Average Weekday | CAISO | 1-in-2 | 2025 | 5 | 564.3726 | 583.7474 | 8.3227 | 50.5861 | 0
| Zone | Remainder of System | 3 | Average Weekday | CAISO | 1-in-2 | 2025 | 6 | 554.7897 | 574.14 | 8.2912 | 49.8821 | 0
| Zone | Remainder of System | 3 | Average Weekday | CAISO | 1-in-2 | 2025 | 7 | 558.9871 | 559.683 | 8.2758 | 49.399 | 0
| Zone | Remainder of System | 3 | Average Weekday | CAISO | 1-in-2 | 2025 | 8 | 537.2987 | 547.5322 | 8.4302 | 49.1477 | 0
| Zone | Remainder of System | 3 | Average Weekday | CAISO | 1-in-2 | 2025 | 9 | 522.0917 | 561.9043 | 8.6211 | 50.1844 | 0
| Zone | Remainder of System | 3 | Average Weekday | CAISO | 1-in-2 | 2025 | 10 | 502.9799 | 525.6277 | 8.488 | 53.2277 | 0
| Zone | Remainder of System | 3 | Average Weekday | CAISO | 1-in-2 | 2025 | 11 | 471.0383 | 487.5392 | 8.5666 | 56.8354 | 0
| Zone | Remainder of System | 3 | Average Weekday | CAISO | 1-in-2 | 2025 | 12 | 470.8141 | 482.9123 | 8.6557 | 60.1749 | 0
| Zone | Remainder of System | 3 | Average Weekday | CAISO | 1-in-2 | 2025 | 13 | 377.7435 | 388.5925 | 8.7307 | 62.8043 | 0
| Zone | Remainder of System | 3 | Average Weekday | CAISO | 1-in-2 | 2025 | 14 | 352.8887 | 360.4359 | 8.681 | 64.6602 | 0
| Zone | Remainder of System | 3 | Average Weekday | CAISO | 1-in-2 | 2025 | 15 | 306.242 | 313.2483 | 8.5146 | 65.8561 | 0
| Zone | Remainder of System | 3 | Average Weekday | CAISO | 1-in-2 | 2025 | 16 | 272.7847 | 275.6691 | 8.2974 | 66.5387 | 0
| Zone | Remainder of System | 3 | Average Weekday | CAISO | 1-in-2 | 2025 | 17 | 274.0881 | 279.8388 | 8.148 | 66.6098 | 0
| Zone | Remainder of System | 3 | Average Weekday | CAISO | 1-in-2 | 2025 | 18 | 247.3285 | 253.7214 | 8.1625 | 65.845 | 0
| Zone | Remainder of System | 3 | Average Weekday | CAISO | 1-in-2 | 2025 | 19 | 262.1283 | 268.7776 | 8.4404 | 64.2052 | 0
| Zone | Remainder of System | 3 | Average Weekday | CAISO | 1-in-2 | 2025 | 20 | 248.6589 | 251.8797 | 8.3369 | 61.7132 | 0
| Zone | Remainder of System | 3 | Average Weekday | CAISO | 1-in-2 | 2025 | 21 | 220.9938 | 225.9943 | 8.0154 | 59.1399 | 0
| Zone | Remainder of System | 3 | Average Weekday | CAISO | 1-in-2 | 2025 | 22 | 418.9303 | 437.2699 | 8.2554 | 57.4121 | 0
| Zone | Remainder of System | 3 | Average Weekday | CAISO | 1-in-2 | 2025 | 23 | 408.6861 | 430.1311 | 8.3572 | 56.1046 | 0
| Zone | Remainder of System | 3 | Average Weekday | CAISO | 1-in-2 | 2025 | 24 | 351.2549 | 376.2791 | 8.4475 | 54.9793 | 0
| Zone | Remainder of System | 3 | Monthly System Peak Day | CAISO | 1-in-2 | 2025 | 1 | 270.9033 | 282.7474 | 8.4022 | 56.9603 | 0
| Zone | Remainder of System | 3 | Monthly System Peak Day | CAISO | 1-in-2 | 2025 | 2 | 265.5422 | 273.1038 | 8.3534 | 55.7974 | 0
| Zone | Remainder of System | 3 | Monthly System Peak Day | CAISO | 1-in-2 | 2025 | 3 | 424.3718 | 435.4991 | 8.3462 | 54.1445 | 0
| Zone | Remainder of System | 3 | Monthly System Peak Day | CAISO | 1-in-2 | 2025 | 4 | 597.5988 | 614.423 | 8.3289 | 53.2971 | 0
| Zone | Remainder of System | 3 | Monthly System Peak Day | CAISO | 1-in-2 | 2025 | 5 | 564.3726 | 583.7474 | 8.3227 | 52.3144 | 0
| Zone | Remainder of System | 3 | Monthly System Peak Day | CAISO | 1-in-2 | 2025 | 6 | 554.7897 | 574.14 | 8.2912 | 51.3896 | 0
| Zone | Remainder of System | 3 | Monthly System Peak Day | CAISO | 1-in-2 | 2025 | 7 | 558.9871 | 559.683 | 8.2758 | 50.9162 | 0
| Zone | Remainder of System | 3 | Monthly System Peak Day | CAISO | 1-in-2 | 2025 | 8 | 537.2987 | 547.5322 | 8.4302 | 50.0641 | 0
| Zone | Remainder of System | 3 | Monthly System Peak Day | CAISO | 1-in-2 | 2025 | 9 | 522.0917 | 561.9043 | 8.6211 | 50.4442 | 0
| Zone | Remainder of System | 3 | Monthly System Peak Day | CAISO | 1-in-2 | 2025 | 10 | 502.9799 | 525.6277 | 8.488 | 53.4591 | 0
| Zone | Remainder of System | 3 | Monthly System Peak Day | CAISO | 1-in-2 | 2025 | 11 | 471.0383 | 487.5392 | 8.5666 | 58.2081 | 0
| Zone | Remainder of System | 3 | Monthly System Peak Day | CAISO | 1-in-2 | 2025 | 12 | 470.8141 | 482.9123 | 8.6557 | 62.4932 | 0
| Zone | Remainder of System | 3 | Monthly System Peak Day | CAISO | 1-in-2 | 2025 | 13 | 377.7435 | 388.5925 | 8.7307 | 65.7865 | 0
| Zone | Remainder of System | 3 | Monthly System Peak Day | CAISO | 1-in-2 | 2025 | 14 | 352.8887 | 360.4359 | 8.681 | 67.6177 | 0
| Zone | Remainder of System | 3 | Monthly System Peak Day | CAISO | 1-in-2 | 2025 | 15 | 306.242 | 313.2483 | 8.5146 | 68.7829 | 0
| Zone | Remainder of System | 3 | Monthly System Peak Day | CAISO | 1-in-2 | 2025 | 16 | 272.7847 | 275.6691 | 8.2974 | 69.7518 | 0
| Zone | Remainder of System | 3 | Monthly System Peak Day | CAISO | 1-in-2 | 2025 | 17 | 274.0881 | 279.8388 | 8.148 | 70.2778 | 0
| Zone | Remainder of System | 3 | Monthly System Peak Day | CAISO | 1-in-2 | 2025 | 18 | 247.3285 | 253.7214 | 8.1625 | 69.7317 | 0
| Zone | Remainder of System | 3 | Monthly System Peak Day | CAISO | 1-in-2 | 2025 | 19 | 262.1283 | 268.7776 | 8.4404 | 68.0419 | 0
| Zone | Remainder of System | 3 | Monthly System Peak Day | CAISO | 1-in-2 | 2025 | 20 | 248.6589 | 251.8797 | 8.3369 | 65.005 | 0
| Zone | Remainder of System | 3 | Monthly System Peak Day | CAISO | 1-in-2 | 2025 | 21 | 220.9938 | 225.9943 | 8.0154 | 62.0225 | 0
| Zone | Remainder of System | 3 | Monthly System Peak Day | CAISO | 1-in-2 | 2025 | 22 | 418.9303 | 437.2699 | 8.2554 | 60.067 | 0
| Zone | Remainder of System | 3 | Monthly System Peak Day | CAISO | 1-in-2 | 2025 | 23 | 408.6861 | 430.1311 | 8.3572 | 58.747 | 0
| Zone | Remainder of System | 3 | Monthly System Peak Day | CAISO | 1-in-2 | 2025 | 24 | 351.2549 | 376.2791 | 8.4475 | 57.434 | 0
| Zone | Remainder of System | 4 | Average Weekday | CAISO | 1-in-2 | 2025 | 1 | 269.0841 | 280.2966 | 8.4188 | 56.7365 | 0
| Zone | Remainder of System | 4 | Average Weekday | CAISO | 1-in-2 | 2025 | 2 | 267.2933 | 275.8167 | 8.3707 | 55.8532 | 0
| Zone | Remainder of System | 4 | Average Weekday | CAISO | 1-in-2 | 2025 | 3 | 426.0663 | 437.8555 | 8.3635 | 55.0258 | 0
| Zone | Remainder of System | 4 | Average Weekday | CAISO | 1-in-2 | 2025 | 4 | 594.2902 | 610.9998 | 8.3464 | 54.3534 | 0
| Zone | Remainder of System | 4 | Average Weekday | CAISO | 1-in-2 | 2025 | 5 | 549.4824 | 567.6498 | 8.34 | 53.7644 | 0
| Zone | Remainder of System | 4 | Average Weekday | CAISO | 1-in-2 | 2025 | 6 | 544.9129 | 563.3604 | 8.3082 | 53.2815 | 0
| Zone | Remainder of System | 4 | Average Weekday | CAISO | 1-in-2 | 2025 | 7 | 548.4503 | 549.6112 | 8.2918 | 52.8216 | 0
| Zone | Remainder of System | 4 | Average Weekday | CAISO | 1-in-2 | 2025 | 8 | 533.1211 | 540.5609 | 8.4454 | 52.6788 | 0
| Zone | Remainder of System | 4 | Average Weekday | CAISO | 1-in-2 | 2025 | 9 | 504.2066 | 542.5994 | 8.6349 | 54.2211 | 0
| Zone | Remainder of System | 4 | Average Weekday | CAISO | 1-in-2 | 2025 | 10 | 486.0533 | 509.0606 | 8.503 | 57.0764 | 0
| Zone | Remainder of System | 4 | Average Weekday | CAISO | 1-in-2 | 2025 | 11 | 459.9239 | 474.0409 | 8.5801 | 60.136 | 0
| Zone | Remainder of System | 4 | Average Weekday | CAISO | 1-in-2 | 2025 | 12 | 459.3674 | 471.467 | 8.6673 | 63.031 | 0
| Zone | Remainder of System | 4 | Average Weekday | CAISO | 1-in-2 | 2025 | 13 | 375.7536 | 386.5345 | 8.7412 | 65.4726 | 0
| Zone | Remainder of System | 4 | Average Weekday | CAISO | 1-in-2 | 2025 | 14 | 346.4204 | 353.9568 | 8.6926 | 67.3555 | 0
| Zone | Remainder of System | 4 | Average Weekday | CAISO | 1-in-2 | 2025 | 15 | 293.8438 | 301.1487 | 8.5279 | 68.6662 | 0
| Zone | Remainder of System | 4 | Average Weekday | CAISO | 1-in-2 | 2025 | 16 | 261.7275 | 264.7214 | 8.3132 | 69.2704 | 0
| Zone | Remainder of System | 4 | Average Weekday | CAISO | 1-in-2 | 2025 | 17 | 260.4134 | 264.7979 | 8.1812 | 69.3555 | 0
| Zone | Remainder of System | 4 | Average Weekday | CAISO | 1-in-2 | 2025 | 18 | 224.5586 | 230.1703 | 8.1933 | 68.6446 | 0
| Zone | Remainder of System | 4 | Average Weekday | CAISO | 1-in-2 | 2025 | 19 | 230.2917 | 236.9843 | 8.4406 | 67.2712 | 0
| Zone | Remainder of System | 4 | Average Weekday | CAISO | 1-in-2 | 2025 | 20 | 222.7286 | 226.0821 | 8.337 | 64.9503 | 0
| Zone | Remainder of System | 4 | Average Weekday | CAISO | 1-in-2 | 2025 | 21 | 224.0193 | 229.2552 | 8.0307 | 61.9895 | 0
| Zone | Remainder of System | 4 | Average Weekday | CAISO | 1-in-2 | 2025 | 22 | 409.1457 | 427.1283 | 8.2677 | 59.9101 | 0
| Zone | Remainder of System | 4 | Average Weekday | CAISO | 1-in-2 | 2025 | 23 | 403.1598 | 424.1487 | 8.3737 | 58.5285 | 0
| Zone | Remainder of System | 4 | Average Weekday | CAISO | 1-in-2 | 2025 | 24 | 345.6534 | 369.7738 | 8.4635 | 57.4672 | 0
| Zone | Remainder of System | 4 | Monthly System Peak Day | CAISO | 1-in-2 | 2025 | 1 | 269.0841 | 280.2966 | 8.4188 | 62.08 | 0
| Zone | Remainder of System | 4 | Monthly System Peak Day | CAISO | 1-in-2 | 2025 | 2 | 267.2933 | 275.8167 | 8.3707 | 60.7156 | 0
| Zone | Remainder of System | 4 | Monthly System Peak Day | CAISO | 1-in-2 | 2025 | 3 | 426.0663 | 437.8555 | 8.3635 | 59.7607 | 0
| Zone | Remainder of System | 4 | Monthly System Peak Day | CAISO | 1-in-2 | 2025 | 4 | 594.2902 | 610.9998 | 8.3464 | 58.8607 | 0
| Zone | Remainder of System | 4 | Monthly System Peak Day | CAISO | 1-in-2 | 2025 | 5 | 549.4824 | 567.6498 | 8.34 | 57.7303 | 0
| Zone | Remainder of System | 4 | Monthly System Peak Day | CAISO | 1-in-2 | 2025 | 6 | 544.9129 | 563.3604 | 8.3082 | 56.8679 | 0
| Zone | Remainder of System | 4 | Monthly System Peak Day | CAISO | 1-in-2 | 2025 | 7 | 548.4503 | 549.6112 | 8.2918 | 56.0597 | 0
| Zone | Remainder of System | 4 | Monthly System Peak Day | CAISO | 1-in-2 | 2025 | 8 | 533.1211 | 540.5609 | 8.4454 | 55.6808 | 0
| Zone | Remainder of System | 4 | Monthly System Peak Day | CAISO | 1-in-2 | 2025 | 9 | 504.2066 | 542.5994 | 8.6349 | 57.449 | 0
| Zone | Remainder of System | 4 | Monthly System Peak Day | CAISO | 1-in-2 | 2025 | 10 | 486.0533 | 509.0606 | 8.503 | 61.5881 | 0
| Zone | Remainder of System | 4 | Monthly System Peak Day | CAISO | 1-in-2 | 2025 | 11 | 459.9239 | 474.0409 | 8.5801 | 66.9769 | 0
| Zone | Remainder of System | 4 | Monthly System Peak Day | CAISO | 1-in-2 | 2025 | 12 | 459.3674 | 471.467 | 8.6673 | 72.106 | 0
| Zone | Remainder of System | 4 | Monthly System Peak Day | CAISO | 1-in-2 | 2025 | 13 | 375.7536 | 386.5345 | 8.7412 | 76.1771 | 0
| Zone | Remainder of System | 4 | Monthly System Peak Day | CAISO | 1-in-2 | 2025 | 14 | 346.4204 | 353.9568 | 8.6926 | 79.0859 | 0
| Zone | Remainder of System | 4 | Monthly System Peak Day | CAISO | 1-in-2 | 2025 | 15 | 293.8438 | 301.1487 | 8.5279 | 80.9147 | 0
| Zone | Remainder of System | 4 | Monthly System Peak Day | CAISO | 1-in-2 | 2025 | 16 | 261.7275 | 264.7214 | 8.3132 | 81.4535 | 0
| Zone | Remainder of System | 4 | Monthly System Peak Day | CAISO | 1-in-2 | 2025 | 17 | 260.4134 | 264.7979 | 8.1812 | 81.2189 | 0
| Zone | Remainder of System | 4 | Monthly System Peak Day | CAISO | 1-in-2 | 2025 | 18 | 224.5586 | 230.1703 | 8.1933 | 80.2419 | 0
| Zone | Remainder of System | 4 | Monthly System Peak Day | CAISO | 1-in-2 | 2025 | 19 | 230.2917 | 236.9843 | 8.4406 | 79.0493 | 0
| Zone | Remainder of System | 4 | Monthly System Peak Day | CAISO | 1-in-2 | 2025 | 20 | 222.7286 | 226.0821 | 8.337 | 76.3662 | 0
| Zone | Remainder of System | 4 | Monthly System Peak Day | CAISO | 1-in-2 | 2025 | 21 | 224.0193 | 229.2552 | 8.0307 | 72.022 | 0
| Zone | Remainder of System | 4 | Monthly System Peak Day | CAISO | 1-in-2 | 2025 | 22 | 409.1457 | 427.1283 | 8.2677 | 68.2917 | 0
| Zone | Remainder of System | 4 | Monthly System Peak Day | CAISO | 1-in-2 | 2025 | 23 | 403.1598 | 424.1487 | 8.3737 | 65.3696 | 0
| Zone | Remainder of System | 4 | Monthly System Peak Day | CAISO | 1-in-2 | 2025 | 24 | 345.6534 | 369.7738 | 8.4635 | 63.3596 | 0
| Zone | Remainder of System | 5 | Average Weekday | CAISO | 1-in-2 | 2025 | 1 | 282.207 | 293.534 | 8.4507 | 59.7443 | 0
| Zone | Remainder of System | 5 | Average Weekday | CAISO | 1-in-2 | 2025 | 2 | 282.7985 | 290.3683 | 8.4037 | 59.0711 | 0
| Zone | Remainder of System | 5 | Average Weekday | CAISO | 1-in-2 | 2025 | 3 | 442.2311 | 455.1402 | 8.3966 | 58.4673 | 0
| Zone | Remainder of System | 5 | Average Weekday | CAISO | 1-in-2 | 2025 | 4 | 605.3684 | 623.2502 | 8.3796 | 57.9163 | 0
| Zone | Remainder of System | 5 | Average Weekday | CAISO | 1-in-2 | 2025 | 5 | 566.4985 | 585.5195 | 8.3727 | 57.4537 | 0
| Zone | Remainder of System | 5 | Average Weekday | CAISO | 1-in-2 | 2025 | 6 | 552.2849 | 572.5233 | 8.3399 | 57.0042 | 0
| Zone | Remainder of System | 5 | Average Weekday | CAISO | 1-in-2 | 2025 | 7 | 546.2296 | 547.4519 | 8.3217 | 56.5906 | 0
| Zone | Remainder of System | 5 | Average Weekday | CAISO | 1-in-2 | 2025 | 8 | 543.7609 | 554.9304 | 8.4748 | 56.9009 | 0
| Zone | Remainder of System | 5 | Average Weekday | CAISO | 1-in-2 | 2025 | 9 | 511.1812 | 547.1364 | 8.6622 | 58.6635 | 0
| Zone | Remainder of System | 5 | Average Weekday | CAISO | 1-in-2 | 2025 | 10 | 501.3274 | 524.5594 | 8.5326 | 61.0024 | 0
| Zone | Remainder of System | 5 | Average Weekday | CAISO | 1-in-2 | 2025 | 11 | 481.3147 | 496.0234 | 8.6064 | 63.674 | 0
| Zone | Remainder of System | 5 | Average Weekday | CAISO | 1-in-2 | 2025 | 12 | 474.4976 | 486.1934 | 8.6901 | 66.1969 | 0
| Zone | Remainder of System | 5 | Average Weekday | CAISO | 1-in-2 | 2025 | 13 | 384.3015 | 395.4793 | 8.7618 | 68.4385 | 0
| Zone | Remainder of System | 5 | Average Weekday | CAISO | 1-in-2 | 2025 | 14 | 361.2632 | 368.9813 | 8.7154 | 70.1752 | 0
| Zone | Remainder of System | 5 | Average Weekday | CAISO | 1-in-2 | 2025 | 15 | 318.2506 | 325.3469 | 8.5543 | 71.341 | 0
| Zone | Remainder of System | 5 | Average Weekday | CAISO | 1-in-2 | 2025 | 16 | 276.9667 | 279.8102 | 8.3435 | 71.901 | 0
| Zone | Remainder of System | 5 | Average Weekday | CAISO | 1-in-2 | 2025 | 17 | 265.075 | 270.5456 | 8.2111 | 71.8083 | 0
| Zone | Remainder of System | 5 | Average Weekday | CAISO | 1-in-2 | 2025 | 18 | 238.783 | 244.7271 | 8.22 | 71.1675 | 0
| Zone | Remainder of System | 5 | Average Weekday | CAISO | 1-in-2 | 2025 | 19 | 248.0757 | 254.9516 | 8.4386 | 69.8052 | 0
| Zone | Remainder of System | 5 | Average Weekday | CAISO | 1-in-2 | 2025 | 20 | 235.7947 | 239.1354 | 8.3366 | 67.6863 | 0
| Zone | Remainder of System | 5 | Average Weekday | CAISO | 1-in-2 | 2025 | 21 | 240.922 | 246.292 | 8.0327 | 64.9519 | 0
| Zone | Remainder of System | 5 | Average Weekday | CAISO | 1-in-2 | 2025 | 22 | 429.5065 | 447.7744 | 8.2944 | 62.6968 | 0
| Zone | Remainder of System | 5 | Average Weekday | CAISO | 1-in-2 | 2025 | 23 | 429.3368 | 451.0209 | 8.4039 | 61.385 | 0
| Zone | Remainder of System | 5 | Average Weekday | CAISO | 1-in-2 | 2025 | 24 | 367.7172 | 392.6759 | 8.4941 | 60.3901 | 0
| Zone | Remainder of System | 5 | Monthly System Peak Day | CAISO | 1-in-2 | 2025 | 1 | 282.207 | 293.534 | 8.4507 | 65.9416 | 0
| Zone | Remainder of System | 5 | Monthly System Peak Day | CAISO | 1-in-2 | 2025 | 2 | 282.7985 | 290.3683 | 8.4037 | 64.3504 | 0
| Zone | Remainder of System | 5 | Monthly System Peak Day | CAISO | 1-in-2 | 2025 | 3 | 442.2311 | 455.1402 | 8.3966 | 62.958 | 0
| Zone | Remainder of System | 5 | Monthly System Peak Day | CAISO | 1-in-2 | 2025 | 4 | 605.3684 | 623.2502 | 8.3796 | 61.4581 | 0
| Zone | Remainder of System | 5 | Monthly System Peak Day | CAISO | 1-in-2 | 2025 | 5 | 566.4985 | 585.5195 | 8.3727 | 60.1746 | 0
| Zone | Remainder of System | 5 | Monthly System Peak Day | CAISO | 1-in-2 | 2025 | 6 | 552.2849 | 572.5233 | 8.3399 | 59.4602 | 0
| Zone | Remainder of System | 5 | Monthly System Peak Day | CAISO | 1-in-2 | 2025 | 7 | 546.2296 | 547.4519 | 8.3217 | 59.1397 | 0
| Zone | Remainder of System | 5 | Monthly System Peak Day | CAISO | 1-in-2 | 2025 | 8 | 543.7609 | 554.9304 | 8.4748 | 59.4891 | 0
| Zone | Remainder of System | 5 | Monthly System Peak Day | CAISO | 1-in-2 | 2025 | 9 | 511.1812 | 547.1364 | 8.6622 | 61.7404 | 0
| Zone | Remainder of System | 5 | Monthly System Peak Day | CAISO | 1-in-2 | 2025 | 10 | 501.3274 | 524.5594 | 8.5326 | 66.3017 | 0
| Zone | Remainder of System | 5 | Monthly System Peak Day | CAISO | 1-in-2 | 2025 | 11 | 481.3147 | 496.0234 | 8.6064 | 71.7468 | 0
| Zone | Remainder of System | 5 | Monthly System Peak Day | CAISO | 1-in-2 | 2025 | 12 | 474.4976 | 486.1934 | 8.6901 | 76.4342 | 0
| Zone | Remainder of System | 5 | Monthly System Peak Day | CAISO | 1-in-2 | 2025 | 13 | 384.3015 | 395.4793 | 8.7618 | 79.7976 | 0
| Zone | Remainder of System | 5 | Monthly System Peak Day | CAISO | 1-in-2 | 2025 | 14 | 361.2632 | 368.9813 | 8.7154 | 81.949 | 0
| Zone | Remainder of System | 5 | Monthly System Peak Day | CAISO | 1-in-2 | 2025 | 15 | 318.2506 | 325.3469 | 8.5543 | 82.9769 | 0
| Zone | Remainder of System | 5 | Monthly System Peak Day | CAISO | 1-in-2 | 2025 | 16 | 276.9667 | 279.8102 | 8.3435 | 83.3815 | 0
| Zone | Remainder of System | 5 | Monthly System Peak Day | CAISO | 1-in-2 | 2025 | 17 | 265.075 | 270.5456 | 8.2111 | 83.2329 | 0
| Zone | Remainder of System | 5 | Monthly System Peak Day | CAISO | 1-in-2 | 2025 | 18 | 238.783 | 244.7271 | 8.22 | 81.6257 | 0
| Zone | Remainder of System | 5 | Monthly System Peak Day | CAISO | 1-in-2 | 2025 | 19 | 248.0757 | 254.9516 | 8.4386 | 79.3771 | 0
| Zone | Remainder of System | 5 | Monthly System Peak Day | CAISO | 1-in-2 | 2025 | 20 | 235.7947 | 239.1354 | 8.3366 | 76.33 | 0
| Zone | Remainder of System | 5 | Monthly System Peak Day | CAISO | 1-in-2 | 2025 | 21 | 240.922 | 246.292 | 8.0327 | 72.094 | 0
| Zone | Remainder of System | 5 | Monthly System Peak Day | CAISO | 1-in-2 | 2025 | 22 | 429.5065 | 447.7744 | 8.2944 | 68.7355 | 0
| Zone | Remainder of System | 5 | Monthly System Peak Day | CAISO | 1-in-2 | 2025 | 23 | 429.3368 | 451.0209 | 8.4039 | 66.6746 | 0
| Zone | Remainder of System | 5 | Monthly System Peak Day | CAISO | 1-in-2 | 2025 | 24 | 367.7172 | 392.6759 | 8.4941 | 64.9491 | 0
| Zone | Remainder of System | 6 | Average Weekday | CAISO | 1-in-2 | 2025 | 1 | 272.4437 | 290.3706 | 8.6819 | 63.1112 | 0
| Zone | Remainder of System | 6 | Average Weekday | CAISO | 1-in-2 | 2025 | 2 | 268.2691 | 285.6077 | 8.6532 | 62.1452 | 0
| Zone | Remainder of System | 6 | Average Weekday | CAISO | 1-in-2 | 2025 | 3 | 418.4641 | 451.9729 | 8.6457 | 61.3041 | 0
| Zone | Remainder of System | 6 | Average Weekday | CAISO | 1-in-2 | 2025 | 4 | 573.5864 | 618.8749 | 8.6407 | 60.6018 | 0
| Zone | Remainder of System | 6 | Average Weekday | CAISO | 1-in-2 | 2025 | 5 | 529.6132 | 577.8597 | 8.6563 | 60.0304 | 0
| Zone | Remainder of System | 6 | Average Weekday | CAISO | 1-in-2 | 2025 | 6 | 534.7909 | 587.8516 | 8.686 | 59.4565 | 0
| Zone | Remainder of System | 6 | Average Weekday | CAISO | 1-in-2 | 2025 | 7 | 544.2955 | 573.7585 | 8.958 | 58.9785 | 0
| Zone | Remainder of System | 6 | Average Weekday | CAISO | 1-in-2 | 2025 | 8 | 536.5289 | 571.1742 | 8.6528 | 59.7299 | 0
| Zone | Remainder of System | 6 | Average Weekday | CAISO | 1-in-2 | 2025 | 9 | 538.2128 | 555.4996 | 8.7121 | 62.174 | 0
| Zone | Remainder of System | 6 | Average Weekday | CAISO | 1-in-2 | 2025 | 10 | 523.5113 | 530.8306 | 8.9117 | 65.2314 | 0
| Zone | Remainder of System | 6 | Average Weekday | CAISO | 1-in-2 | 2025 | 11 | 486.4123 | 489.0042 | 8.9556 | 68.4714 | 0
| Zone | Remainder of System | 6 | Average Weekday | CAISO | 1-in-2 | 2025 | 12 | 479.5835 | 490.8821 | 8.8877 | 71.628 | 0
| Zone | Remainder of System | 6 | Average Weekday | CAISO | 1-in-2 | 2025 | 13 | 388.7371 | 419.4979 | 8.9748 | 74.2421 | 0
| Zone | Remainder of System | 6 | Average Weekday | CAISO | 1-in-2 | 2025 | 14 | 361.8878 | 384.4928 | 8.9332 | 76.363 | 0
| Zone | Remainder of System | 6 | Average Weekday | CAISO | 1-in-2 | 2025 | 15 | 301.1582 | 319.8451 | 9.1139 | 77.827 | 0
| Zone | Remainder of System | 6 | Average Weekday | CAISO | 1-in-2 | 2025 | 16 | 264.2921 | 274.7323 | 9.4214 | 78.4645 | 0
| Zone | Remainder of System | 6 | Average Weekday | CAISO | 1-in-2 | 2025 | 17 | 260.6097 | 266.819 | 9.8709 | 78.5503 | 0
| Zone | Remainder of System | 6 | Average Weekday | CAISO | 1-in-2 | 2025 | 18 | 225.9717 | 240.1527 | 9.5723 | 77.7222 | 0
| Zone | Remainder of System | 6 | Average Weekday | CAISO | 1-in-2 | 2025 | 19 | 217.9422 | 229.1784 | 14.8665 | 76.2164 | 0
| Zone | Remainder of System | 6 | Average Weekday | CAISO | 1-in-2 | 2025 | 20 | 199.7122 | 206.3453 | 8.4996 | 74.0276 | 0
| Zone | Remainder of System | 6 | Average Weekday | CAISO | 1-in-2 | 2025 | 21 | 219.1391 | 225.6212 | 8.9489 | 70.9789 | 0
| Zone | Remainder of System | 6 | Average Weekday | CAISO | 1-in-2 | 2025 | 22 | 386.1437 | 429.4867 | 8.5145 | 67.784 | 0
| Zone | Remainder of System | 6 | Average Weekday | CAISO | 1-in-2 | 2025 | 23 | 408.2728 | 453.5876 | 8.5992 | 65.8352 | 0
| Zone | Remainder of System | 6 | Average Weekday | CAISO | 1-in-2 | 2025 | 24 | 376.4754 | 411.4084 | 8.6292 | 64.4629 | 0
| Zone | Remainder of System | 6 | Monthly System Peak Day | CAISO | 1-in-2 | 2025 | 1 | 272.4437 | 289.7265 | 8.2974 | 65.2895 | 0
| Zone | Remainder of System | 6 | Monthly System Peak Day | CAISO | 1-in-2 | 2025 | 2 | 268.2691 | 282.3221 | 8.3071 | 64.5317 | 0
| Zone | Remainder of System | 6 | Monthly System Peak Day | CAISO | 1-in-2 | 2025 | 3 | 418.4641 | 439.41 | 8.3088 | 63.7888 | 0
| Zone | Remainder of System | 6 | Monthly System Peak Day | CAISO | 1-in-2 | 2025 | 4 | 573.5864 | 592.7319 | 8.3113 | 62.9638 | 0
| Zone | Remainder of System | 6 | Monthly System Peak Day | CAISO | 1-in-2 | 2025 | 5 | 529.6132 | 556.9181 | 8.3101 | 62.0477 | 0
| Zone | Remainder of System | 6 | Monthly System Peak Day | CAISO | 1-in-2 | 2025 | 6 | 534.7909 | 564.5551 | 8.3119 | 60.8109 | 0
| Zone | Remainder of System | 6 | Monthly System Peak Day | CAISO | 1-in-2 | 2025 | 7 | 544.2955 | 542.3038 | 8.3538 | 60.1144 | 0
| Zone | Remainder of System | 6 | Monthly System Peak Day | CAISO | 1-in-2 | 2025 | 8 | 536.5289 | 549.9685 | 8.2303 | 60.8839 | 0
| Zone | Remainder of System | 6 | Monthly System Peak Day | CAISO | 1-in-2 | 2025 | 9 | 538.2128 | 564.5104 | 8.2212 | 64.0861 | 0
| Zone | Remainder of System | 6 | Monthly System Peak Day | CAISO | 1-in-2 | 2025 | 10 | 523.5113 | 539.7991 | 8.3035 | 67.6713 | 0
| Zone | Remainder of System | 6 | Monthly System Peak Day | CAISO | 1-in-2 | 2025 | 11 | 486.4123 | 501.0976 | 8.2871 | 71.258 | 0
| Zone | Remainder of System | 6 | Monthly System Peak Day | CAISO | 1-in-2 | 2025 | 12 | 479.5835 | 497.7043 | 8.2452 | 75.0038 | 0
| Zone | Remainder of System | 6 | Monthly System Peak Day | CAISO | 1-in-2 | 2025 | 13 | 388.7371 | 413.852 | 8.2502 | 78.5255 | 0
| Zone | Remainder of System | 6 | Monthly System Peak Day | CAISO | 1-in-2 | 2025 | 14 | 361.8878 | 383.1429 | 8.2762 | 81.1311 | 0
| Zone | Remainder of System | 6 | Monthly System Peak Day | CAISO | 1-in-2 | 2025 | 15 | 301.1582 | 320.8942 | 8.3875 | 83.4287 | 0
| Zone | Remainder of System | 6 | Monthly System Peak Day | CAISO | 1-in-2 | 2025 | 16 | 264.2921 | 271.2015 | 8.5167 | 84.2761 | 0
| Zone | Remainder of System | 6 | Monthly System Peak Day | CAISO | 1-in-2 | 2025 | 17 | 260.6097 | 268.2505 | 9.3675 | 84.0626 | 0
| Zone | Remainder of System | 6 | Monthly System Peak Day | CAISO | 1-in-2 | 2025 | 18 | 225.9717 | 243.9668 | 9.264 | 83.0593 | 0
| Zone | Remainder of System | 6 | Monthly System Peak Day | CAISO | 1-in-2 | 2025 | 19 | 217.9422 | 240.3208 | 10.1599 | 81.2172 | 0
| Zone | Remainder of System | 6 | Monthly System Peak Day | CAISO | 1-in-2 | 2025 | 20 | 199.7122 | 213.3465 | 8.416 | 78.5937 | 0
| Zone | Remainder of System | 6 | Monthly System Peak Day | CAISO | 1-in-2 | 2025 | 21 | 219.1391 | 239.1086 | 9.0503 | 74.8448 | 0
| Zone | Remainder of System | 6 | Monthly System Peak Day | CAISO | 1-in-2 | 2025 | 22 | 386.1437 | 413.5765 | 8.319 | 70.7275 | 0
| Zone | Remainder of System | 6 | Monthly System Peak Day | CAISO | 1-in-2 | 2025 | 23 | 408.2728 | 440.5201 | 8.3053 | 68.2082 | 0
| Zone | Remainder of System | 6 | Monthly System Peak Day | CAISO | 1-in-2 | 2025 | 24 | 376.4754 | 406.1028 | 8.2692 | 66.809 | 0
| Zone | Remainder of System | 7 | Average Weekday | CAISO | 1-in-2 | 2025 | 1 | 264.7905 | 281.8763 | 8.8374 | 68.08 | 0
| Zone | Remainder of System | 7 | Average Weekday | CAISO | 1-in-2 | 2025 | 2 | 262.1331 | 273.4412 | 8.849 | 67.3516 | 0
| Zone | Remainder of System | 7 | Average Weekday | CAISO | 1-in-2 | 2025 | 3 | 404.4757 | 424.8307 | 8.8511 | 66.697 | 0
| Zone | Remainder of System | 7 | Average Weekday | CAISO | 1-in-2 | 2025 | 4 | 558.007 | 579.7974 | 8.8536 | 66.1335 | 0
| Zone | Remainder of System | 7 | Average Weekday | CAISO | 1-in-2 | 2025 | 5 | 514.1876 | 539.6944 | 8.8516 | 65.6106 | 0
| Zone | Remainder of System | 7 | Average Weekday | CAISO | 1-in-2 | 2025 | 6 | 514.3304 | 541.7252 | 8.8502 | 65.1256 | 0
| Zone | Remainder of System | 7 | Average Weekday | CAISO | 1-in-2 | 2025 | 7 | 522.875 | 521.7666 | 8.8323 | 64.7652 | 0
| Zone | Remainder of System | 7 | Average Weekday | CAISO | 1-in-2 | 2025 | 8 | 513.9898 | 529.3193 | 8.7754 | 65.1789 | 0
| Zone | Remainder of System | 7 | Average Weekday | CAISO | 1-in-2 | 2025 | 9 | 503.1049 | 531.0966 | 8.762 | 67.2839 | 0
| Zone | Remainder of System | 7 | Average Weekday | CAISO | 1-in-2 | 2025 | 10 | 488.8502 | 505.0308 | 8.8028 | 70.1065 | 0
| Zone | Remainder of System | 7 | Average Weekday | CAISO | 1-in-2 | 2025 | 11 | 458.5447 | 473.7983 | 8.7866 | 73.2348 | 0
| Zone | Remainder of System | 7 | Average Weekday | CAISO | 1-in-2 | 2025 | 12 | 452.0278 | 472.1557 | 8.772 | 76.4308 | 0
| Zone | Remainder of System | 7 | Average Weekday | CAISO | 1-in-2 | 2025 | 13 | 362.3168 | 387.0722 | 8.7653 | 79.0108 | 0
| Zone | Remainder of System | 7 | Average Weekday | CAISO | 1-in-2 | 2025 | 14 | 335.4521 | 357.0203 | 8.7896 | 81.0239 | 0
| Zone | Remainder of System | 7 | Average Weekday | CAISO | 1-in-2 | 2025 | 15 | 283.6197 | 303.5434 | 8.8446 | 82.3721 | 0
| Zone | Remainder of System | 7 | Average Weekday | CAISO | 1-in-2 | 2025 | 16 | 245.4956 | 252.1339 | 8.8848 | 82.9063 | 0
| Zone | Remainder of System | 7 | Average Weekday | CAISO | 1-in-2 | 2025 | 17 | 246.8959 | 255.5645 | 9.8225 | 82.877 | 0
| Zone | Remainder of System | 7 | Average Weekday | CAISO | 1-in-2 | 2025 | 18 | 217.5488 | 235.6971 | 9.733 | 82.0052 | 0
| Zone | Remainder of System | 7 | Average Weekday | CAISO | 1-in-2 | 2025 | 19 | 213.8391 | 236.4798 | 9.4876 | 80.3719 | 0
| Zone | Remainder of System | 7 | Average Weekday | CAISO | 1-in-2 | 2025 | 20 | 202.5644 | 216.2 | 9.1273 | 78.1158 | 0
| Zone | Remainder of System | 7 | Average Weekday | CAISO | 1-in-2 | 2025 | 21 | 220.4146 | 240.41 | 9.2326 | 75.1175 | 0
| Zone | Remainder of System | 7 | Average Weekday | CAISO | 1-in-2 | 2025 | 22 | 384.8504 | 411.7949 | 8.8417 | 71.9882 | 0
| Zone | Remainder of System | 7 | Average Weekday | CAISO | 1-in-2 | 2025 | 23 | 401.0722 | 432.282 | 8.8503 | 70.0845 | 0
| Zone | Remainder of System | 7 | Average Weekday | CAISO | 1-in-2 | 2025 | 24 | 360.827 | 389.1363 | 8.818 | 68.8469 | 0
| Zone | Remainder of System | 7 | Monthly System Peak Day | CAISO | 1-in-2 | 2025 | 1 | 264.7905 | 261.3655 | 8.9081 | 73.1955 | 0
| Zone | Remainder of System | 7 | Monthly System Peak Day | CAISO | 1-in-2 | 2025 | 2 | 262.1331 | 244.229 | 8.922 | 72.0249 | 0
| Zone | Remainder of System | 7 | Monthly System Peak Day | CAISO | 1-in-2 | 2025 | 3 | 404.4757 | 349.5388 | 8.9256 | 71.091 | 0
| Zone | Remainder of System | 7 | Monthly System Peak Day | CAISO | 1-in-2 | 2025 | 4 | 558.007 | 459.9067 | 8.9245 | 70.2162 | 0
| Zone | Remainder of System | 7 | Monthly System Peak Day | CAISO | 1-in-2 | 2025 | 5 | 514.1876 | 429.6114 | 8.9228 | 69.6015 | 0
| Zone | Remainder of System | 7 | Monthly System Peak Day | CAISO | 1-in-2 | 2025 | 6 | 514.3304 | 453.2566 | 8.9212 | 69.0472 | 0
| Zone | Remainder of System | 7 | Monthly System Peak Day | CAISO | 1-in-2 | 2025 | 7 | 522.875 | 443.6556 | 8.9285 | 68.4552 | 0
| Zone | Remainder of System | 7 | Monthly System Peak Day | CAISO | 1-in-2 | 2025 | 8 | 513.9898 | 458.6784 | 8.8586 | 68.8219 | 0
| Zone | Remainder of System | 7 | Monthly System Peak Day | CAISO | 1-in-2 | 2025 | 9 | 503.1049 | 484.9239 | 8.8388 | 71.8173 | 0
| Zone | Remainder of System | 7 | Monthly System Peak Day | CAISO | 1-in-2 | 2025 | 10 | 488.8502 | 457.5616 | 8.8808 | 75.7699 | 0
| Zone | Remainder of System | 7 | Monthly System Peak Day | CAISO | 1-in-2 | 2025 | 11 | 458.5447 | 428.0921 | 8.8478 | 79.9919 | 0
| Zone | Remainder of System | 7 | Monthly System Peak Day | CAISO | 1-in-2 | 2025 | 12 | 452.0278 | 426.3616 | 8.8176 | 83.7897 | 0
| Zone | Remainder of System | 7 | Monthly System Peak Day | CAISO | 1-in-2 | 2025 | 13 | 362.3168 | 358.9209 | 8.8074 | 86.8527 | 0
| Zone | Remainder of System | 7 | Monthly System Peak Day | CAISO | 1-in-2 | 2025 | 14 | 335.4521 | 335.8236 | 8.8381 | 88.9939 | 0
| Zone | Remainder of System | 7 | Monthly System Peak Day | CAISO | 1-in-2 | 2025 | 15 | 283.6197 | 290.8199 | 8.9253 | 90.4931 | 0
| Zone | Remainder of System | 7 | Monthly System Peak Day | CAISO | 1-in-2 | 2025 | 16 | 245.4956 | 240.1233 | 8.98 | 90.6156 | 0
| Zone | Remainder of System | 7 | Monthly System Peak Day | CAISO | 1-in-2 | 2025 | 17 | 246.8959 | 252.6523 | 9.8835 | 90.4844 | 0
| Zone | Remainder of System | 7 | Monthly System Peak Day | CAISO | 1-in-2 | 2025 | 18 | 217.5488 | 249.1485 | 9.9117 | 88.756 | 0
| Zone | Remainder of System | 7 | Monthly System Peak Day | CAISO | 1-in-2 | 2025 | 19 | 213.8391 | 199.1578 | 9.059 | 87.1895 | 0
| Zone | Remainder of System | 7 | Monthly System Peak Day | CAISO | 1-in-2 | 2025 | 20 | 202.5644 | 176.6824 | 8.897 | 84.4147 | 0
| Zone | Remainder of System | 7 | Monthly System Peak Day | CAISO | 1-in-2 | 2025 | 21 | 220.4146 | 201.8637 | 10.4567 | 81.3972 | 0
| Zone | Remainder of System | 7 | Monthly System Peak Day | CAISO | 1-in-2 | 2025 | 22 | 384.8504 | 354.7562 | 9.0427 | 79.1916 | 0
| Zone | Remainder of System | 7 | Monthly System Peak Day | CAISO | 1-in-2 | 2025 | 23 | 401.0722 | 362.9738 | 8.8871 | 77.6472 | 0
| Zone | Remainder of System | 7 | Monthly System Peak Day | CAISO | 1-in-2 | 2025 | 24 | 360.827 | 341.2459 | 8.8793 | 76.3413 | 0
| Zone | Remainder of System | 8 | Average Weekday | CAISO | 1-in-2 | 2025 | 1 | 273.805 | 295.459 | 8.4003 | 68.1134 | 0
| Zone | Remainder of System | 8 | Average Weekday | CAISO | 1-in-2 | 2025 | 2 | 273.2556 | 289.4483 | 8.4143 | 67.1923 | 0
| Zone | Remainder of System | 8 | Average Weekday | CAISO | 1-in-2 | 2025 | 3 | 412.7237 | 432.6703 | 8.4168 | 66.3666 | 0
| Zone | Remainder of System | 8 | Average Weekday | CAISO | 1-in-2 | 2025 | 4 | 569.4155 | 592.8921 | 8.4195 | 65.6033 | 0
| Zone | Remainder of System | 8 | Average Weekday | CAISO | 1-in-2 | 2025 | 5 | 521.7759 | 553.7057 | 8.4171 | 64.9066 | 0
| Zone | Remainder of System | 8 | Average Weekday | CAISO | 1-in-2 | 2025 | 6 | 526.3639 | 560.9794 | 8.4149 | 64.3295 | 0
| Zone | Remainder of System | 8 | Average Weekday | CAISO | 1-in-2 | 2025 | 7 | 536.1252 | 536.3119 | 8.3958 | 63.8791 | 0
| Zone | Remainder of System | 8 | Average Weekday | CAISO | 1-in-2 | 2025 | 8 | 527.0644 | 545.6888 | 8.3283 | 63.8355 | 0
| Zone | Remainder of System | 8 | Average Weekday | CAISO | 1-in-2 | 2025 | 9 | 510.588 | 537.4393 | 8.3104 | 65.9972 | 0
| Zone | Remainder of System | 8 | Average Weekday | CAISO | 1-in-2 | 2025 | 10 | 498.8508 | 515.4837 | 8.3602 | 69.4323 | 0
| Zone | Remainder of System | 8 | Average Weekday | CAISO | 1-in-2 | 2025 | 11 | 463.1053 | 478.7548 | 8.3381 | 73.4127 | 0
| Zone | Remainder of System | 8 | Average Weekday | CAISO | 1-in-2 | 2025 | 12 | 453.1279 | 473.7282 | 8.3167 | 77.2854 | 0
| Zone | Remainder of System | 8 | Average Weekday | CAISO | 1-in-2 | 2025 | 13 | 372.9647 | 399.0275 | 8.307 | 80.4135 | 0
| Zone | Remainder of System | 8 | Average Weekday | CAISO | 1-in-2 | 2025 | 14 | 343.0134 | 364.873 | 8.3393 | 82.7527 | 0
| Zone | Remainder of System | 8 | Average Weekday | CAISO | 1-in-2 | 2025 | 15 | 291.5775 | 311.758 | 8.4088 | 84.1637 | 0
| Zone | Remainder of System | 8 | Average Weekday | CAISO | 1-in-2 | 2025 | 16 | 251.5658 | 258.5597 | 8.4577 | 84.6461 | 0
| Zone | Remainder of System | 8 | Average Weekday | CAISO | 1-in-2 | 2025 | 17 | 255.1765 | 261.4552 | 9.5377 | 84.5587 | 0
| Zone | Remainder of System | 8 | Average Weekday | CAISO | 1-in-2 | 2025 | 18 | 223.645 | 241.2969 | 9.4399 | 83.6467 | 0
| Zone | Remainder of System | 8 | Average Weekday | CAISO | 1-in-2 | 2025 | 19 | 218.6131 | 240.6319 | 8.949 | 81.9145 | 0
| Zone | Remainder of System | 8 | Average Weekday | CAISO | 1-in-2 | 2025 | 20 | 215.4248 | 228.6622 | 8.6163 | 79.2555 | 0
| Zone | Remainder of System | 8 | Average Weekday | CAISO | 1-in-2 | 2025 | 21 | 230.1846 | 250.1866 | 8.8722 | 75.5248 | 0
| Zone | Remainder of System | 8 | Average Weekday | CAISO | 1-in-2 | 2025 | 22 | 387.7948 | 415.9674 | 8.4109 | 72.4927 | 0
| Zone | Remainder of System | 8 | Average Weekday | CAISO | 1-in-2 | 2025 | 23 | 405.0101 | 438.6946 | 8.4113 | 70.5976 | 0
| Zone | Remainder of System | 8 | Average Weekday | CAISO | 1-in-2 | 2025 | 24 | 366.0489 | 397.5459 | 8.3765 | 69.2749 | 0
| Zone | Remainder of System | 8 | Monthly System Peak Day | CAISO | 1-in-2 | 2025 | 1 | 273.805 | 269.0406 | 7.4505 | 77.2145 | 0
| Zone | Remainder of System | 8 | Monthly System Peak Day | CAISO | 1-in-2 | 2025 | 2 | 273.2556 | 257.7637 | 7.47 | 76.3125 | 0
| Zone | Remainder of System | 8 | Monthly System Peak Day | CAISO | 1-in-2 | 2025 | 3 | 412.7237 | 365.8361 | 7.4751 | 75.6019 | 0
| Zone | Remainder of System | 8 | Monthly System Peak Day | CAISO | 1-in-2 | 2025 | 4 | 569.4155 | 475.923 | 7.4742 | 74.8021 | 0
| Zone | Remainder of System | 8 | Monthly System Peak Day | CAISO | 1-in-2 | 2025 | 5 | 521.7759 | 447.8586 | 7.4715 | 74.091 | 0
| Zone | Remainder of System | 8 | Monthly System Peak Day | CAISO | 1-in-2 | 2025 | 6 | 526.3639 | 462.8101 | 7.4691 | 73.4628 | 0
| Zone | Remainder of System | 8 | Monthly System Peak Day | CAISO | 1-in-2 | 2025 | 7 | 536.1252 | 449.4423 | 7.4718 | 72.8738 | 0
| Zone | Remainder of System | 8 | Monthly System Peak Day | CAISO | 1-in-2 | 2025 | 8 | 527.0644 | 468.1847 | 7.3804 | 72.891 | 0
| Zone | Remainder of System | 8 | Monthly System Peak Day | CAISO | 1-in-2 | 2025 | 9 | 510.588 | 492.7345 | 7.347 | 74.8105 | 0
| Zone | Remainder of System | 8 | Monthly System Peak Day | CAISO | 1-in-2 | 2025 | 10 | 498.8508 | 468.7332 | 7.4036 | 78.5087 | 0
| Zone | Remainder of System | 8 | Monthly System Peak Day | CAISO | 1-in-2 | 2025 | 11 | 463.1053 | 431.6071 | 7.3538 | 82.6998 | 0
| Zone | Remainder of System | 8 | Monthly System Peak Day | CAISO | 1-in-2 | 2025 | 12 | 453.1279 | 425.9621 | 7.3076 | 86.6394 | 0
| Zone | Remainder of System | 8 | Monthly System Peak Day | CAISO | 1-in-2 | 2025 | 13 | 372.9647 | 370.77 | 7.2882 | 89.5515 | 0
| Zone | Remainder of System | 8 | Monthly System Peak Day | CAISO | 1-in-2 | 2025 | 14 | 343.0134 | 344.0589 | 7.3409 | 91.4475 | 0
| Zone | Remainder of System | 8 | Monthly System Peak Day | CAISO | 1-in-2 | 2025 | 15 | 291.5775 | 299.191 | 7.4645 | 92.1121 | 0
| Zone | Remainder of System | 8 | Monthly System Peak Day | CAISO | 1-in-2 | 2025 | 16 | 251.5658 | 246.5806 | 7.5321 | 91.6303 | 0
| Zone | Remainder of System | 8 | Monthly System Peak Day | CAISO | 1-in-2 | 2025 | 17 | 255.1765 | 258.6457 | 8.5816 | 91 | 0
| Zone | Remainder of System | 8 | Monthly System Peak Day | CAISO | 1-in-2 | 2025 | 18 | 223.645 | 256.2025 | 8.6167 | 88.8061 | 0
| Zone | Remainder of System | 8 | Monthly System Peak Day | CAISO | 1-in-2 | 2025 | 19 | 218.6131 | 202.7163 | 7.1618 | 86.6429 | 0
| Zone | Remainder of System | 8 | Monthly System Peak Day | CAISO | 1-in-2 | 2025 | 20 | 215.4248 | 187.5219 | 7.0404 | 84.8327 | 0
| Zone | Remainder of System | 8 | Monthly System Peak Day | CAISO | 1-in-2 | 2025 | 21 | 230.1846 | 209.4003 | 9.2531 | 82.0898 | 0
| Zone | Remainder of System | 8 | Monthly System Peak Day | CAISO | 1-in-2 | 2025 | 22 | 387.7948 | 360.484 | 7.628 | 80.2281 | 0
| Zone | Remainder of System | 8 | Monthly System Peak Day | CAISO | 1-in-2 | 2025 | 23 | 405.0101 | 372.2809 | 7.4283 | 79.0136 | 0
| Zone | Remainder of System | 8 | Monthly System Peak Day | CAISO | 1-in-2 | 2025 | 24 | 366.0489 | 350.1017 | 7.413 | 78.0096 | 0
| Zone | Remainder of System | 8 | Typical Event Day | CAISO | 1-in-2 | 2025 | 1 | 273.805 | 269.0406 | 7.4505 | 73.4009 | 0
| Zone | Remainder of System | 8 | Typical Event Day | CAISO | 1-in-2 | 2025 | 2 | 273.2556 | 257.7637 | 7.47 | 72.3688 | 0
| Zone | Remainder of System | 8 | Typical Event Day | CAISO | 1-in-2 | 2025 | 3 | 412.7237 | 365.8361 | 7.4751 | 71.4642 | 0
| Zone | Remainder of System | 8 | Typical Event Day | CAISO | 1-in-2 | 2025 | 4 | 569.4155 | 475.923 | 7.4742 | 70.5395 | 0
| Zone | Remainder of System | 8 | Typical Event Day | CAISO | 1-in-2 | 2025 | 5 | 521.7759 | 447.8586 | 7.4715 | 69.7313 | 0
| Zone | Remainder of System | 8 | Typical Event Day | CAISO | 1-in-2 | 2025 | 6 | 526.3639 | 462.8101 | 7.4691 | 68.8608 | 0
| Zone | Remainder of System | 8 | Typical Event Day | CAISO | 1-in-2 | 2025 | 7 | 536.1252 | 449.4423 | 7.4718 | 68.3746 | 0
| Zone | Remainder of System | 8 | Typical Event Day | CAISO | 1-in-2 | 2025 | 8 | 527.0644 | 468.1847 | 7.3804 | 68.6934 | 0
| Zone | Remainder of System | 8 | Typical Event Day | CAISO | 1-in-2 | 2025 | 9 | 510.588 | 492.7345 | 7.347 | 71.1218 | 0
| Zone | Remainder of System | 8 | Typical Event Day | CAISO | 1-in-2 | 2025 | 10 | 498.8508 | 468.7332 | 7.4036 | 75.0502 | 0
| Zone | Remainder of System | 8 | Typical Event Day | CAISO | 1-in-2 | 2025 | 11 | 463.1053 | 431.6071 | 7.3538 | 79.5998 | 0
| Zone | Remainder of System | 8 | Typical Event Day | CAISO | 1-in-2 | 2025 | 12 | 453.1279 | 425.9621 | 7.3076 | 83.6838 | 0
| Zone | Remainder of System | 8 | Typical Event Day | CAISO | 1-in-2 | 2025 | 13 | 372.9647 | 370.77 | 7.2882 | 86.811 | 0
| Zone | Remainder of System | 8 | Typical Event Day | CAISO | 1-in-2 | 2025 | 14 | 343.0134 | 344.0589 | 7.3409 | 88.9964 | 0
| Zone | Remainder of System | 8 | Typical Event Day | CAISO | 1-in-2 | 2025 | 15 | 291.5775 | 299.191 | 7.4645 | 90.3398 | 0
| Zone | Remainder of System | 8 | Typical Event Day | CAISO | 1-in-2 | 2025 | 16 | 251.5658 | 246.5806 | 7.5321 | 90.2511 | 0
| Zone | Remainder of System | 8 | Typical Event Day | CAISO | 1-in-2 | 2025 | 17 | 255.1765 | 258.6457 | 8.5816 | 89.8103 | 0
| Zone | Remainder of System | 8 | Typical Event Day | CAISO | 1-in-2 | 2025 | 18 | 223.645 | 256.2025 | 8.6167 | 88.2706 | 0
| Zone | Remainder of System | 8 | Typical Event Day | CAISO | 1-in-2 | 2025 | 19 | 218.6131 | 202.7163 | 7.1618 | 86.5935 | 0
| Zone | Remainder of System | 8 | Typical Event Day | CAISO | 1-in-2 | 2025 | 20 | 215.4248 | 187.5219 | 7.0404 | 84.3378 | 0
| Zone | Remainder of System | 8 | Typical Event Day | CAISO | 1-in-2 | 2025 | 21 | 230.1846 | 209.4003 | 9.2531 | 81.1077 | 0
| Zone | Remainder of System | 8 | Typical Event Day | CAISO | 1-in-2 | 2025 | 22 | 387.7948 | 360.484 | 7.628 | 78.5052 | 0
| Zone | Remainder of System | 8 | Typical Event Day | CAISO | 1-in-2 | 2025 | 23 | 405.0101 | 372.2809 | 7.4283 | 76.6856 | 0
| Zone | Remainder of System | 8 | Typical Event Day | CAISO | 1-in-2 | 2025 | 24 | 366.0489 | 350.1017 | 7.413 | 75.379 | 0
| Zone | Remainder of System | 9 | Average Weekday | CAISO | 1-in-2 | 2025 | 1 | 269.7559 | 279.1613 | 9.1082 | 67.9163 | 0
| Zone | Remainder of System | 9 | Average Weekday | CAISO | 1-in-2 | 2025 | 2 | 276.9438 | 278.6505 | 9.1258 | 67.0577 | 0
| Zone | Remainder of System | 9 | Average Weekday | CAISO | 1-in-2 | 2025 | 3 | 439.5685 | 434.5281 | 9.1282 | 66.3107 | 0
| Zone | Remainder of System | 9 | Average Weekday | CAISO | 1-in-2 | 2025 | 4 | 599.5805 | 596.4401 | 9.1308 | 65.6674 | 0
| Zone | Remainder of System | 9 | Average Weekday | CAISO | 1-in-2 | 2025 | 5 | 536.1517 | 535.0483 | 9.1256 | 65.0638 | 0
| Zone | Remainder of System | 9 | Average Weekday | CAISO | 1-in-2 | 2025 | 6 | 524.2332 | 532.4243 | 9.1169 | 64.4963 | 0
| Zone | Remainder of System | 9 | Average Weekday | CAISO | 1-in-2 | 2025 | 7 | 552.9182 | 540.2986 | 9.0889 | 64.1368 | 0
| Zone | Remainder of System | 9 | Average Weekday | CAISO | 1-in-2 | 2025 | 8 | 527.0383 | 523.9864 | 9.0406 | 63.932 | 0
| Zone | Remainder of System | 9 | Average Weekday | CAISO | 1-in-2 | 2025 | 9 | 483.3191 | 505.4048 | 9.0277 | 65.0104 | 0
| Zone | Remainder of System | 9 | Average Weekday | CAISO | 1-in-2 | 2025 | 10 | 477.8741 | 489.9914 | 9.08 | 67.9774 | 0
| Zone | Remainder of System | 9 | Average Weekday | CAISO | 1-in-2 | 2025 | 11 | 447.2425 | 459.493 | 9.0574 | 71.7876 | 0
| Zone | Remainder of System | 9 | Average Weekday | CAISO | 1-in-2 | 2025 | 12 | 439.9226 | 452.5375 | 9.0329 | 75.6626 | 0
| Zone | Remainder of System | 9 | Average Weekday | CAISO | 1-in-2 | 2025 | 13 | 371.2816 | 385.1306 | 9.02 | 78.8927 | 0
| Zone | Remainder of System | 9 | Average Weekday | CAISO | 1-in-2 | 2025 | 14 | 333.1264 | 347.0331 | 9.048 | 81.1439 | 0
| Zone | Remainder of System | 9 | Average Weekday | CAISO | 1-in-2 | 2025 | 15 | 283.4214 | 298.4352 | 9.1017 | 82.3872 | 0
| Zone | Remainder of System | 9 | Average Weekday | CAISO | 1-in-2 | 2025 | 16 | 252.9878 | 255.5763 | 9.1481 | 82.7874 | 0
| Zone | Remainder of System | 9 | Average Weekday | CAISO | 1-in-2 | 2025 | 17 | 258.3994 | 264.4206 | 10.1428 | 82.4533 | 0
| Zone | Remainder of System | 9 | Average Weekday | CAISO | 1-in-2 | 2025 | 18 | 228.9003 | 246.2029 | 10.0244 | 81.2939 | 0
| Zone | Remainder of System | 9 | Average Weekday | CAISO | 1-in-2 | 2025 | 19 | 229.5831 | 249.6854 | 10.0302 | 79.3617 | 0
| Zone | Remainder of System | 9 | Average Weekday | CAISO | 1-in-2 | 2025 | 20 | 226.7619 | 238.3602 | 9.1244 | 76.3554 | 0
| Zone | Remainder of System | 9 | Average Weekday | CAISO | 1-in-2 | 2025 | 21 | 236.0764 | 253.425 | 9.3573 | 73.1548 | 0
| Zone | Remainder of System | 9 | Average Weekday | CAISO | 1-in-2 | 2025 | 22 | 393.5472 | 416.5708 | 9.0622 | 71.2851 | 0
| Zone | Remainder of System | 9 | Average Weekday | CAISO | 1-in-2 | 2025 | 23 | 406.5416 | 429.0993 | 9.0983 | 69.929 | 0
| Zone | Remainder of System | 9 | Average Weekday | CAISO | 1-in-2 | 2025 | 24 | 362.2229 | 381.1086 | 9.0808 | 68.7915 | 0
| Zone | Remainder of System | 9 | Monthly System Peak Day | CAISO | 1-in-2 | 2025 | 1 | 269.7559 | 258.3469 | 9.1694 | 77.904 | 0
| Zone | Remainder of System | 9 | Monthly System Peak Day | CAISO | 1-in-2 | 2025 | 2 | 276.9438 | 251.8227 | 9.189 | 76.6059 | 0
| Zone | Remainder of System | 9 | Monthly System Peak Day | CAISO | 1-in-2 | 2025 | 3 | 439.5685 | 370.6653 | 9.1933 | 75.3749 | 0
| Zone | Remainder of System | 9 | Monthly System Peak Day | CAISO | 1-in-2 | 2025 | 4 | 599.5805 | 469.5009 | 9.192 | 74.1759 | 0
| Zone | Remainder of System | 9 | Monthly System Peak Day | CAISO | 1-in-2 | 2025 | 5 | 536.1517 | 418.7826 | 9.1872 | 73.1852 | 0
| Zone | Remainder of System | 9 | Monthly System Peak Day | CAISO | 1-in-2 | 2025 | 6 | 524.2332 | 420.1506 | 9.1788 | 72.1223 | 0
| Zone | Remainder of System | 9 | Monthly System Peak Day | CAISO | 1-in-2 | 2025 | 7 | 552.9182 | 439.4764 | 9.1786 | 72.0548 | 0
| Zone | Remainder of System | 9 | Monthly System Peak Day | CAISO | 1-in-2 | 2025 | 8 | 527.0383 | 431.2521 | 9.1161 | 72.1768 | 0
| Zone | Remainder of System | 9 | Monthly System Peak Day | CAISO | 1-in-2 | 2025 | 9 | 483.3191 | 458.3528 | 9.0962 | 73.7735 | 0
| Zone | Remainder of System | 9 | Monthly System Peak Day | CAISO | 1-in-2 | 2025 | 10 | 477.8741 | 439.0213 | 9.1476 | 78.2508 | 0
| Zone | Remainder of System | 9 | Monthly System Peak Day | CAISO | 1-in-2 | 2025 | 11 | 447.2425 | 408.9115 | 9.1075 | 84.4497 | 0
| Zone | Remainder of System | 9 | Monthly System Peak Day | CAISO | 1-in-2 | 2025 | 12 | 439.9226 | 405.7796 | 9.0678 | 89.3024 | 0
| Zone | Remainder of System | 9 | Monthly System Peak Day | CAISO | 1-in-2 | 2025 | 13 | 371.2816 | 349.2459 | 9.0515 | 92.3143 | 0
| Zone | Remainder of System | 9 | Monthly System Peak Day | CAISO | 1-in-2 | 2025 | 14 | 333.1264 | 320.2822 | 9.0863 | 94.4131 | 0
| Zone | Remainder of System | 9 | Monthly System Peak Day | CAISO | 1-in-2 | 2025 | 15 | 283.4214 | 281.7656 | 9.1751 | 95.3252 | 0
| Zone | Remainder of System | 9 | Monthly System Peak Day | CAISO | 1-in-2 | 2025 | 16 | 252.9878 | 240.4672 | 9.2344 | 94.4826 | 0
| Zone | Remainder of System | 9 | Monthly System Peak Day | CAISO | 1-in-2 | 2025 | 17 | 258.3994 | 261.8927 | 10.16 | 93.6941 | 0
| Zone | Remainder of System | 9 | Monthly System Peak Day | CAISO | 1-in-2 | 2025 | 18 | 228.9003 | 258.5983 | 10.1464 | 92.461 | 0
| Zone | Remainder of System | 9 | Monthly System Peak Day | CAISO | 1-in-2 | 2025 | 19 | 229.5831 | 209.936 | 9.5858 | 91.3242 | 0
| Zone | Remainder of System | 9 | Monthly System Peak Day | CAISO | 1-in-2 | 2025 | 20 | 226.7619 | 197.6842 | 8.9115 | 89.5099 | 0
| Zone | Remainder of System | 9 | Monthly System Peak Day | CAISO | 1-in-2 | 2025 | 21 | 236.0764 | 216.4944 | 10.368 | 86.0988 | 0
| Zone | Remainder of System | 9 | Monthly System Peak Day | CAISO | 1-in-2 | 2025 | 22 | 393.5472 | 354.3583 | 9.2759 | 83.8735 | 0
| Zone | Remainder of System | 9 | Monthly System Peak Day | CAISO | 1-in-2 | 2025 | 23 | 406.5416 | 353.8487 | 9.1259 | 81.8733 | 0
| Zone | Remainder of System | 9 | Monthly System Peak Day | CAISO | 1-in-2 | 2025 | 24 | 362.2229 | 329.827 | 9.1328 | 80.3562 | 0
| Zone | Remainder of System | 10 | Average Weekday | CAISO | 1-in-2 | 2025 | 1 | 286.7773 | 297.3325 | 8.5189 | 62.4444 | 0
| Zone | Remainder of System | 10 | Average Weekday | CAISO | 1-in-2 | 2025 | 2 | 280.5253 | 287.1255 | 8.4077 | 61.5437 | 0
| Zone | Remainder of System | 10 | Average Weekday | CAISO | 1-in-2 | 2025 | 3 | 432.3056 | 441.7253 | 8.3925 | 60.6485 | 0
| Zone | Remainder of System | 10 | Average Weekday | CAISO | 1-in-2 | 2025 | 4 | 597.4918 | 612.2345 | 8.3548 | 59.9332 | 0
| Zone | Remainder of System | 10 | Average Weekday | CAISO | 1-in-2 | 2025 | 5 | 583.8745 | 597.9202 | 8.3513 | 59.2025 | 0
| Zone | Remainder of System | 10 | Average Weekday | CAISO | 1-in-2 | 2025 | 6 | 580.5437 | 595.638 | 8.3006 | 58.6584 | 0
| Zone | Remainder of System | 10 | Average Weekday | CAISO | 1-in-2 | 2025 | 7 | 580.5436 | 580.007 | 8.286 | 58.2291 | 0
| Zone | Remainder of System | 10 | Average Weekday | CAISO | 1-in-2 | 2025 | 8 | 569.2121 | 573.1665 | 8.591 | 57.9539 | 0
| Zone | Remainder of System | 10 | Average Weekday | CAISO | 1-in-2 | 2025 | 9 | 542.7938 | 580.7933 | 9.0201 | 58.3197 | 0
| Zone | Remainder of System | 10 | Average Weekday | CAISO | 1-in-2 | 2025 | 10 | 524.4832 | 542.0819 | 8.7381 | 60.8693 | 0
| Zone | Remainder of System | 10 | Average Weekday | CAISO | 1-in-2 | 2025 | 11 | 507.9388 | 520.9326 | 8.9598 | 64.43 | 0
| Zone | Remainder of System | 10 | Average Weekday | CAISO | 1-in-2 | 2025 | 12 | 496.6096 | 508.675 | 9.2055 | 68.177 | 0
| Zone | Remainder of System | 10 | Average Weekday | CAISO | 1-in-2 | 2025 | 13 | 399.4323 | 409.8141 | 9.4014 | 71.2953 | 0
| Zone | Remainder of System | 10 | Average Weekday | CAISO | 1-in-2 | 2025 | 14 | 349.8807 | 357.0907 | 9.2643 | 73.5492 | 0
| Zone | Remainder of System | 10 | Average Weekday | CAISO | 1-in-2 | 2025 | 15 | 304.0876 | 310.8442 | 8.8693 | 74.9618 | 0
| Zone | Remainder of System | 10 | Average Weekday | CAISO | 1-in-2 | 2025 | 16 | 273.4268 | 276.1232 | 8.3642 | 75.8111 | 0
| Zone | Remainder of System | 10 | Average Weekday | CAISO | 1-in-2 | 2025 | 17 | 270.4643 | 276.6173 | 8.1548 | 75.6843 | 0
| Zone | Remainder of System | 10 | Average Weekday | CAISO | 1-in-2 | 2025 | 18 | 251.8905 | 258.512 | 8.2126 | 74.5942 | 0
| Zone | Remainder of System | 10 | Average Weekday | CAISO | 1-in-2 | 2025 | 19 | 266.8172 | 273.4337 | 8.6336 | 72.5631 | 0
| Zone | Remainder of System | 10 | Average Weekday | CAISO | 1-in-2 | 2025 | 20 | 258.6151 | 262.0752 | 8.3373 | 69.6331 | 0
| Zone | Remainder of System | 10 | Average Weekday | CAISO | 1-in-2 | 2025 | 21 | 246.595 | 252.2439 | 8.042 | 67.329 | 0
| Zone | Remainder of System | 10 | Average Weekday | CAISO | 1-in-2 | 2025 | 22 | 430.5778 | 448.3854 | 8.2823 | 65.6424 | 0
| Zone | Remainder of System | 10 | Average Weekday | CAISO | 1-in-2 | 2025 | 23 | 410.4743 | 431.04 | 8.4366 | 64.3401 | 0
| Zone | Remainder of System | 10 | Average Weekday | CAISO | 1-in-2 | 2025 | 24 | 340.2934 | 363.7047 | 8.6176 | 63.2154 | 0
| Zone | Remainder of System | 10 | Monthly System Peak Day | CAISO | 1-in-2 | 2025 | 1 | 286.7773 | 307.149 | 8.3467 | 72.2171 | 0
| Zone | Remainder of System | 10 | Monthly System Peak Day | CAISO | 1-in-2 | 2025 | 2 | 280.5253 | 292.2092 | 8.2911 | 70.8415 | 0
| Zone | Remainder of System | 10 | Monthly System Peak Day | CAISO | 1-in-2 | 2025 | 3 | 432.3056 | 446.471 | 8.2847 | 70.0803 | 0
| Zone | Remainder of System | 10 | Monthly System Peak Day | CAISO | 1-in-2 | 2025 | 4 | 597.4918 | 613.8828 | 8.2717 | 68.827 | 0
| Zone | Remainder of System | 10 | Monthly System Peak Day | CAISO | 1-in-2 | 2025 | 5 | 583.8745 | 603.063 | 8.2656 | 67.8458 | 0
| Zone | Remainder of System | 10 | Monthly System Peak Day | CAISO | 1-in-2 | 2025 | 6 | 580.5437 | 594.2477 | 8.243 | 66.7427 | 0
| Zone | Remainder of System | 10 | Monthly System Peak Day | CAISO | 1-in-2 | 2025 | 7 | 580.5436 | 574.2331 | 8.2306 | 65.8678 | 0
| Zone | Remainder of System | 10 | Monthly System Peak Day | CAISO | 1-in-2 | 2025 | 8 | 569.2121 | 573.5398 | 8.388 | 65.4377 | 0
| Zone | Remainder of System | 10 | Monthly System Peak Day | CAISO | 1-in-2 | 2025 | 9 | 542.7938 | 592.5287 | 8.6865 | 66.2452 | 0
| Zone | Remainder of System | 10 | Monthly System Peak Day | CAISO | 1-in-2 | 2025 | 10 | 524.4832 | 548.7956 | 8.4726 | 69.8979 | 0
| Zone | Remainder of System | 10 | Monthly System Peak Day | CAISO | 1-in-2 | 2025 | 11 | 507.9388 | 529.7872 | 8.6143 | 74.5908 | 0
| Zone | Remainder of System | 10 | Monthly System Peak Day | CAISO | 1-in-2 | 2025 | 12 | 496.6096 | 522.0645 | 8.7855 | 79.3034 | 0
| Zone | Remainder of System | 10 | Monthly System Peak Day | CAISO | 1-in-2 | 2025 | 13 | 399.4323 | 409.0946 | 8.933 | 83.164 | 0
| Zone | Remainder of System | 10 | Monthly System Peak Day | CAISO | 1-in-2 | 2025 | 14 | 349.8807 | 355.8104 | 8.8376 | 85.6548 | 0
| Zone | Remainder of System | 10 | Monthly System Peak Day | CAISO | 1-in-2 | 2025 | 15 | 304.0876 | 311.169 | 8.5485 | 86.4362 | 0
| Zone | Remainder of System | 10 | Monthly System Peak Day | CAISO | 1-in-2 | 2025 | 16 | 273.4268 | 274.7781 | 8.234 | 86.5258 | 0
| Zone | Remainder of System | 10 | Monthly System Peak Day | CAISO | 1-in-2 | 2025 | 17 | 270.4643 | 276.5768 | 8.1005 | 85.9902 | 0
| Zone | Remainder of System | 10 | Monthly System Peak Day | CAISO | 1-in-2 | 2025 | 18 | 251.8905 | 258.2997 | 8.0967 | 84.5165 | 0
| Zone | Remainder of System | 10 | Monthly System Peak Day | CAISO | 1-in-2 | 2025 | 19 | 266.8172 | 272.5153 | 8.5924 | 82.4122 | 0
| Zone | Remainder of System | 10 | Monthly System Peak Day | CAISO | 1-in-2 | 2025 | 20 | 258.6151 | 262.6532 | 8.3368 | 79.6766 | 0
| Zone | Remainder of System | 10 | Monthly System Peak Day | CAISO | 1-in-2 | 2025 | 21 | 246.595 | 254.8311 | 8.285 | 76.8708 | 0
| Zone | Remainder of System | 10 | Monthly System Peak Day | CAISO | 1-in-2 | 2025 | 22 | 430.5778 | 448.3367 | 8.2102 | 74.658 | 0
| Zone | Remainder of System | 10 | Monthly System Peak Day | CAISO | 1-in-2 | 2025 | 23 | 410.4743 | 434.3932 | 8.299 | 72.984 | 0
| Zone | Remainder of System | 10 | Monthly System Peak Day | CAISO | 1-in-2 | 2025 | 24 | 340.2934 | 377.9547 | 8.409 | 71.6792 | 0
| Zone | Remainder of System | 11 | Average Weekday | CAISO | 1-in-2 | 2025 | 1 | 269.7684 | 276.4035 | 8.4003 | 55.1393 | 0
| Zone | Remainder of System | 11 | Average Weekday | CAISO | 1-in-2 | 2025 | 2 | 268.6381 | 274.9359 | 8.4193 | 54.2468 | 0
| Zone | Remainder of System | 11 | Average Weekday | CAISO | 1-in-2 | 2025 | 3 | 415.0257 | 425.5841 | 8.3941 | 53.5402 | 0
| Zone | Remainder of System | 11 | Average Weekday | CAISO | 1-in-2 | 2025 | 4 | 591.0072 | 608.4113 | 8.4058 | 52.8548 | 0
| Zone | Remainder of System | 11 | Average Weekday | CAISO | 1-in-2 | 2025 | 5 | 557.2383 | 582.7234 | 8.3791 | 52.2064 | 0
| Zone | Remainder of System | 11 | Average Weekday | CAISO | 1-in-2 | 2025 | 6 | 544.7867 | 572.1387 | 8.3852 | 51.6886 | 0
| Zone | Remainder of System | 11 | Average Weekday | CAISO | 1-in-2 | 2025 | 7 | 553.0544 | 550.241 | 8.5748 | 51.4006 | 0
| Zone | Remainder of System | 11 | Average Weekday | CAISO | 1-in-2 | 2025 | 8 | 531.6942 | 535.8047 | 8.8799 | 51.2337 | 0
| Zone | Remainder of System | 11 | Average Weekday | CAISO | 1-in-2 | 2025 | 9 | 516.8017 | 543.9632 | 8.5628 | 52.617 | 0
| Zone | Remainder of System | 11 | Average Weekday | CAISO | 1-in-2 | 2025 | 10 | 494.4705 | 506.8403 | 8.8608 | 55.9436 | 0
| Zone | Remainder of System | 11 | Average Weekday | CAISO | 1-in-2 | 2025 | 11 | 468.0217 | 476.1379 | 9.0518 | 59.9898 | 0
| Zone | Remainder of System | 11 | Average Weekday | CAISO | 1-in-2 | 2025 | 12 | 461.501 | 468.9092 | 9.1483 | 63.6279 | 0
| Zone | Remainder of System | 11 | Average Weekday | CAISO | 1-in-2 | 2025 | 13 | 373.2089 | 384.3932 | 8.9269 | 66.3108 | 0
| Zone | Remainder of System | 11 | Average Weekday | CAISO | 1-in-2 | 2025 | 14 | 340.5063 | 348.1982 | 8.6625 | 67.955 | 0
| Zone | Remainder of System | 11 | Average Weekday | CAISO | 1-in-2 | 2025 | 15 | 287.744 | 297.2132 | 8.3433 | 68.7613 | 0
| Zone | Remainder of System | 11 | Average Weekday | CAISO | 1-in-2 | 2025 | 16 | 260.0522 | 262.6145 | 8.4271 | 68.8401 | 0
| Zone | Remainder of System | 11 | Average Weekday | CAISO | 1-in-2 | 2025 | 17 | 264.6908 | 270.218 | 8.2371 | 67.8879 | 0
| Zone | Remainder of System | 11 | Average Weekday | CAISO | 1-in-2 | 2025 | 18 | 246.8478 | 252.9811 | 8.4075 | 65.6421 | 0
| Zone | Remainder of System | 11 | Average Weekday | CAISO | 1-in-2 | 2025 | 19 | 263.7207 | 268.0477 | 8.3533 | 63.0659 | 0
| Zone | Remainder of System | 11 | Average Weekday | CAISO | 1-in-2 | 2025 | 20 | 248.7105 | 309.6766 | 10.4354 | 61.0428 | 0
| Zone | Remainder of System | 11 | Average Weekday | CAISO | 1-in-2 | 2025 | 21 | 235.6572 | 241.9261 | 8.01 | 59.4763 | 0
| Zone | Remainder of System | 11 | Average Weekday | CAISO | 1-in-2 | 2025 | 22 | 412.4052 | 428.3304 | 8.3669 | 58.1157 | 0
| Zone | Remainder of System | 11 | Average Weekday | CAISO | 1-in-2 | 2025 | 23 | 392.6822 | 407.7764 | 8.5333 | 57.0092 | 0
| Zone | Remainder of System | 11 | Average Weekday | CAISO | 1-in-2 | 2025 | 24 | 321.0461 | 333.7811 | 8.4569 | 56.044 | 0
| Zone | Remainder of System | 11 | Monthly System Peak Day | CAISO | 1-in-2 | 2025 | 1 | 269.7684 | 276.4035 | 8.4003 | 56.8952 | 0
| Zone | Remainder of System | 11 | Monthly System Peak Day | CAISO | 1-in-2 | 2025 | 2 | 268.6381 | 274.9359 | 8.4193 | 55.5083 | 0
| Zone | Remainder of System | 11 | Monthly System Peak Day | CAISO | 1-in-2 | 2025 | 3 | 415.0257 | 425.5841 | 8.3941 | 54.5876 | 0
| Zone | Remainder of System | 11 | Monthly System Peak Day | CAISO | 1-in-2 | 2025 | 4 | 591.0072 | 608.4113 | 8.4058 | 53.8228 | 0
| Zone | Remainder of System | 11 | Monthly System Peak Day | CAISO | 1-in-2 | 2025 | 5 | 557.2383 | 582.7234 | 8.3791 | 53.0023 | 0
| Zone | Remainder of System | 11 | Monthly System Peak Day | CAISO | 1-in-2 | 2025 | 6 | 544.7867 | 572.1387 | 8.3852 | 52.0448 | 0
| Zone | Remainder of System | 11 | Monthly System Peak Day | CAISO | 1-in-2 | 2025 | 7 | 553.0544 | 550.241 | 8.5748 | 51.8419 | 0
| Zone | Remainder of System | 11 | Monthly System Peak Day | CAISO | 1-in-2 | 2025 | 8 | 531.6942 | 535.8047 | 8.8799 | 51.2473 | 0
| Zone | Remainder of System | 11 | Monthly System Peak Day | CAISO | 1-in-2 | 2025 | 9 | 516.8017 | 543.9632 | 8.5628 | 53.9035 | 0
| Zone | Remainder of System | 11 | Monthly System Peak Day | CAISO | 1-in-2 | 2025 | 10 | 494.4705 | 506.8403 | 8.8608 | 59.5086 | 0
| Zone | Remainder of System | 11 | Monthly System Peak Day | CAISO | 1-in-2 | 2025 | 11 | 468.0217 | 476.1379 | 9.0518 | 65.8059 | 0
| Zone | Remainder of System | 11 | Monthly System Peak Day | CAISO | 1-in-2 | 2025 | 12 | 461.501 | 468.9092 | 9.1483 | 71.0123 | 0
| Zone | Remainder of System | 11 | Monthly System Peak Day | CAISO | 1-in-2 | 2025 | 13 | 373.2089 | 384.3932 | 8.9269 | 74.1978 | 0
| Zone | Remainder of System | 11 | Monthly System Peak Day | CAISO | 1-in-2 | 2025 | 14 | 340.5063 | 348.1982 | 8.6625 | 76.0754 | 0
| Zone | Remainder of System | 11 | Monthly System Peak Day | CAISO | 1-in-2 | 2025 | 15 | 287.744 | 297.2132 | 8.3433 | 77.1162 | 0
| Zone | Remainder of System | 11 | Monthly System Peak Day | CAISO | 1-in-2 | 2025 | 16 | 260.0522 | 262.6145 | 8.4271 | 77.2485 | 0
| Zone | Remainder of System | 11 | Monthly System Peak Day | CAISO | 1-in-2 | 2025 | 17 | 264.6908 | 270.218 | 8.2371 | 75.9806 | 0
| Zone | Remainder of System | 11 | Monthly System Peak Day | CAISO | 1-in-2 | 2025 | 18 | 246.8478 | 252.9811 | 8.4075 | 73.0124 | 0
| Zone | Remainder of System | 11 | Monthly System Peak Day | CAISO | 1-in-2 | 2025 | 19 | 263.7207 | 268.0477 | 8.3533 | 69.2583 | 0
| Zone | Remainder of System | 11 | Monthly System Peak Day | CAISO | 1-in-2 | 2025 | 20 | 248.7105 | 309.6766 | 10.4354 | 66.8881 | 0
| Zone | Remainder of System | 11 | Monthly System Peak Day | CAISO | 1-in-2 | 2025 | 21 | 235.6572 | 241.9261 | 8.01 | 64.7514 | 0
| Zone | Remainder of System | 11 | Monthly System Peak Day | CAISO | 1-in-2 | 2025 | 22 | 412.4052 | 428.3304 | 8.3669 | 62.7621 | 0
| Zone | Remainder of System | 11 | Monthly System Peak Day | CAISO | 1-in-2 | 2025 | 23 | 392.6822 | 407.7764 | 8.5333 | 61.0133 | 0
| Zone | Remainder of System | 11 | Monthly System Peak Day | CAISO | 1-in-2 | 2025 | 24 | 321.0461 | 333.7811 | 8.4569 | 59.4414 | 0
| Zone | Remainder of System | 12 | Average Weekday | CAISO | 1-in-2 | 2025 | 1 | 254.6491 | 261.6807 | 8.2609 | 48.4162 | 0
| Zone | Remainder of System | 12 | Average Weekday | CAISO | 1-in-2 | 2025 | 2 | 250.6206 | 257.197 | 8.2873 | 47.6968 | 0
| Zone | Remainder of System | 12 | Average Weekday | CAISO | 1-in-2 | 2025 | 3 | 391.1652 | 403.3641 | 8.293 | 47.0922 | 0
| Zone | Remainder of System | 12 | Average Weekday | CAISO | 1-in-2 | 2025 | 4 | 566.4724 | 585.723 | 8.2998 | 46.5967 | 0
| Zone | Remainder of System | 12 | Average Weekday | CAISO | 1-in-2 | 2025 | 5 | 536.7929 | 565.6462 | 8.3033 | 46.1058 | 0
| Zone | Remainder of System | 12 | Average Weekday | CAISO | 1-in-2 | 2025 | 6 | 513.3318 | 545.3565 | 8.3087 | 45.6281 | 0
| Zone | Remainder of System | 12 | Average Weekday | CAISO | 1-in-2 | 2025 | 7 | 507.4635 | 506.2422 | 8.2692 | 45.2597 | 0
| Zone | Remainder of System | 12 | Average Weekday | CAISO | 1-in-2 | 2025 | 8 | 498.7808 | 505.6362 | 8.2198 | 44.9964 | 0
| Zone | Remainder of System | 12 | Average Weekday | CAISO | 1-in-2 | 2025 | 9 | 479.7692 | 507.9368 | 8.1704 | 45.5801 | 0
| Zone | Remainder of System | 12 | Average Weekday | CAISO | 1-in-2 | 2025 | 10 | 450.535 | 466.8648 | 8.198 | 48.5465 | 0
| Zone | Remainder of System | 12 | Average Weekday | CAISO | 1-in-2 | 2025 | 11 | 425.9467 | 435.965 | 8.1543 | 52.2576 | 0
| Zone | Remainder of System | 12 | Average Weekday | CAISO | 1-in-2 | 2025 | 12 | 418.3443 | 425.3636 | 8.1138 | 55.5505 | 0
| Zone | Remainder of System | 12 | Average Weekday | CAISO | 1-in-2 | 2025 | 13 | 339.3207 | 350.0953 | 8.1036 | 58.0477 | 0
| Zone | Remainder of System | 12 | Average Weekday | CAISO | 1-in-2 | 2025 | 14 | 308.953 | 317.4792 | 8.138 | 59.6814 | 0
| Zone | Remainder of System | 12 | Average Weekday | CAISO | 1-in-2 | 2025 | 15 | 270.6852 | 279.3104 | 8.1951 | 60.6344 | 0
| Zone | Remainder of System | 12 | Average Weekday | CAISO | 1-in-2 | 2025 | 16 | 237.8304 | 240.2436 | 8.2551 | 60.924 | 0
| Zone | Remainder of System | 12 | Average Weekday | CAISO | 1-in-2 | 2025 | 17 | 243.4615 | 249.9664 | 8.1155 | 60.2163 | 0
| Zone | Remainder of System | 12 | Average Weekday | CAISO | 1-in-2 | 2025 | 18 | 227.8522 | 233.7466 | 8.094 | 58.125 | 0
| Zone | Remainder of System | 12 | Average Weekday | CAISO | 1-in-2 | 2025 | 19 | 245.9623 | 250.2809 | 8.3528 | 55.6097 | 0
| Zone | Remainder of System | 12 | Average Weekday | CAISO | 1-in-2 | 2025 | 20 | 238.406 | 300.1704 | 8.3699 | 53.8019 | 0
| Zone | Remainder of System | 12 | Average Weekday | CAISO | 1-in-2 | 2025 | 21 | 225.536 | 232.2083 | 8.0098 | 52.3231 | 0
| Zone | Remainder of System | 12 | Average Weekday | CAISO | 1-in-2 | 2025 | 22 | 399.8213 | 415.4185 | 8.2039 | 51.115 | 0
| Zone | Remainder of System | 12 | Average Weekday | CAISO | 1-in-2 | 2025 | 23 | 381.6129 | 396.3087 | 8.2292 | 50.11 | 0
| Zone | Remainder of System | 12 | Average Weekday | CAISO | 1-in-2 | 2025 | 24 | 310.8769 | 324.4335 | 8.2322 | 49.1232 | 0
| Zone | Remainder of System | 12 | Monthly System Peak Day | CAISO | 1-in-2 | 2025 | 1 | 254.6491 | 261.6807 | 8.2609 | 48.2948 | 0
| Zone | Remainder of System | 12 | Monthly System Peak Day | CAISO | 1-in-2 | 2025 | 2 | 250.6206 | 257.197 | 8.2873 | 46.93 | 0
| Zone | Remainder of System | 12 | Monthly System Peak Day | CAISO | 1-in-2 | 2025 | 3 | 391.1652 | 403.3641 | 8.293 | 46.1477 | 0
| Zone | Remainder of System | 12 | Monthly System Peak Day | CAISO | 1-in-2 | 2025 | 4 | 566.4724 | 585.723 | 8.2998 | 45.4458 | 0
| Zone | Remainder of System | 12 | Monthly System Peak Day | CAISO | 1-in-2 | 2025 | 5 | 536.7929 | 565.6462 | 8.3033 | 44.5797 | 0
| Zone | Remainder of System | 12 | Monthly System Peak Day | CAISO | 1-in-2 | 2025 | 6 | 513.3318 | 545.3565 | 8.3087 | 44.0612 | 0
| Zone | Remainder of System | 12 | Monthly System Peak Day | CAISO | 1-in-2 | 2025 | 7 | 507.4635 | 506.2422 | 8.2692 | 43.8067 | 0
| Zone | Remainder of System | 12 | Monthly System Peak Day | CAISO | 1-in-2 | 2025 | 8 | 498.7808 | 505.6362 | 8.2198 | 43.7139 | 0
| Zone | Remainder of System | 12 | Monthly System Peak Day | CAISO | 1-in-2 | 2025 | 9 | 479.7692 | 507.9368 | 8.1704 | 44.6007 | 0
| Zone | Remainder of System | 12 | Monthly System Peak Day | CAISO | 1-in-2 | 2025 | 10 | 450.535 | 466.8648 | 8.198 | 48.3374 | 0
| Zone | Remainder of System | 12 | Monthly System Peak Day | CAISO | 1-in-2 | 2025 | 11 | 425.9467 | 435.965 | 8.1543 | 53.0775 | 0
| Zone | Remainder of System | 12 | Monthly System Peak Day | CAISO | 1-in-2 | 2025 | 12 | 418.3443 | 425.3636 | 8.1138 | 57.7845 | 0
| Zone | Remainder of System | 12 | Monthly System Peak Day | CAISO | 1-in-2 | 2025 | 13 | 339.3207 | 350.0953 | 8.1036 | 61.0577 | 0
| Zone | Remainder of System | 12 | Monthly System Peak Day | CAISO | 1-in-2 | 2025 | 14 | 308.953 | 317.4792 | 8.138 | 62.7922 | 0
| Zone | Remainder of System | 12 | Monthly System Peak Day | CAISO | 1-in-2 | 2025 | 15 | 270.6852 | 279.3104 | 8.1951 | 63.3541 | 0
| Zone | Remainder of System | 12 | Monthly System Peak Day | CAISO | 1-in-2 | 2025 | 16 | 237.8304 | 240.2436 | 8.2551 | 63.3348 | 0
| Zone | Remainder of System | 12 | Monthly System Peak Day | CAISO | 1-in-2 | 2025 | 17 | 243.4615 | 249.9664 | 8.1155 | 62.5976 | 0
| Zone | Remainder of System | 12 | Monthly System Peak Day | CAISO | 1-in-2 | 2025 | 18 | 227.8522 | 233.7466 | 8.094 | 60.1329 | 0
| Zone | Remainder of System | 12 | Monthly System Peak Day | CAISO | 1-in-2 | 2025 | 19 | 245.9623 | 250.2809 | 8.3528 | 57.542 | 0
| Zone | Remainder of System | 12 | Monthly System Peak Day | CAISO | 1-in-2 | 2025 | 20 | 238.406 | 300.1704 | 8.3699 | 55.6973 | 0
| Zone | Remainder of System | 12 | Monthly System Peak Day | CAISO | 1-in-2 | 2025 | 21 | 225.536 | 232.2083 | 8.0098 | 54.0723 | 0
| Zone | Remainder of System | 12 | Monthly System Peak Day | CAISO | 1-in-2 | 2025 | 22 | 399.8213 | 415.4185 | 8.2039 | 52.6684 | 0
| Zone | Remainder of System | 12 | Monthly System Peak Day | CAISO | 1-in-2 | 2025 | 23 | 381.6129 | 396.3087 | 8.2292 | 51.6911 | 0
| Zone | Remainder of System | 12 | Monthly System Peak Day | CAISO | 1-in-2 | 2025 | 24 | 310.8769 | 324.4335 | 8.2322 | 50.2983 | 0
| Zone | Remainder of System | 1 | Average Weekday | CAISO | 1-in-2 | 2026 | 1 | 263.8823 | 270.2151 | 8.2825 | 51.6966 | 0
| Zone | Remainder of System | 1 | Average Weekday | CAISO | 1-in-2 | 2026 | 2 | 261.5231 | 268.7665 | 8.3085 | 50.8567 | 0
| Zone | Remainder of System | 1 | Average Weekday | CAISO | 1-in-2 | 2026 | 3 | 405.0926 | 416.8559 | 8.3142 | 50.0656 | 0
| Zone | Remainder of System | 1 | Average Weekday | CAISO | 1-in-2 | 2026 | 4 | 576.3963 | 594.742 | 8.3209 | 49.4579 | 0
| Zone | Remainder of System | 1 | Average Weekday | CAISO | 1-in-2 | 2026 | 5 | 548.731 | 576.7012 | 8.3245 | 48.6945 | 0
| Zone | Remainder of System | 1 | Average Weekday | CAISO | 1-in-2 | 2026 | 6 | 534.8993 | 565.9536 | 8.3298 | 48.0933 | 0
| Zone | Remainder of System | 1 | Average Weekday | CAISO | 1-in-2 | 2026 | 7 | 541.6893 | 539.5599 | 8.2908 | 47.6913 | 0
| Zone | Remainder of System | 1 | Average Weekday | CAISO | 1-in-2 | 2026 | 8 | 533.1698 | 538.9515 | 8.2421 | 47.4835 | 0
| Zone | Remainder of System | 1 | Average Weekday | CAISO | 1-in-2 | 2026 | 9 | 501.3633 | 526.973 | 8.1934 | 48.0697 | 0
| Zone | Remainder of System | 1 | Average Weekday | CAISO | 1-in-2 | 2026 | 10 | 483.3754 | 496.5336 | 8.2205 | 51.1465 | 0
| Zone | Remainder of System | 1 | Average Weekday | CAISO | 1-in-2 | 2026 | 11 | 454.8132 | 463.1861 | 8.1777 | 55.3765 | 0
| Zone | Remainder of System | 1 | Average Weekday | CAISO | 1-in-2 | 2026 | 12 | 449.8174 | 456.9023 | 8.1381 | 59.3259 | 0
| Zone | Remainder of System | 1 | Average Weekday | CAISO | 1-in-2 | 2026 | 13 | 377.9976 | 388.7893 | 8.1284 | 62.3629 | 0
| Zone | Remainder of System | 1 | Average Weekday | CAISO | 1-in-2 | 2026 | 14 | 342.6511 | 350.3406 | 8.162 | 64.3351 | 0
| Zone | Remainder of System | 1 | Average Weekday | CAISO | 1-in-2 | 2026 | 15 | 297.2668 | 305.0447 | 8.2177 | 65.597 | 0
| Zone | Remainder of System | 1 | Average Weekday | CAISO | 1-in-2 | 2026 | 16 | 264.3327 | 266.5801 | 8.2767 | 66.0866 | 0
| Zone | Remainder of System | 1 | Average Weekday | CAISO | 1-in-2 | 2026 | 17 | 267.5662 | 273.9467 | 8.1465 | 65.5552 | 0
| Zone | Remainder of System | 1 | Average Weekday | CAISO | 1-in-2 | 2026 | 18 | 248.7153 | 254.7642 | 8.1251 | 63.7601 | 0
| Zone | Remainder of System | 1 | Average Weekday | CAISO | 1-in-2 | 2026 | 19 | 262.447 | 266.8295 | 8.3839 | 60.7946 | 0
| Zone | Remainder of System | 1 | Average Weekday | CAISO | 1-in-2 | 2026 | 20 | 252.9735 | 314.7777 | 8.3997 | 58.559 | 0
| Zone | Remainder of System | 1 | Average Weekday | CAISO | 1-in-2 | 2026 | 21 | 235.9596 | 242.4039 | 8.0401 | 56.9225 | 0
| Zone | Remainder of System | 1 | Average Weekday | CAISO | 1-in-2 | 2026 | 22 | 410.0739 | 425.9401 | 8.2254 | 55.4974 | 0
| Zone | Remainder of System | 1 | Average Weekday | CAISO | 1-in-2 | 2026 | 23 | 397.0313 | 411.8017 | 8.2512 | 54.2455 | 0
| Zone | Remainder of System | 1 | Average Weekday | CAISO | 1-in-2 | 2026 | 24 | 327.5215 | 339.9178 | 8.2542 | 53.1421 | 0
| Zone | Remainder of System | 1 | Monthly System Peak Day | CAISO | 1-in-2 | 2026 | 1 | 263.8823 | 270.2151 | 8.2825 | 47.5791 | 0
| Zone | Remainder of System | 1 | Monthly System Peak Day | CAISO | 1-in-2 | 2026 | 2 | 261.5231 | 268.7665 | 8.3085 | 46.5599 | 0
| Zone | Remainder of System | 1 | Monthly System Peak Day | CAISO | 1-in-2 | 2026 | 3 | 405.0926 | 416.8559 | 8.3142 | 45.5395 | 0
| Zone | Remainder of System | 1 | Monthly System Peak Day | CAISO | 1-in-2 | 2026 | 4 | 576.3963 | 594.742 | 8.3209 | 44.8071 | 0
| Zone | Remainder of System | 1 | Monthly System Peak Day | CAISO | 1-in-2 | 2026 | 5 | 548.731 | 576.7012 | 8.3245 | 44.0112 | 0
| Zone | Remainder of System | 1 | Monthly System Peak Day | CAISO | 1-in-2 | 2026 | 6 | 534.8993 | 565.9536 | 8.3298 | 43.5364 | 0
| Zone | Remainder of System | 1 | Monthly System Peak Day | CAISO | 1-in-2 | 2026 | 7 | 541.6893 | 539.5599 | 8.2908 | 43.2181 | 0
| Zone | Remainder of System | 1 | Monthly System Peak Day | CAISO | 1-in-2 | 2026 | 8 | 533.1698 | 538.9515 | 8.2421 | 43.1351 | 0
| Zone | Remainder of System | 1 | Monthly System Peak Day | CAISO | 1-in-2 | 2026 | 9 | 501.3633 | 526.973 | 8.1934 | 43.8574 | 0
| Zone | Remainder of System | 1 | Monthly System Peak Day | CAISO | 1-in-2 | 2026 | 10 | 483.3754 | 496.5336 | 8.2205 | 46.2637 | 0
| Zone | Remainder of System | 1 | Monthly System Peak Day | CAISO | 1-in-2 | 2026 | 11 | 454.8132 | 463.1861 | 8.1777 | 49.3761 | 0
| Zone | Remainder of System | 1 | Monthly System Peak Day | CAISO | 1-in-2 | 2026 | 12 | 449.8174 | 456.9023 | 8.1381 | 52.0586 | 0
| Zone | Remainder of System | 1 | Monthly System Peak Day | CAISO | 1-in-2 | 2026 | 13 | 377.9976 | 388.7893 | 8.1284 | 53.2747 | 0
| Zone | Remainder of System | 1 | Monthly System Peak Day | CAISO | 1-in-2 | 2026 | 14 | 342.6511 | 350.3406 | 8.162 | 54.3508 | 0
| Zone | Remainder of System | 1 | Monthly System Peak Day | CAISO | 1-in-2 | 2026 | 15 | 297.2668 | 305.0447 | 8.2177 | 55.45 | 0
| Zone | Remainder of System | 1 | Monthly System Peak Day | CAISO | 1-in-2 | 2026 | 16 | 264.3327 | 266.5801 | 8.2767 | 56.1591 | 0
| Zone | Remainder of System | 1 | Monthly System Peak Day | CAISO | 1-in-2 | 2026 | 17 | 267.5662 | 273.9467 | 8.1465 | 55.461 | 0
| Zone | Remainder of System | 1 | Monthly System Peak Day | CAISO | 1-in-2 | 2026 | 18 | 248.7153 | 254.7642 | 8.1251 | 54.1689 | 0
| Zone | Remainder of System | 1 | Monthly System Peak Day | CAISO | 1-in-2 | 2026 | 19 | 262.447 | 266.8295 | 8.3839 | 52.5576 | 0
| Zone | Remainder of System | 1 | Monthly System Peak Day | CAISO | 1-in-2 | 2026 | 20 | 252.9735 | 314.7777 | 8.3997 | 51.4093 | 0
| Zone | Remainder of System | 1 | Monthly System Peak Day | CAISO | 1-in-2 | 2026 | 21 | 235.9596 | 242.4039 | 8.0401 | 50.2882 | 0
| Zone | Remainder of System | 1 | Monthly System Peak Day | CAISO | 1-in-2 | 2026 | 22 | 410.0739 | 425.9401 | 8.2254 | 49.3354 | 0
| Zone | Remainder of System | 1 | Monthly System Peak Day | CAISO | 1-in-2 | 2026 | 23 | 397.0313 | 411.8017 | 8.2512 | 48.5349 | 0
| Zone | Remainder of System | 1 | Monthly System Peak Day | CAISO | 1-in-2 | 2026 | 24 | 327.5215 | 339.9178 | 8.2542 | 47.6998 | 0
| Zone | Remainder of System | 2 | Average Weekday | CAISO | 1-in-2 | 2026 | 1 | 263.8885 | 271.0383 | 8.3394 | 52.5675 | 0
| Zone | Remainder of System | 2 | Average Weekday | CAISO | 1-in-2 | 2026 | 2 | 258.1234 | 266.268 | 8.3711 | 51.7224 | 0
| Zone | Remainder of System | 2 | Average Weekday | CAISO | 1-in-2 | 2026 | 3 | 398.1134 | 411.2846 | 8.3778 | 50.9045 | 0
| Zone | Remainder of System | 2 | Average Weekday | CAISO | 1-in-2 | 2026 | 4 | 565.7324 | 586.8325 | 8.3857 | 50.1164 | 0
| Zone | Remainder of System | 2 | Average Weekday | CAISO | 1-in-2 | 2026 | 5 | 546.288 | 577.2593 | 8.3891 | 49.374 | 0
| Zone | Remainder of System | 2 | Average Weekday | CAISO | 1-in-2 | 2026 | 6 | 536.616 | 569.6432 | 8.3939 | 48.7755 | 0
| Zone | Remainder of System | 2 | Average Weekday | CAISO | 1-in-2 | 2026 | 7 | 529.3904 | 528.6728 | 8.3462 | 48.3328 | 0
| Zone | Remainder of System | 2 | Average Weekday | CAISO | 1-in-2 | 2026 | 8 | 519.7402 | 525.9621 | 8.2884 | 48.1435 | 0
| Zone | Remainder of System | 2 | Average Weekday | CAISO | 1-in-2 | 2026 | 9 | 500.2583 | 526.2588 | 8.2295 | 49.3982 | 0
| Zone | Remainder of System | 2 | Average Weekday | CAISO | 1-in-2 | 2026 | 10 | 478.0702 | 490.5977 | 8.2648 | 52.9426 | 0
| Zone | Remainder of System | 2 | Average Weekday | CAISO | 1-in-2 | 2026 | 11 | 453.9951 | 462.6016 | 8.2107 | 57.0736 | 0
| Zone | Remainder of System | 2 | Average Weekday | CAISO | 1-in-2 | 2026 | 12 | 448.8074 | 456.5731 | 8.1593 | 60.5918 | 0
| Zone | Remainder of System | 2 | Average Weekday | CAISO | 1-in-2 | 2026 | 13 | 372.6628 | 384.5008 | 8.1456 | 63.117 | 0
| Zone | Remainder of System | 2 | Average Weekday | CAISO | 1-in-2 | 2026 | 14 | 334.3005 | 342.6149 | 8.1895 | 64.6805 | 0
| Zone | Remainder of System | 2 | Average Weekday | CAISO | 1-in-2 | 2026 | 15 | 283.759 | 293.7277 | 8.2602 | 65.5714 | 0
| Zone | Remainder of System | 2 | Average Weekday | CAISO | 1-in-2 | 2026 | 16 | 253.9378 | 257.7239 | 8.3328 | 65.833 | 0
| Zone | Remainder of System | 2 | Average Weekday | CAISO | 1-in-2 | 2026 | 17 | 246.3566 | 251.485 | 8.179 | 65.4214 | 0
| Zone | Remainder of System | 2 | Average Weekday | CAISO | 1-in-2 | 2026 | 18 | 233.0023 | 238.1501 | 8.1512 | 64.0855 | 0
| Zone | Remainder of System | 2 | Average Weekday | CAISO | 1-in-2 | 2026 | 19 | 254.8916 | 259.3554 | 8.3839 | 61.5241 | 0
| Zone | Remainder of System | 2 | Average Weekday | CAISO | 1-in-2 | 2026 | 20 | 246.1602 | 306.0764 | 8.4031 | 59.1486 | 0
| Zone | Remainder of System | 2 | Average Weekday | CAISO | 1-in-2 | 2026 | 21 | 224.4272 | 230.6174 | 8.0144 | 57.4325 | 0
| Zone | Remainder of System | 2 | Average Weekday | CAISO | 1-in-2 | 2026 | 22 | 395.0309 | 410.7426 | 8.2663 | 55.9779 | 0
| Zone | Remainder of System | 2 | Average Weekday | CAISO | 1-in-2 | 2026 | 23 | 380.3213 | 395.4909 | 8.3003 | 54.7327 | 0
| Zone | Remainder of System | 2 | Average Weekday | CAISO | 1-in-2 | 2026 | 24 | 320.4567 | 334.1109 | 8.3044 | 53.6434 | 0
| Zone | Remainder of System | 2 | Monthly System Peak Day | CAISO | 1-in-2 | 2026 | 1 | 263.8885 | 271.0383 | 8.3394 | 43.5438 | 0
| Zone | Remainder of System | 2 | Monthly System Peak Day | CAISO | 1-in-2 | 2026 | 2 | 258.1234 | 266.268 | 8.3711 | 42.7868 | 0
| Zone | Remainder of System | 2 | Monthly System Peak Day | CAISO | 1-in-2 | 2026 | 3 | 398.1134 | 411.2846 | 8.3778 | 42.1016 | 0
| Zone | Remainder of System | 2 | Monthly System Peak Day | CAISO | 1-in-2 | 2026 | 4 | 565.7324 | 586.8325 | 8.3857 | 41.5683 | 0
| Zone | Remainder of System | 2 | Monthly System Peak Day | CAISO | 1-in-2 | 2026 | 5 | 546.288 | 577.2593 | 8.3891 | 40.7986 | 0
| Zone | Remainder of System | 2 | Monthly System Peak Day | CAISO | 1-in-2 | 2026 | 6 | 536.616 | 569.6432 | 8.3939 | 40.0606 | 0
| Zone | Remainder of System | 2 | Monthly System Peak Day | CAISO | 1-in-2 | 2026 | 7 | 529.3904 | 528.6728 | 8.3462 | 39.4674 | 0
| Zone | Remainder of System | 2 | Monthly System Peak Day | CAISO | 1-in-2 | 2026 | 8 | 519.7402 | 525.9621 | 8.2884 | 39.2967 | 0
| Zone | Remainder of System | 2 | Monthly System Peak Day | CAISO | 1-in-2 | 2026 | 9 | 500.2583 | 526.2588 | 8.2295 | 40.8391 | 0
| Zone | Remainder of System | 2 | Monthly System Peak Day | CAISO | 1-in-2 | 2026 | 10 | 478.0702 | 490.5977 | 8.2648 | 44.0474 | 0
| Zone | Remainder of System | 2 | Monthly System Peak Day | CAISO | 1-in-2 | 2026 | 11 | 453.9951 | 462.6016 | 8.2107 | 47.42 | 0
| Zone | Remainder of System | 2 | Monthly System Peak Day | CAISO | 1-in-2 | 2026 | 12 | 448.8074 | 456.5731 | 8.1593 | 50.4917 | 0
| Zone | Remainder of System | 2 | Monthly System Peak Day | CAISO | 1-in-2 | 2026 | 13 | 372.6628 | 384.5008 | 8.1456 | 52.9941 | 0
| Zone | Remainder of System | 2 | Monthly System Peak Day | CAISO | 1-in-2 | 2026 | 14 | 334.3005 | 342.6149 | 8.1895 | 54.6576 | 0
| Zone | Remainder of System | 2 | Monthly System Peak Day | CAISO | 1-in-2 | 2026 | 15 | 283.759 | 293.7277 | 8.2602 | 55.7966 | 0
| Zone | Remainder of System | 2 | Monthly System Peak Day | CAISO | 1-in-2 | 2026 | 16 | 253.9378 | 257.7239 | 8.3328 | 56.3506 | 0
| Zone | Remainder of System | 2 | Monthly System Peak Day | CAISO | 1-in-2 | 2026 | 17 | 246.3566 | 251.485 | 8.179 | 56.1764 | 0
| Zone | Remainder of System | 2 | Monthly System Peak Day | CAISO | 1-in-2 | 2026 | 18 | 233.0023 | 238.1501 | 8.1512 | 55.1213 | 0
| Zone | Remainder of System | 2 | Monthly System Peak Day | CAISO | 1-in-2 | 2026 | 19 | 254.8916 | 259.3554 | 8.3839 | 52.9983 | 0
| Zone | Remainder of System | 2 | Monthly System Peak Day | CAISO | 1-in-2 | 2026 | 20 | 246.1602 | 306.0764 | 8.4031 | 50.8817 | 0
| Zone | Remainder of System | 2 | Monthly System Peak Day | CAISO | 1-in-2 | 2026 | 21 | 224.4272 | 230.6174 | 8.0144 | 49.3216 | 0
| Zone | Remainder of System | 2 | Monthly System Peak Day | CAISO | 1-in-2 | 2026 | 22 | 395.0309 | 410.7426 | 8.2663 | 47.9568 | 0
| Zone | Remainder of System | 2 | Monthly System Peak Day | CAISO | 1-in-2 | 2026 | 23 | 380.3213 | 395.4909 | 8.3003 | 46.7378 | 0
| Zone | Remainder of System | 2 | Monthly System Peak Day | CAISO | 1-in-2 | 2026 | 24 | 320.4567 | 334.1109 | 8.3044 | 45.5444 | 0
| Zone | Remainder of System | 3 | Average Weekday | CAISO | 1-in-2 | 2026 | 1 | 271.316 | 283.1601 | 8.4265 | 54.0244 | 0
| Zone | Remainder of System | 3 | Average Weekday | CAISO | 1-in-2 | 2026 | 2 | 265.9527 | 273.6376 | 8.3778 | 53.0154 | 0
| Zone | Remainder of System | 3 | Average Weekday | CAISO | 1-in-2 | 2026 | 3 | 425.061 | 436.2129 | 8.3706 | 52.1085 | 0
| Zone | Remainder of System | 3 | Average Weekday | CAISO | 1-in-2 | 2026 | 4 | 598.3795 | 615.2198 | 8.3533 | 51.3271 | 0
| Zone | Remainder of System | 3 | Average Weekday | CAISO | 1-in-2 | 2026 | 5 | 564.9597 | 584.3385 | 8.3471 | 50.5861 | 0
| Zone | Remainder of System | 3 | Average Weekday | CAISO | 1-in-2 | 2026 | 6 | 555.639 | 574.9893 | 8.3156 | 49.8821 | 0
| Zone | Remainder of System | 3 | Average Weekday | CAISO | 1-in-2 | 2026 | 7 | 559.7991 | 560.4911 | 8.3005 | 49.399 | 0
| Zone | Remainder of System | 3 | Average Weekday | CAISO | 1-in-2 | 2026 | 8 | 537.8873 | 548.2358 | 8.4547 | 49.1477 | 0
| Zone | Remainder of System | 3 | Average Weekday | CAISO | 1-in-2 | 2026 | 9 | 522.6959 | 562.5356 | 8.6454 | 50.1844 | 0
| Zone | Remainder of System | 3 | Average Weekday | CAISO | 1-in-2 | 2026 | 10 | 503.5425 | 526.1902 | 8.5125 | 53.2277 | 0
| Zone | Remainder of System | 3 | Average Weekday | CAISO | 1-in-2 | 2026 | 11 | 471.4122 | 487.9147 | 8.5913 | 56.8354 | 0
| Zone | Remainder of System | 3 | Average Weekday | CAISO | 1-in-2 | 2026 | 12 | 471.1408 | 483.239 | 8.6806 | 60.1749 | 0
| Zone | Remainder of System | 3 | Average Weekday | CAISO | 1-in-2 | 2026 | 13 | 377.8392 | 388.6881 | 8.7555 | 62.8043 | 0
| Zone | Remainder of System | 3 | Average Weekday | CAISO | 1-in-2 | 2026 | 14 | 353.1331 | 360.7599 | 8.7056 | 64.6602 | 0
| Zone | Remainder of System | 3 | Average Weekday | CAISO | 1-in-2 | 2026 | 15 | 306.3029 | 313.3091 | 8.5391 | 65.8561 | 0
| Zone | Remainder of System | 3 | Average Weekday | CAISO | 1-in-2 | 2026 | 16 | 272.8311 | 275.7156 | 8.3221 | 66.5387 | 0
| Zone | Remainder of System | 3 | Average Weekday | CAISO | 1-in-2 | 2026 | 17 | 274.2976 | 280.036 | 8.175 | 66.6098 | 0
| Zone | Remainder of System | 3 | Average Weekday | CAISO | 1-in-2 | 2026 | 18 | 247.5343 | 253.9195 | 8.1895 | 65.845 | 0
| Zone | Remainder of System | 3 | Average Weekday | CAISO | 1-in-2 | 2026 | 19 | 262.2334 | 268.8827 | 8.4711 | 64.2052 | 0
| Zone | Remainder of System | 3 | Average Weekday | CAISO | 1-in-2 | 2026 | 20 | 248.6512 | 251.8589 | 8.3674 | 61.7132 | 0
| Zone | Remainder of System | 3 | Average Weekday | CAISO | 1-in-2 | 2026 | 21 | 220.9293 | 225.9288 | 8.0436 | 59.1399 | 0
| Zone | Remainder of System | 3 | Average Weekday | CAISO | 1-in-2 | 2026 | 22 | 419.2287 | 437.5684 | 8.28 | 57.4121 | 0
| Zone | Remainder of System | 3 | Average Weekday | CAISO | 1-in-2 | 2026 | 23 | 409.3244 | 430.7693 | 8.3816 | 56.1046 | 0
| Zone | Remainder of System | 3 | Average Weekday | CAISO | 1-in-2 | 2026 | 24 | 352.0407 | 377.0649 | 8.4718 | 54.9793 | 0
| Zone | Remainder of System | 3 | Monthly System Peak Day | CAISO | 1-in-2 | 2026 | 1 | 271.316 | 283.1601 | 8.4265 | 56.9603 | 0
| Zone | Remainder of System | 3 | Monthly System Peak Day | CAISO | 1-in-2 | 2026 | 2 | 265.9527 | 273.6376 | 8.3778 | 55.7974 | 0
| Zone | Remainder of System | 3 | Monthly System Peak Day | CAISO | 1-in-2 | 2026 | 3 | 425.061 | 436.2129 | 8.3706 | 54.1445 | 0
| Zone | Remainder of System | 3 | Monthly System Peak Day | CAISO | 1-in-2 | 2026 | 4 | 598.3795 | 615.2198 | 8.3533 | 53.2971 | 0
| Zone | Remainder of System | 3 | Monthly System Peak Day | CAISO | 1-in-2 | 2026 | 5 | 564.9597 | 584.3385 | 8.3471 | 52.3144 | 0
| Zone | Remainder of System | 3 | Monthly System Peak Day | CAISO | 1-in-2 | 2026 | 6 | 555.639 | 574.9893 | 8.3156 | 51.3896 | 0
| Zone | Remainder of System | 3 | Monthly System Peak Day | CAISO | 1-in-2 | 2026 | 7 | 559.7991 | 560.4911 | 8.3005 | 50.9162 | 0
| Zone | Remainder of System | 3 | Monthly System Peak Day | CAISO | 1-in-2 | 2026 | 8 | 537.8873 | 548.2358 | 8.4547 | 50.0641 | 0
| Zone | Remainder of System | 3 | Monthly System Peak Day | CAISO | 1-in-2 | 2026 | 9 | 522.6959 | 562.5356 | 8.6454 | 50.4442 | 0
| Zone | Remainder of System | 3 | Monthly System Peak Day | CAISO | 1-in-2 | 2026 | 10 | 503.5425 | 526.1902 | 8.5125 | 53.4591 | 0
| Zone | Remainder of System | 3 | Monthly System Peak Day | CAISO | 1-in-2 | 2026 | 11 | 471.4122 | 487.9147 | 8.5913 | 58.2081 | 0
| Zone | Remainder of System | 3 | Monthly System Peak Day | CAISO | 1-in-2 | 2026 | 12 | 471.1408 | 483.239 | 8.6806 | 62.4932 | 0
| Zone | Remainder of System | 3 | Monthly System Peak Day | CAISO | 1-in-2 | 2026 | 13 | 377.8392 | 388.6881 | 8.7555 | 65.7865 | 0
| Zone | Remainder of System | 3 | Monthly System Peak Day | CAISO | 1-in-2 | 2026 | 14 | 353.1331 | 360.7599 | 8.7056 | 67.6177 | 0
| Zone | Remainder of System | 3 | Monthly System Peak Day | CAISO | 1-in-2 | 2026 | 15 | 306.3029 | 313.3091 | 8.5391 | 68.7829 | 0
| Zone | Remainder of System | 3 | Monthly System Peak Day | CAISO | 1-in-2 | 2026 | 16 | 272.8311 | 275.7156 | 8.3221 | 69.7518 | 0
| Zone | Remainder of System | 3 | Monthly System Peak Day | CAISO | 1-in-2 | 2026 | 17 | 274.2976 | 280.036 | 8.175 | 70.2778 | 0
| Zone | Remainder of System | 3 | Monthly System Peak Day | CAISO | 1-in-2 | 2026 | 18 | 247.5343 | 253.9195 | 8.1895 | 69.7317 | 0
| Zone | Remainder of System | 3 | Monthly System Peak Day | CAISO | 1-in-2 | 2026 | 19 | 262.2334 | 268.8827 | 8.4711 | 68.0419 | 0
| Zone | Remainder of System | 3 | Monthly System Peak Day | CAISO | 1-in-2 | 2026 | 20 | 248.6512 | 251.8589 | 8.3674 | 65.005 | 0
| Zone | Remainder of System | 3 | Monthly System Peak Day | CAISO | 1-in-2 | 2026 | 21 | 220.9293 | 225.9288 | 8.0436 | 62.0225 | 0
| Zone | Remainder of System | 3 | Monthly System Peak Day | CAISO | 1-in-2 | 2026 | 22 | 419.2287 | 437.5684 | 8.28 | 60.067 | 0
| Zone | Remainder of System | 3 | Monthly System Peak Day | CAISO | 1-in-2 | 2026 | 23 | 409.3244 | 430.7693 | 8.3816 | 58.747 | 0
| Zone | Remainder of System | 3 | Monthly System Peak Day | CAISO | 1-in-2 | 2026 | 24 | 352.0407 | 377.0649 | 8.4718 | 57.434 | 0
| Zone | Remainder of System | 4 | Average Weekday | CAISO | 1-in-2 | 2026 | 1 | 269.4776 | 280.69 | 8.4431 | 56.7365 | 0
| Zone | Remainder of System | 4 | Average Weekday | CAISO | 1-in-2 | 2026 | 2 | 267.7608 | 276.3505 | 8.395 | 55.8532 | 0
| Zone | Remainder of System | 4 | Average Weekday | CAISO | 1-in-2 | 2026 | 3 | 426.8769 | 438.6907 | 8.3878 | 55.0258 | 0
| Zone | Remainder of System | 4 | Average Weekday | CAISO | 1-in-2 | 2026 | 4 | 595.0709 | 611.8923 | 8.3708 | 54.3534 | 0
| Zone | Remainder of System | 4 | Average Weekday | CAISO | 1-in-2 | 2026 | 5 | 550.0652 | 568.241 | 8.3644 | 53.7644 | 0
| Zone | Remainder of System | 4 | Average Weekday | CAISO | 1-in-2 | 2026 | 6 | 545.7622 | 564.2096 | 8.3326 | 53.2815 | 0
| Zone | Remainder of System | 4 | Average Weekday | CAISO | 1-in-2 | 2026 | 7 | 549.2583 | 550.4193 | 8.3164 | 52.8216 | 0
| Zone | Remainder of System | 4 | Average Weekday | CAISO | 1-in-2 | 2026 | 8 | 533.7425 | 541.1823 | 8.4699 | 52.6788 | 0
| Zone | Remainder of System | 4 | Average Weekday | CAISO | 1-in-2 | 2026 | 9 | 504.8108 | 543.2308 | 8.6591 | 54.2211 | 0
| Zone | Remainder of System | 4 | Average Weekday | CAISO | 1-in-2 | 2026 | 10 | 486.5134 | 509.6232 | 8.5275 | 57.0764 | 0
| Zone | Remainder of System | 4 | Average Weekday | CAISO | 1-in-2 | 2026 | 11 | 460.2195 | 474.4148 | 8.6047 | 60.136 | 0
| Zone | Remainder of System | 4 | Average Weekday | CAISO | 1-in-2 | 2026 | 12 | 459.6942 | 471.7938 | 8.6921 | 63.031 | 0
| Zone | Remainder of System | 4 | Average Weekday | CAISO | 1-in-2 | 2026 | 13 | 375.8416 | 386.6225 | 8.7659 | 65.4726 | 0
| Zone | Remainder of System | 4 | Average Weekday | CAISO | 1-in-2 | 2026 | 14 | 346.6649 | 354.2809 | 8.7172 | 67.3555 | 0
| Zone | Remainder of System | 4 | Average Weekday | CAISO | 1-in-2 | 2026 | 15 | 293.916 | 301.2095 | 8.5524 | 68.6662 | 0
| Zone | Remainder of System | 4 | Average Weekday | CAISO | 1-in-2 | 2026 | 16 | 261.795 | 264.7889 | 8.3379 | 69.2704 | 0
| Zone | Remainder of System | 4 | Average Weekday | CAISO | 1-in-2 | 2026 | 17 | 260.6229 | 264.9951 | 8.2081 | 69.3555 | 0
| Zone | Remainder of System | 4 | Average Weekday | CAISO | 1-in-2 | 2026 | 18 | 224.7622 | 230.3761 | 8.2202 | 68.6446 | 0
| Zone | Remainder of System | 4 | Average Weekday | CAISO | 1-in-2 | 2026 | 19 | 230.4176 | 237.0997 | 8.4713 | 67.2712 | 0
| Zone | Remainder of System | 4 | Average Weekday | CAISO | 1-in-2 | 2026 | 20 | 222.7077 | 226.0612 | 8.3675 | 64.9503 | 0
| Zone | Remainder of System | 4 | Average Weekday | CAISO | 1-in-2 | 2026 | 21 | 223.9314 | 229.1754 | 8.0589 | 61.9895 | 0
| Zone | Remainder of System | 4 | Average Weekday | CAISO | 1-in-2 | 2026 | 22 | 409.4457 | 427.4267 | 8.2922 | 59.9101 | 0
| Zone | Remainder of System | 4 | Average Weekday | CAISO | 1-in-2 | 2026 | 23 | 403.7981 | 424.787 | 8.3981 | 58.5285 | 0
| Zone | Remainder of System | 4 | Average Weekday | CAISO | 1-in-2 | 2026 | 24 | 346.416 | 370.5596 | 8.4878 | 57.4672 | 0
| Zone | Remainder of System | 4 | Monthly System Peak Day | CAISO | 1-in-2 | 2026 | 1 | 269.4776 | 280.69 | 8.4431 | 62.08 | 0
| Zone | Remainder of System | 4 | Monthly System Peak Day | CAISO | 1-in-2 | 2026 | 2 | 267.7608 | 276.3505 | 8.395 | 60.7156 | 0
| Zone | Remainder of System | 4 | Monthly System Peak Day | CAISO | 1-in-2 | 2026 | 3 | 426.8769 | 438.6907 | 8.3878 | 59.7607 | 0
| Zone | Remainder of System | 4 | Monthly System Peak Day | CAISO | 1-in-2 | 2026 | 4 | 595.0709 | 611.8923 | 8.3708 | 58.8607 | 0
| Zone | Remainder of System | 4 | Monthly System Peak Day | CAISO | 1-in-2 | 2026 | 5 | 550.0652 | 568.241 | 8.3644 | 57.7303 | 0
| Zone | Remainder of System | 4 | Monthly System Peak Day | CAISO | 1-in-2 | 2026 | 6 | 545.7622 | 564.2096 | 8.3326 | 56.8679 | 0
| Zone | Remainder of System | 4 | Monthly System Peak Day | CAISO | 1-in-2 | 2026 | 7 | 549.2583 | 550.4193 | 8.3164 | 56.0597 | 0
| Zone | Remainder of System | 4 | Monthly System Peak Day | CAISO | 1-in-2 | 2026 | 8 | 533.7425 | 541.1823 | 8.4699 | 55.6808 | 0
| Zone | Remainder of System | 4 | Monthly System Peak Day | CAISO | 1-in-2 | 2026 | 9 | 504.8108 | 543.2308 | 8.6591 | 57.449 | 0
| Zone | Remainder of System | 4 | Monthly System Peak Day | CAISO | 1-in-2 | 2026 | 10 | 486.5134 | 509.6232 | 8.5275 | 61.5881 | 0
| Zone | Remainder of System | 4 | Monthly System Peak Day | CAISO | 1-in-2 | 2026 | 11 | 460.2195 | 474.4148 | 8.6047 | 66.9769 | 0
| Zone | Remainder of System | 4 | Monthly System Peak Day | CAISO | 1-in-2 | 2026 | 12 | 459.6942 | 471.7938 | 8.6921 | 72.106 | 0
| Zone | Remainder of System | 4 | Monthly System Peak Day | CAISO | 1-in-2 | 2026 | 13 | 375.8416 | 386.6225 | 8.7659 | 76.1771 | 0
| Zone | Remainder of System | 4 | Monthly System Peak Day | CAISO | 1-in-2 | 2026 | 14 | 346.6649 | 354.2809 | 8.7172 | 79.0859 | 0
| Zone | Remainder of System | 4 | Monthly System Peak Day | CAISO | 1-in-2 | 2026 | 15 | 293.916 | 301.2095 | 8.5524 | 80.9147 | 0
| Zone | Remainder of System | 4 | Monthly System Peak Day | CAISO | 1-in-2 | 2026 | 16 | 261.795 | 264.7889 | 8.3379 | 81.4535 | 0
| Zone | Remainder of System | 4 | Monthly System Peak Day | CAISO | 1-in-2 | 2026 | 17 | 260.6229 | 264.9951 | 8.2081 | 81.2189 | 0
| Zone | Remainder of System | 4 | Monthly System Peak Day | CAISO | 1-in-2 | 2026 | 18 | 224.7622 | 230.3761 | 8.2202 | 80.2419 | 0
| Zone | Remainder of System | 4 | Monthly System Peak Day | CAISO | 1-in-2 | 2026 | 19 | 230.4176 | 237.0997 | 8.4713 | 79.0493 | 0
| Zone | Remainder of System | 4 | Monthly System Peak Day | CAISO | 1-in-2 | 2026 | 20 | 222.7077 | 226.0612 | 8.3675 | 76.3662 | 0
| Zone | Remainder of System | 4 | Monthly System Peak Day | CAISO | 1-in-2 | 2026 | 21 | 223.9314 | 229.1754 | 8.0589 | 72.022 | 0
| Zone | Remainder of System | 4 | Monthly System Peak Day | CAISO | 1-in-2 | 2026 | 22 | 409.4457 | 427.4267 | 8.2922 | 68.2917 | 0
| Zone | Remainder of System | 4 | Monthly System Peak Day | CAISO | 1-in-2 | 2026 | 23 | 403.7981 | 424.787 | 8.3981 | 65.3696 | 0
| Zone | Remainder of System | 4 | Monthly System Peak Day | CAISO | 1-in-2 | 2026 | 24 | 346.416 | 370.5596 | 8.4878 | 63.3596 | 0
| Zone | Remainder of System | 5 | Average Weekday | CAISO | 1-in-2 | 2026 | 1 | 282.5864 | 293.9275 | 8.4749 | 59.7443 | 0
| Zone | Remainder of System | 5 | Average Weekday | CAISO | 1-in-2 | 2026 | 2 | 283.1674 | 290.8769 | 8.4279 | 59.0711 | 0
| Zone | Remainder of System | 5 | Average Weekday | CAISO | 1-in-2 | 2026 | 3 | 442.9596 | 455.9753 | 8.4208 | 58.4673 | 0
| Zone | Remainder of System | 5 | Average Weekday | CAISO | 1-in-2 | 2026 | 4 | 606.1346 | 624.1281 | 8.4039 | 57.9163 | 0
| Zone | Remainder of System | 5 | Average Weekday | CAISO | 1-in-2 | 2026 | 5 | 567.0814 | 586.1107 | 8.397 | 57.4537 | 0
| Zone | Remainder of System | 5 | Average Weekday | CAISO | 1-in-2 | 2026 | 6 | 553.0821 | 573.4581 | 8.3642 | 57.0042 | 0
| Zone | Remainder of System | 5 | Average Weekday | CAISO | 1-in-2 | 2026 | 7 | 547.0376 | 548.2599 | 8.3462 | 56.5906 | 0
| Zone | Remainder of System | 5 | Average Weekday | CAISO | 1-in-2 | 2026 | 8 | 544.3823 | 555.5518 | 8.4992 | 56.9009 | 0
| Zone | Remainder of System | 5 | Average Weekday | CAISO | 1-in-2 | 2026 | 9 | 511.7854 | 547.7637 | 8.6864 | 58.6635 | 0
| Zone | Remainder of System | 5 | Average Weekday | CAISO | 1-in-2 | 2026 | 10 | 501.89 | 525.1219 | 8.5571 | 61.0024 | 0
| Zone | Remainder of System | 5 | Average Weekday | CAISO | 1-in-2 | 2026 | 11 | 481.6102 | 496.3973 | 8.631 | 63.674 | 0
| Zone | Remainder of System | 5 | Average Weekday | CAISO | 1-in-2 | 2026 | 12 | 474.8105 | 486.5063 | 8.7148 | 66.1969 | 0
| Zone | Remainder of System | 5 | Average Weekday | CAISO | 1-in-2 | 2026 | 13 | 384.3631 | 395.5673 | 8.7865 | 68.4385 | 0
| Zone | Remainder of System | 5 | Average Weekday | CAISO | 1-in-2 | 2026 | 14 | 361.5076 | 369.2257 | 8.7399 | 70.1752 | 0
| Zone | Remainder of System | 5 | Average Weekday | CAISO | 1-in-2 | 2026 | 15 | 318.3169 | 325.4191 | 8.5787 | 71.341 | 0
| Zone | Remainder of System | 5 | Average Weekday | CAISO | 1-in-2 | 2026 | 16 | 277.0403 | 279.8839 | 8.368 | 71.901 | 0
| Zone | Remainder of System | 5 | Average Weekday | CAISO | 1-in-2 | 2026 | 17 | 265.2599 | 270.7428 | 8.238 | 71.8083 | 0
| Zone | Remainder of System | 5 | Average Weekday | CAISO | 1-in-2 | 2026 | 18 | 238.9681 | 244.9252 | 8.2469 | 71.1675 | 0
| Zone | Remainder of System | 5 | Average Weekday | CAISO | 1-in-2 | 2026 | 19 | 248.1746 | 255.0505 | 8.4694 | 69.8052 | 0
| Zone | Remainder of System | 5 | Average Weekday | CAISO | 1-in-2 | 2026 | 20 | 235.7605 | 239.1145 | 8.3671 | 67.6863 | 0
| Zone | Remainder of System | 5 | Average Weekday | CAISO | 1-in-2 | 2026 | 21 | 240.8458 | 246.2158 | 8.0608 | 64.9519 | 0
| Zone | Remainder of System | 5 | Average Weekday | CAISO | 1-in-2 | 2026 | 22 | 429.8065 | 448.0728 | 8.3188 | 62.6968 | 0
| Zone | Remainder of System | 5 | Average Weekday | CAISO | 1-in-2 | 2026 | 23 | 429.9751 | 451.6591 | 8.4282 | 61.385 | 0
| Zone | Remainder of System | 5 | Average Weekday | CAISO | 1-in-2 | 2026 | 24 | 368.4798 | 393.4385 | 8.5183 | 60.3901 | 0
| Zone | Remainder of System | 5 | Monthly System Peak Day | CAISO | 1-in-2 | 2026 | 1 | 282.5864 | 293.9275 | 8.4749 | 65.9416 | 0
| Zone | Remainder of System | 5 | Monthly System Peak Day | CAISO | 1-in-2 | 2026 | 2 | 283.1674 | 290.8769 | 8.4279 | 64.3504 | 0
| Zone | Remainder of System | 5 | Monthly System Peak Day | CAISO | 1-in-2 | 2026 | 3 | 442.9596 | 455.9753 | 8.4208 | 62.958 | 0
| Zone | Remainder of System | 5 | Monthly System Peak Day | CAISO | 1-in-2 | 2026 | 4 | 606.1346 | 624.1281 | 8.4039 | 61.4581 | 0
| Zone | Remainder of System | 5 | Monthly System Peak Day | CAISO | 1-in-2 | 2026 | 5 | 567.0814 | 586.1107 | 8.397 | 60.1746 | 0
| Zone | Remainder of System | 5 | Monthly System Peak Day | CAISO | 1-in-2 | 2026 | 6 | 553.0821 | 573.4581 | 8.3642 | 59.4602 | 0
| Zone | Remainder of System | 5 | Monthly System Peak Day | CAISO | 1-in-2 | 2026 | 7 | 547.0376 | 548.2599 | 8.3462 | 59.1397 | 0
| Zone | Remainder of System | 5 | Monthly System Peak Day | CAISO | 1-in-2 | 2026 | 8 | 544.3823 | 555.5518 | 8.4992 | 59.4891 | 0
| Zone | Remainder of System | 5 | Monthly System Peak Day | CAISO | 1-in-2 | 2026 | 9 | 511.7854 | 547.7637 | 8.6864 | 61.7404 | 0
| Zone | Remainder of System | 5 | Monthly System Peak Day | CAISO | 1-in-2 | 2026 | 10 | 501.89 | 525.1219 | 8.5571 | 66.3017 | 0
| Zone | Remainder of System | 5 | Monthly System Peak Day | CAISO | 1-in-2 | 2026 | 11 | 481.6102 | 496.3973 | 8.631 | 71.7468 | 0
| Zone | Remainder of System | 5 | Monthly System Peak Day | CAISO | 1-in-2 | 2026 | 12 | 474.8105 | 486.5063 | 8.7148 | 76.4342 | 0
| Zone | Remainder of System | 5 | Monthly System Peak Day | CAISO | 1-in-2 | 2026 | 13 | 384.3631 | 395.5673 | 8.7865 | 79.7976 | 0
| Zone | Remainder of System | 5 | Monthly System Peak Day | CAISO | 1-in-2 | 2026 | 14 | 361.5076 | 369.2257 | 8.7399 | 81.949 | 0
| Zone | Remainder of System | 5 | Monthly System Peak Day | CAISO | 1-in-2 | 2026 | 15 | 318.3169 | 325.4191 | 8.5787 | 82.9769 | 0
| Zone | Remainder of System | 5 | Monthly System Peak Day | CAISO | 1-in-2 | 2026 | 16 | 277.0403 | 279.8839 | 8.368 | 83.3815 | 0
| Zone | Remainder of System | 5 | Monthly System Peak Day | CAISO | 1-in-2 | 2026 | 17 | 265.2599 | 270.7428 | 8.238 | 83.2329 | 0
| Zone | Remainder of System | 5 | Monthly System Peak Day | CAISO | 1-in-2 | 2026 | 18 | 238.9681 | 244.9252 | 8.2469 | 81.6257 | 0
| Zone | Remainder of System | 5 | Monthly System Peak Day | CAISO | 1-in-2 | 2026 | 19 | 248.1746 | 255.0505 | 8.4694 | 79.3771 | 0
| Zone | Remainder of System | 5 | Monthly System Peak Day | CAISO | 1-in-2 | 2026 | 20 | 235.7605 | 239.1145 | 8.3671 | 76.33 | 0
| Zone | Remainder of System | 5 | Monthly System Peak Day | CAISO | 1-in-2 | 2026 | 21 | 240.8458 | 246.2158 | 8.0608 | 72.094 | 0
| Zone | Remainder of System | 5 | Monthly System Peak Day | CAISO | 1-in-2 | 2026 | 22 | 429.8065 | 448.0728 | 8.3188 | 68.7355 | 0
| Zone | Remainder of System | 5 | Monthly System Peak Day | CAISO | 1-in-2 | 2026 | 23 | 429.9751 | 451.6591 | 8.4282 | 66.6746 | 0
| Zone | Remainder of System | 5 | Monthly System Peak Day | CAISO | 1-in-2 | 2026 | 24 | 368.4798 | 393.4385 | 8.5183 | 64.9491 | 0
| Zone | Remainder of System | 6 | Average Weekday | CAISO | 1-in-2 | 2026 | 1 | 272.7457 | 290.751 | 8.7054 | 63.1112 | 0
| Zone | Remainder of System | 6 | Average Weekday | CAISO | 1-in-2 | 2026 | 2 | 268.9929 | 286.467 | 8.6768 | 62.1452 | 0
| Zone | Remainder of System | 6 | Average Weekday | CAISO | 1-in-2 | 2026 | 3 | 419.1529 | 452.7569 | 8.6692 | 61.3041 | 0
| Zone | Remainder of System | 6 | Average Weekday | CAISO | 1-in-2 | 2026 | 4 | 574.4727 | 619.6321 | 8.6642 | 60.6018 | 0
| Zone | Remainder of System | 6 | Average Weekday | CAISO | 1-in-2 | 2026 | 5 | 530.1709 | 578.5441 | 8.6798 | 60.0304 | 0
| Zone | Remainder of System | 6 | Average Weekday | CAISO | 1-in-2 | 2026 | 6 | 535.5639 | 588.7075 | 8.7094 | 59.4565 | 0
| Zone | Remainder of System | 6 | Average Weekday | CAISO | 1-in-2 | 2026 | 7 | 545.0438 | 574.5421 | 8.9808 | 58.9785 | 0
| Zone | Remainder of System | 6 | Average Weekday | CAISO | 1-in-2 | 2026 | 8 | 536.9575 | 571.7144 | 8.6767 | 59.7299 | 0
| Zone | Remainder of System | 6 | Average Weekday | CAISO | 1-in-2 | 2026 | 9 | 538.7562 | 556.0652 | 8.7362 | 62.174 | 0
| Zone | Remainder of System | 6 | Average Weekday | CAISO | 1-in-2 | 2026 | 10 | 523.9635 | 531.3054 | 8.935 | 65.2314 | 0
| Zone | Remainder of System | 6 | Average Weekday | CAISO | 1-in-2 | 2026 | 11 | 486.6989 | 489.3175 | 8.9792 | 68.4714 | 0
| Zone | Remainder of System | 6 | Average Weekday | CAISO | 1-in-2 | 2026 | 12 | 479.7966 | 491.1195 | 8.9119 | 71.628 | 0
| Zone | Remainder of System | 6 | Average Weekday | CAISO | 1-in-2 | 2026 | 13 | 388.892 | 419.6766 | 8.999 | 74.2421 | 0
| Zone | Remainder of System | 6 | Average Weekday | CAISO | 1-in-2 | 2026 | 14 | 362.1248 | 384.7412 | 8.9572 | 76.363 | 0
| Zone | Remainder of System | 6 | Average Weekday | CAISO | 1-in-2 | 2026 | 15 | 301.2282 | 319.9415 | 9.1368 | 77.827 | 0
| Zone | Remainder of System | 6 | Average Weekday | CAISO | 1-in-2 | 2026 | 16 | 264.3535 | 274.7877 | 9.4431 | 78.4645 | 0
| Zone | Remainder of System | 6 | Average Weekday | CAISO | 1-in-2 | 2026 | 17 | 260.8016 | 267.0002 | 9.8932 | 78.5503 | 0
| Zone | Remainder of System | 6 | Average Weekday | CAISO | 1-in-2 | 2026 | 18 | 226.1721 | 240.3387 | 9.5954 | 77.7222 | 0
| Zone | Remainder of System | 6 | Average Weekday | CAISO | 1-in-2 | 2026 | 19 | 218.0441 | 229.2787 | 14.884 | 76.2164 | 0
| Zone | Remainder of System | 6 | Average Weekday | CAISO | 1-in-2 | 2026 | 20 | 199.6687 | 206.3065 | 8.5295 | 74.0276 | 0
| Zone | Remainder of System | 6 | Average Weekday | CAISO | 1-in-2 | 2026 | 21 | 219.0609 | 225.4994 | 8.9742 | 70.9789 | 0
| Zone | Remainder of System | 6 | Average Weekday | CAISO | 1-in-2 | 2026 | 22 | 386.4331 | 429.7483 | 8.5383 | 67.784 | 0
| Zone | Remainder of System | 6 | Average Weekday | CAISO | 1-in-2 | 2026 | 23 | 408.8917 | 454.1773 | 8.623 | 65.8352 | 0
| Zone | Remainder of System | 6 | Average Weekday | CAISO | 1-in-2 | 2026 | 24 | 377.2127 | 412.1457 | 8.653 | 64.4629 | 0
| Zone | Remainder of System | 6 | Monthly System Peak Day | CAISO | 1-in-2 | 2026 | 1 | 272.7457 | 290.0422 | 8.322 | 65.2895 | 0
| Zone | Remainder of System | 6 | Monthly System Peak Day | CAISO | 1-in-2 | 2026 | 2 | 268.9929 | 283.1831 | 8.3316 | 64.5317 | 0
| Zone | Remainder of System | 6 | Monthly System Peak Day | CAISO | 1-in-2 | 2026 | 3 | 419.1529 | 440.196 | 8.3333 | 63.7888 | 0
| Zone | Remainder of System | 6 | Monthly System Peak Day | CAISO | 1-in-2 | 2026 | 4 | 574.4727 | 593.5096 | 8.3358 | 62.9638 | 0
| Zone | Remainder of System | 6 | Monthly System Peak Day | CAISO | 1-in-2 | 2026 | 5 | 530.1709 | 557.6025 | 8.3346 | 62.0477 | 0
| Zone | Remainder of System | 6 | Monthly System Peak Day | CAISO | 1-in-2 | 2026 | 6 | 535.5639 | 565.4111 | 8.3363 | 60.8109 | 0
| Zone | Remainder of System | 6 | Monthly System Peak Day | CAISO | 1-in-2 | 2026 | 7 | 545.0438 | 543.0873 | 8.3782 | 60.1144 | 0
| Zone | Remainder of System | 6 | Monthly System Peak Day | CAISO | 1-in-2 | 2026 | 8 | 536.9575 | 550.571 | 8.2553 | 60.8839 | 0
| Zone | Remainder of System | 6 | Monthly System Peak Day | CAISO | 1-in-2 | 2026 | 9 | 538.7562 | 565.0538 | 8.2467 | 64.0861 | 0
| Zone | Remainder of System | 6 | Monthly System Peak Day | CAISO | 1-in-2 | 2026 | 10 | 523.9635 | 540.2513 | 8.3286 | 67.6713 | 0
| Zone | Remainder of System | 6 | Monthly System Peak Day | CAISO | 1-in-2 | 2026 | 11 | 486.6989 | 501.3858 | 8.3126 | 71.258 | 0
| Zone | Remainder of System | 6 | Monthly System Peak Day | CAISO | 1-in-2 | 2026 | 12 | 479.7966 | 497.9174 | 8.2713 | 75.0038 | 0
| Zone | Remainder of System | 6 | Monthly System Peak Day | CAISO | 1-in-2 | 2026 | 13 | 388.892 | 414.0069 | 8.2765 | 78.5255 | 0
| Zone | Remainder of System | 6 | Monthly System Peak Day | CAISO | 1-in-2 | 2026 | 14 | 362.1248 | 383.3799 | 8.3021 | 81.1311 | 0
| Zone | Remainder of System | 6 | Monthly System Peak Day | CAISO | 1-in-2 | 2026 | 15 | 301.2282 | 320.9642 | 8.4124 | 83.4287 | 0
| Zone | Remainder of System | 6 | Monthly System Peak Day | CAISO | 1-in-2 | 2026 | 16 | 264.3535 | 271.307 | 8.5407 | 84.2761 | 0
| Zone | Remainder of System | 6 | Monthly System Peak Day | CAISO | 1-in-2 | 2026 | 17 | 260.8016 | 268.4317 | 9.3911 | 84.0626 | 0
| Zone | Remainder of System | 6 | Monthly System Peak Day | CAISO | 1-in-2 | 2026 | 18 | 226.1721 | 244.1528 | 9.2878 | 83.0593 | 0
| Zone | Remainder of System | 6 | Monthly System Peak Day | CAISO | 1-in-2 | 2026 | 19 | 218.0441 | 240.4226 | 10.1854 | 81.2172 | 0
| Zone | Remainder of System | 6 | Monthly System Peak Day | CAISO | 1-in-2 | 2026 | 20 | 199.6687 | 213.303 | 8.4463 | 78.5937 | 0
| Zone | Remainder of System | 6 | Monthly System Peak Day | CAISO | 1-in-2 | 2026 | 21 | 219.0609 | 239.0109 | 9.0753 | 74.8448 | 0
| Zone | Remainder of System | 6 | Monthly System Peak Day | CAISO | 1-in-2 | 2026 | 22 | 386.4331 | 413.8659 | 8.3434 | 70.7275 | 0
| Zone | Remainder of System | 6 | Monthly System Peak Day | CAISO | 1-in-2 | 2026 | 23 | 408.8917 | 441.139 | 8.3298 | 68.2082 | 0
| Zone | Remainder of System | 6 | Monthly System Peak Day | CAISO | 1-in-2 | 2026 | 24 | 377.2127 | 406.8423 | 8.294 | 66.809 | 0
| Zone | Remainder of System | 7 | Average Weekday | CAISO | 1-in-2 | 2026 | 1 | 265.0926 | 282.192 | 8.8606 | 68.08 | 0
| Zone | Remainder of System | 7 | Average Weekday | CAISO | 1-in-2 | 2026 | 2 | 262.8775 | 274.2467 | 8.872 | 67.3516 | 0
| Zone | Remainder of System | 7 | Average Weekday | CAISO | 1-in-2 | 2026 | 3 | 405.1624 | 425.6166 | 8.874 | 66.697 | 0
| Zone | Remainder of System | 7 | Average Weekday | CAISO | 1-in-2 | 2026 | 4 | 558.892 | 580.5521 | 8.8765 | 66.1335 | 0
| Zone | Remainder of System | 7 | Average Weekday | CAISO | 1-in-2 | 2026 | 5 | 514.737 | 540.2512 | 8.8746 | 65.6106 | 0
| Zone | Remainder of System | 7 | Average Weekday | CAISO | 1-in-2 | 2026 | 6 | 515.0802 | 542.5812 | 8.8731 | 65.1256 | 0
| Zone | Remainder of System | 7 | Average Weekday | CAISO | 1-in-2 | 2026 | 7 | 523.6625 | 522.5502 | 8.8553 | 64.7652 | 0
| Zone | Remainder of System | 7 | Average Weekday | CAISO | 1-in-2 | 2026 | 8 | 514.4814 | 529.9218 | 8.799 | 65.1789 | 0
| Zone | Remainder of System | 7 | Average Weekday | CAISO | 1-in-2 | 2026 | 9 | 503.6483 | 531.7089 | 8.7859 | 67.2839 | 0
| Zone | Remainder of System | 7 | Average Weekday | CAISO | 1-in-2 | 2026 | 10 | 489.3025 | 505.483 | 8.8265 | 70.1065 | 0
| Zone | Remainder of System | 7 | Average Weekday | CAISO | 1-in-2 | 2026 | 11 | 458.8329 | 474.0865 | 8.8107 | 73.2348 | 0
| Zone | Remainder of System | 7 | Average Weekday | CAISO | 1-in-2 | 2026 | 12 | 452.3446 | 472.4725 | 8.7965 | 76.4308 | 0
| Zone | Remainder of System | 7 | Average Weekday | CAISO | 1-in-2 | 2026 | 13 | 362.4717 | 387.2271 | 8.79 | 79.0108 | 0
| Zone | Remainder of System | 7 | Average Weekday | CAISO | 1-in-2 | 2026 | 14 | 335.6891 | 357.2573 | 8.8139 | 81.0239 | 0
| Zone | Remainder of System | 7 | Average Weekday | CAISO | 1-in-2 | 2026 | 15 | 283.6788 | 303.613 | 8.8682 | 82.3721 | 0
| Zone | Remainder of System | 7 | Average Weekday | CAISO | 1-in-2 | 2026 | 16 | 245.551 | 252.2333 | 8.9079 | 82.9063 | 0
| Zone | Remainder of System | 7 | Average Weekday | CAISO | 1-in-2 | 2026 | 17 | 247.0878 | 255.7357 | 9.845 | 82.877 | 0
| Zone | Remainder of System | 7 | Average Weekday | CAISO | 1-in-2 | 2026 | 18 | 217.7492 | 235.8831 | 9.7557 | 82.0052 | 0
| Zone | Remainder of System | 7 | Average Weekday | CAISO | 1-in-2 | 2026 | 19 | 213.9409 | 236.5816 | 9.5149 | 80.3719 | 0
| Zone | Remainder of System | 7 | Average Weekday | CAISO | 1-in-2 | 2026 | 20 | 202.5209 | 216.1565 | 9.1552 | 78.1158 | 0
| Zone | Remainder of System | 7 | Average Weekday | CAISO | 1-in-2 | 2026 | 21 | 220.3108 | 240.3123 | 9.2571 | 75.1175 | 0
| Zone | Remainder of System | 7 | Average Weekday | CAISO | 1-in-2 | 2026 | 22 | 385.1398 | 412.0843 | 8.8646 | 71.9882 | 0
| Zone | Remainder of System | 7 | Average Weekday | CAISO | 1-in-2 | 2026 | 23 | 401.6912 | 432.9009 | 8.8733 | 70.0845 | 0
| Zone | Remainder of System | 7 | Average Weekday | CAISO | 1-in-2 | 2026 | 24 | 361.5642 | 389.8736 | 8.8412 | 68.8469 | 0
| Zone | Remainder of System | 7 | Monthly System Peak Day | CAISO | 1-in-2 | 2026 | 1 | 265.0926 | 261.6824 | 8.9311 | 73.1955 | 0
| Zone | Remainder of System | 7 | Monthly System Peak Day | CAISO | 1-in-2 | 2026 | 2 | 262.8775 | 244.8416 | 8.9448 | 72.0249 | 0
| Zone | Remainder of System | 7 | Monthly System Peak Day | CAISO | 1-in-2 | 2026 | 3 | 405.1624 | 350.251 | 8.9484 | 71.091 | 0
| Zone | Remainder of System | 7 | Monthly System Peak Day | CAISO | 1-in-2 | 2026 | 4 | 558.892 | 460.7712 | 8.9473 | 70.2162 | 0
| Zone | Remainder of System | 7 | Monthly System Peak Day | CAISO | 1-in-2 | 2026 | 5 | 514.737 | 430.2954 | 8.9456 | 69.6015 | 0
| Zone | Remainder of System | 7 | Monthly System Peak Day | CAISO | 1-in-2 | 2026 | 6 | 515.0802 | 453.8727 | 8.944 | 69.0472 | 0
| Zone | Remainder of System | 7 | Monthly System Peak Day | CAISO | 1-in-2 | 2026 | 7 | 523.6625 | 444.1411 | 8.9514 | 68.4552 | 0
| Zone | Remainder of System | 7 | Monthly System Peak Day | CAISO | 1-in-2 | 2026 | 8 | 514.4814 | 459.0774 | 8.8819 | 68.8219 | 0
| Zone | Remainder of System | 7 | Monthly System Peak Day | CAISO | 1-in-2 | 2026 | 9 | 503.6483 | 485.5016 | 8.8625 | 71.8173 | 0
| Zone | Remainder of System | 7 | Monthly System Peak Day | CAISO | 1-in-2 | 2026 | 10 | 489.3025 | 458.0078 | 8.9043 | 75.7699 | 0
| Zone | Remainder of System | 7 | Monthly System Peak Day | CAISO | 1-in-2 | 2026 | 11 | 458.8329 | 428.1718 | 8.8717 | 79.9919 | 0
| Zone | Remainder of System | 7 | Monthly System Peak Day | CAISO | 1-in-2 | 2026 | 12 | 452.3446 | 426.5565 | 8.842 | 83.7897 | 0
| Zone | Remainder of System | 7 | Monthly System Peak Day | CAISO | 1-in-2 | 2026 | 13 | 362.4717 | 358.8954 | 8.832 | 86.8527 | 0
| Zone | Remainder of System | 7 | Monthly System Peak Day | CAISO | 1-in-2 | 2026 | 14 | 335.6891 | 336.0457 | 8.8623 | 88.9939 | 0
| Zone | Remainder of System | 7 | Monthly System Peak Day | CAISO | 1-in-2 | 2026 | 15 | 283.6788 | 290.8869 | 8.9486 | 90.4931 | 0
| Zone | Remainder of System | 7 | Monthly System Peak Day | CAISO | 1-in-2 | 2026 | 16 | 245.551 | 240.1764 | 9.0028 | 90.6156 | 0
| Zone | Remainder of System | 7 | Monthly System Peak Day | CAISO | 1-in-2 | 2026 | 17 | 247.0878 | 252.8238 | 9.9058 | 90.4844 | 0
| Zone | Remainder of System | 7 | Monthly System Peak Day | CAISO | 1-in-2 | 2026 | 18 | 217.7492 | 249.3345 | 9.934 | 88.756 | 0
| Zone | Remainder of System | 7 | Monthly System Peak Day | CAISO | 1-in-2 | 2026 | 19 | 213.9409 | 199.3004 | 9.0876 | 87.1895 | 0
| Zone | Remainder of System | 7 | Monthly System Peak Day | CAISO | 1-in-2 | 2026 | 20 | 202.5209 | 176.7579 | 8.9256 | 84.4147 | 0
| Zone | Remainder of System | 7 | Monthly System Peak Day | CAISO | 1-in-2 | 2026 | 21 | 220.3108 | 201.8038 | 10.4783 | 81.3972 | 0
| Zone | Remainder of System | 7 | Monthly System Peak Day | CAISO | 1-in-2 | 2026 | 22 | 385.1398 | 355.0184 | 9.0652 | 79.1916 | 0
| Zone | Remainder of System | 7 | Monthly System Peak Day | CAISO | 1-in-2 | 2026 | 23 | 401.6912 | 363.5453 | 8.9101 | 77.6472 | 0
| Zone | Remainder of System | 7 | Monthly System Peak Day | CAISO | 1-in-2 | 2026 | 24 | 361.5642 | 341.975 | 8.9024 | 76.3413 | 0
| Zone | Remainder of System | 8 | Average Weekday | CAISO | 1-in-2 | 2026 | 1 | 274.1717 | 295.8394 | 8.4247 | 68.1134 | 0
| Zone | Remainder of System | 8 | Average Weekday | CAISO | 1-in-2 | 2026 | 2 | 273.9953 | 290.3093 | 8.4385 | 67.1923 | 0
| Zone | Remainder of System | 8 | Average Weekday | CAISO | 1-in-2 | 2026 | 3 | 413.5199 | 433.4277 | 8.441 | 66.3666 | 0
| Zone | Remainder of System | 8 | Average Weekday | CAISO | 1-in-2 | 2026 | 4 | 570.3005 | 593.8845 | 8.4437 | 65.6033 | 0
| Zone | Remainder of System | 8 | Average Weekday | CAISO | 1-in-2 | 2026 | 5 | 522.3817 | 554.3902 | 8.4412 | 64.9066 | 0
| Zone | Remainder of System | 8 | Average Weekday | CAISO | 1-in-2 | 2026 | 6 | 527.1369 | 561.8353 | 8.439 | 64.3295 | 0
| Zone | Remainder of System | 8 | Average Weekday | CAISO | 1-in-2 | 2026 | 7 | 536.9087 | 537.0955 | 8.42 | 63.8791 | 0
| Zone | Remainder of System | 8 | Average Weekday | CAISO | 1-in-2 | 2026 | 8 | 527.6462 | 546.2914 | 8.3531 | 63.8355 | 0
| Zone | Remainder of System | 8 | Average Weekday | CAISO | 1-in-2 | 2026 | 9 | 511.1314 | 537.9827 | 8.3357 | 65.9972 | 0
| Zone | Remainder of System | 8 | Average Weekday | CAISO | 1-in-2 | 2026 | 10 | 499.303 | 515.9359 | 8.3852 | 69.4323 | 0
| Zone | Remainder of System | 8 | Average Weekday | CAISO | 1-in-2 | 2026 | 11 | 463.3934 | 479.043 | 8.3634 | 73.4127 | 0
| Zone | Remainder of System | 8 | Average Weekday | CAISO | 1-in-2 | 2026 | 12 | 453.4447 | 474.0451 | 8.3426 | 77.2854 | 0
| Zone | Remainder of System | 8 | Average Weekday | CAISO | 1-in-2 | 2026 | 13 | 373.1195 | 399.1824 | 8.3331 | 80.4135 | 0
| Zone | Remainder of System | 8 | Average Weekday | CAISO | 1-in-2 | 2026 | 14 | 343.2504 | 365.11 | 8.365 | 82.7527 | 0
| Zone | Remainder of System | 8 | Average Weekday | CAISO | 1-in-2 | 2026 | 15 | 291.6476 | 311.828 | 8.4336 | 84.1637 | 0
| Zone | Remainder of System | 8 | Average Weekday | CAISO | 1-in-2 | 2026 | 16 | 251.6212 | 258.6151 | 8.4819 | 84.6461 | 0
| Zone | Remainder of System | 8 | Average Weekday | CAISO | 1-in-2 | 2026 | 17 | 255.3684 | 261.6264 | 9.5608 | 84.5587 | 0
| Zone | Remainder of System | 8 | Average Weekday | CAISO | 1-in-2 | 2026 | 18 | 223.8454 | 241.483 | 9.4633 | 83.6467 | 0
| Zone | Remainder of System | 8 | Average Weekday | CAISO | 1-in-2 | 2026 | 19 | 218.6872 | 240.7338 | 8.978 | 81.9145 | 0
| Zone | Remainder of System | 8 | Average Weekday | CAISO | 1-in-2 | 2026 | 20 | 215.3727 | 228.61 | 8.6458 | 79.2555 | 0
| Zone | Remainder of System | 8 | Average Weekday | CAISO | 1-in-2 | 2026 | 21 | 230.0791 | 250.0889 | 8.8977 | 75.5248 | 0
| Zone | Remainder of System | 8 | Average Weekday | CAISO | 1-in-2 | 2026 | 22 | 388.0842 | 416.2568 | 8.435 | 72.4927 | 0
| Zone | Remainder of System | 8 | Average Weekday | CAISO | 1-in-2 | 2026 | 23 | 405.6291 | 439.3136 | 8.4355 | 70.5976 | 0
| Zone | Remainder of System | 8 | Average Weekday | CAISO | 1-in-2 | 2026 | 24 | 366.7862 | 398.2831 | 8.401 | 69.2749 | 0
| Zone | Remainder of System | 8 | Monthly System Peak Day | CAISO | 1-in-2 | 2026 | 1 | 274.1717 | 269.3575 | 7.4779 | 77.2145 | 0
| Zone | Remainder of System | 8 | Monthly System Peak Day | CAISO | 1-in-2 | 2026 | 2 | 273.9953 | 258.5345 | 7.4972 | 76.3125 | 0
| Zone | Remainder of System | 8 | Monthly System Peak Day | CAISO | 1-in-2 | 2026 | 3 | 413.5199 | 366.6378 | 7.5023 | 75.6019 | 0
| Zone | Remainder of System | 8 | Monthly System Peak Day | CAISO | 1-in-2 | 2026 | 4 | 570.3005 | 476.931 | 7.5014 | 74.8021 | 0
| Zone | Remainder of System | 8 | Monthly System Peak Day | CAISO | 1-in-2 | 2026 | 5 | 522.3817 | 448.551 | 7.4987 | 74.091 | 0
| Zone | Remainder of System | 8 | Monthly System Peak Day | CAISO | 1-in-2 | 2026 | 6 | 527.1369 | 463.4262 | 7.4963 | 73.4628 | 0
| Zone | Remainder of System | 8 | Monthly System Peak Day | CAISO | 1-in-2 | 2026 | 7 | 536.9087 | 449.9277 | 7.4991 | 72.8738 | 0
| Zone | Remainder of System | 8 | Monthly System Peak Day | CAISO | 1-in-2 | 2026 | 8 | 527.6462 | 468.5837 | 7.4084 | 72.891 | 0
| Zone | Remainder of System | 8 | Monthly System Peak Day | CAISO | 1-in-2 | 2026 | 9 | 511.1314 | 493.2433 | 7.3755 | 74.8105 | 0
| Zone | Remainder of System | 8 | Monthly System Peak Day | CAISO | 1-in-2 | 2026 | 10 | 499.303 | 469.1793 | 7.4317 | 78.5087 | 0
| Zone | Remainder of System | 8 | Monthly System Peak Day | CAISO | 1-in-2 | 2026 | 11 | 463.3934 | 431.8937 | 7.3826 | 82.6998 | 0
| Zone | Remainder of System | 8 | Monthly System Peak Day | CAISO | 1-in-2 | 2026 | 12 | 453.4447 | 426.157 | 7.337 | 86.6394 | 0
| Zone | Remainder of System | 8 | Monthly System Peak Day | CAISO | 1-in-2 | 2026 | 13 | 373.1195 | 370.7446 | 7.3179 | 89.5515 | 0
| Zone | Remainder of System | 8 | Monthly System Peak Day | CAISO | 1-in-2 | 2026 | 14 | 343.2504 | 344.3029 | 7.37 | 91.4475 | 0
| Zone | Remainder of System | 8 | Monthly System Peak Day | CAISO | 1-in-2 | 2026 | 15 | 291.6476 | 299.258 | 7.4925 | 92.1121 | 0
| Zone | Remainder of System | 8 | Monthly System Peak Day | CAISO | 1-in-2 | 2026 | 16 | 251.6212 | 246.6228 | 7.5593 | 91.6303 | 0
| Zone | Remainder of System | 8 | Monthly System Peak Day | CAISO | 1-in-2 | 2026 | 17 | 255.3684 | 258.8172 | 8.6073 | 91 | 0
| Zone | Remainder of System | 8 | Monthly System Peak Day | CAISO | 1-in-2 | 2026 | 18 | 223.8454 | 256.3719 | 8.6423 | 88.8061 | 0
| Zone | Remainder of System | 8 | Monthly System Peak Day | CAISO | 1-in-2 | 2026 | 19 | 218.6872 | 202.8569 | 7.198 | 86.6429 | 0
| Zone | Remainder of System | 8 | Monthly System Peak Day | CAISO | 1-in-2 | 2026 | 20 | 215.3727 | 187.5587 | 7.0765 | 84.8327 | 0
| Zone | Remainder of System | 8 | Monthly System Peak Day | CAISO | 1-in-2 | 2026 | 21 | 230.0791 | 209.3091 | 9.2775 | 82.0898 | 0
| Zone | Remainder of System | 8 | Monthly System Peak Day | CAISO | 1-in-2 | 2026 | 22 | 388.0842 | 360.7483 | 7.6546 | 80.2281 | 0
| Zone | Remainder of System | 8 | Monthly System Peak Day | CAISO | 1-in-2 | 2026 | 23 | 405.6291 | 372.8524 | 7.4557 | 79.0136 | 0
| Zone | Remainder of System | 8 | Monthly System Peak Day | CAISO | 1-in-2 | 2026 | 24 | 366.7862 | 350.8308 | 7.4407 | 78.0096 | 0
| Zone | Remainder of System | 8 | Typical Event Day | CAISO | 1-in-2 | 2026 | 1 | 274.1717 | 269.3575 | 7.4779 | 73.4009 | 0
| Zone | Remainder of System | 8 | Typical Event Day | CAISO | 1-in-2 | 2026 | 2 | 273.9953 | 258.5345 | 7.4972 | 72.3688 | 0
| Zone | Remainder of System | 8 | Typical Event Day | CAISO | 1-in-2 | 2026 | 3 | 413.5199 | 366.6378 | 7.5023 | 71.4642 | 0
| Zone | Remainder of System | 8 | Typical Event Day | CAISO | 1-in-2 | 2026 | 4 | 570.3005 | 476.931 | 7.5014 | 70.5395 | 0
| Zone | Remainder of System | 8 | Typical Event Day | CAISO | 1-in-2 | 2026 | 5 | 522.3817 | 448.551 | 7.4987 | 69.7313 | 0
| Zone | Remainder of System | 8 | Typical Event Day | CAISO | 1-in-2 | 2026 | 6 | 527.1369 | 463.4262 | 7.4963 | 68.8608 | 0
| Zone | Remainder of System | 8 | Typical Event Day | CAISO | 1-in-2 | 2026 | 7 | 536.9087 | 449.9277 | 7.4991 | 68.3746 | 0
| Zone | Remainder of System | 8 | Typical Event Day | CAISO | 1-in-2 | 2026 | 8 | 527.6462 | 468.5837 | 7.4084 | 68.6934 | 0
| Zone | Remainder of System | 8 | Typical Event Day | CAISO | 1-in-2 | 2026 | 9 | 511.1314 | 493.2433 | 7.3755 | 71.1218 | 0
| Zone | Remainder of System | 8 | Typical Event Day | CAISO | 1-in-2 | 2026 | 10 | 499.303 | 469.1793 | 7.4317 | 75.0502 | 0
| Zone | Remainder of System | 8 | Typical Event Day | CAISO | 1-in-2 | 2026 | 11 | 463.3934 | 431.8937 | 7.3826 | 79.5998 | 0
| Zone | Remainder of System | 8 | Typical Event Day | CAISO | 1-in-2 | 2026 | 12 | 453.4447 | 426.157 | 7.337 | 83.6838 | 0
| Zone | Remainder of System | 8 | Typical Event Day | CAISO | 1-in-2 | 2026 | 13 | 373.1195 | 370.7446 | 7.3179 | 86.811 | 0
| Zone | Remainder of System | 8 | Typical Event Day | CAISO | 1-in-2 | 2026 | 14 | 343.2504 | 344.3029 | 7.37 | 88.9964 | 0
| Zone | Remainder of System | 8 | Typical Event Day | CAISO | 1-in-2 | 2026 | 15 | 291.6476 | 299.258 | 7.4925 | 90.3398 | 0
| Zone | Remainder of System | 8 | Typical Event Day | CAISO | 1-in-2 | 2026 | 16 | 251.6212 | 246.6228 | 7.5593 | 90.2511 | 0
| Zone | Remainder of System | 8 | Typical Event Day | CAISO | 1-in-2 | 2026 | 17 | 255.3684 | 258.8172 | 8.6073 | 89.8103 | 0
| Zone | Remainder of System | 8 | Typical Event Day | CAISO | 1-in-2 | 2026 | 18 | 223.8454 | 256.3719 | 8.6423 | 88.2706 | 0
| Zone | Remainder of System | 8 | Typical Event Day | CAISO | 1-in-2 | 2026 | 19 | 218.6872 | 202.8569 | 7.198 | 86.5935 | 0
| Zone | Remainder of System | 8 | Typical Event Day | CAISO | 1-in-2 | 2026 | 20 | 215.3727 | 187.5587 | 7.0765 | 84.3378 | 0
| Zone | Remainder of System | 8 | Typical Event Day | CAISO | 1-in-2 | 2026 | 21 | 230.0791 | 209.3091 | 9.2775 | 81.1077 | 0
| Zone | Remainder of System | 8 | Typical Event Day | CAISO | 1-in-2 | 2026 | 22 | 388.0842 | 360.7483 | 7.6546 | 78.5052 | 0
| Zone | Remainder of System | 8 | Typical Event Day | CAISO | 1-in-2 | 2026 | 23 | 405.6291 | 372.8524 | 7.4557 | 76.6856 | 0
| Zone | Remainder of System | 8 | Typical Event Day | CAISO | 1-in-2 | 2026 | 24 | 366.7862 | 350.8308 | 7.4407 | 75.379 | 0
| Zone | Remainder of System | 9 | Average Weekday | CAISO | 1-in-2 | 2026 | 1 | 270.058 | 279.4634 | 9.1306 | 67.9163 | 0
| Zone | Remainder of System | 9 | Average Weekday | CAISO | 1-in-2 | 2026 | 2 | 277.3308 | 279.0374 | 9.1481 | 67.0577 | 0
| Zone | Remainder of System | 9 | Average Weekday | CAISO | 1-in-2 | 2026 | 3 | 440.247 | 435.2066 | 9.1505 | 66.3107 | 0
| Zone | Remainder of System | 9 | Average Weekday | CAISO | 1-in-2 | 2026 | 4 | 600.4655 | 597.3251 | 9.1531 | 65.6674 | 0
| Zone | Remainder of System | 9 | Average Weekday | CAISO | 1-in-2 | 2026 | 5 | 536.6886 | 535.5977 | 9.1479 | 65.0638 | 0
| Zone | Remainder of System | 9 | Average Weekday | CAISO | 1-in-2 | 2026 | 6 | 524.9739 | 533.1973 | 9.1391 | 64.4963 | 0
| Zone | Remainder of System | 9 | Average Weekday | CAISO | 1-in-2 | 2026 | 7 | 553.6703 | 541.0861 | 9.1113 | 64.1368 | 0
| Zone | Remainder of System | 9 | Average Weekday | CAISO | 1-in-2 | 2026 | 8 | 527.4676 | 524.478 | 9.0634 | 63.932 | 0
| Zone | Remainder of System | 9 | Average Weekday | CAISO | 1-in-2 | 2026 | 9 | 483.8625 | 505.9482 | 9.0509 | 65.0104 | 0
| Zone | Remainder of System | 9 | Average Weekday | CAISO | 1-in-2 | 2026 | 10 | 478.3263 | 490.4436 | 9.1029 | 67.9774 | 0
| Zone | Remainder of System | 9 | Average Weekday | CAISO | 1-in-2 | 2026 | 11 | 447.5307 | 459.7812 | 9.0808 | 71.7876 | 0
| Zone | Remainder of System | 9 | Average Weekday | CAISO | 1-in-2 | 2026 | 12 | 440.1358 | 452.7506 | 9.0567 | 75.6626 | 0
| Zone | Remainder of System | 9 | Average Weekday | CAISO | 1-in-2 | 2026 | 13 | 371.4365 | 385.2854 | 9.0441 | 78.8927 | 0
| Zone | Remainder of System | 9 | Average Weekday | CAISO | 1-in-2 | 2026 | 14 | 333.3501 | 347.2567 | 9.0716 | 81.1439 | 0
| Zone | Remainder of System | 9 | Average Weekday | CAISO | 1-in-2 | 2026 | 15 | 283.4805 | 298.4942 | 9.1246 | 82.3872 | 0
| Zone | Remainder of System | 9 | Average Weekday | CAISO | 1-in-2 | 2026 | 16 | 253.0432 | 255.6317 | 9.1705 | 82.7874 | 0
| Zone | Remainder of System | 9 | Average Weekday | CAISO | 1-in-2 | 2026 | 17 | 258.5806 | 264.5917 | 10.1646 | 82.4533 | 0
| Zone | Remainder of System | 9 | Average Weekday | CAISO | 1-in-2 | 2026 | 18 | 229.0863 | 246.3889 | 10.0464 | 81.2939 | 0
| Zone | Remainder of System | 9 | Average Weekday | CAISO | 1-in-2 | 2026 | 19 | 229.685 | 249.7873 | 10.056 | 79.3617 | 0
| Zone | Remainder of System | 9 | Average Weekday | CAISO | 1-in-2 | 2026 | 20 | 226.7184 | 238.3202 | 9.1523 | 76.3554 | 0
| Zone | Remainder of System | 9 | Average Weekday | CAISO | 1-in-2 | 2026 | 21 | 235.9787 | 253.3273 | 9.3815 | 73.1548 | 0
| Zone | Remainder of System | 9 | Average Weekday | CAISO | 1-in-2 | 2026 | 22 | 393.8366 | 416.8602 | 9.0846 | 71.2851 | 0
| Zone | Remainder of System | 9 | Average Weekday | CAISO | 1-in-2 | 2026 | 23 | 407.1605 | 429.7182 | 9.1207 | 69.929 | 0
| Zone | Remainder of System | 9 | Average Weekday | CAISO | 1-in-2 | 2026 | 24 | 362.9602 | 381.8459 | 9.1034 | 68.7915 | 0
| Zone | Remainder of System | 9 | Monthly System Peak Day | CAISO | 1-in-2 | 2026 | 1 | 270.058 | 258.649 | 9.1917 | 77.904 | 0
| Zone | Remainder of System | 9 | Monthly System Peak Day | CAISO | 1-in-2 | 2026 | 2 | 277.3308 | 252.391 | 9.2112 | 76.6059 | 0
| Zone | Remainder of System | 9 | Monthly System Peak Day | CAISO | 1-in-2 | 2026 | 3 | 440.247 | 371.2495 | 9.2155 | 75.3749 | 0
| Zone | Remainder of System | 9 | Monthly System Peak Day | CAISO | 1-in-2 | 2026 | 4 | 600.4655 | 470.3523 | 9.2141 | 74.1759 | 0
| Zone | Remainder of System | 9 | Monthly System Peak Day | CAISO | 1-in-2 | 2026 | 5 | 536.6886 | 419.328 | 9.2093 | 73.1852 | 0
| Zone | Remainder of System | 9 | Monthly System Peak Day | CAISO | 1-in-2 | 2026 | 6 | 524.9739 | 420.6747 | 9.2009 | 72.1223 | 0
| Zone | Remainder of System | 9 | Monthly System Peak Day | CAISO | 1-in-2 | 2026 | 7 | 553.6703 | 439.9658 | 9.2008 | 72.0548 | 0
| Zone | Remainder of System | 9 | Monthly System Peak Day | CAISO | 1-in-2 | 2026 | 8 | 527.4676 | 431.5401 | 9.1388 | 72.1768 | 0
| Zone | Remainder of System | 9 | Monthly System Peak Day | CAISO | 1-in-2 | 2026 | 9 | 483.8625 | 458.8617 | 9.1192 | 73.7735 | 0
| Zone | Remainder of System | 9 | Monthly System Peak Day | CAISO | 1-in-2 | 2026 | 10 | 478.3263 | 439.4736 | 9.1704 | 78.2508 | 0
| Zone | Remainder of System | 9 | Monthly System Peak Day | CAISO | 1-in-2 | 2026 | 11 | 447.5307 | 409.1982 | 9.1307 | 84.4497 | 0
| Zone | Remainder of System | 9 | Monthly System Peak Day | CAISO | 1-in-2 | 2026 | 12 | 440.1358 | 405.8708 | 9.0915 | 89.3024 | 0
| Zone | Remainder of System | 9 | Monthly System Peak Day | CAISO | 1-in-2 | 2026 | 13 | 371.4365 | 349.2534 | 9.0754 | 92.3143 | 0
| Zone | Remainder of System | 9 | Monthly System Peak Day | CAISO | 1-in-2 | 2026 | 14 | 333.3501 | 320.5333 | 9.1098 | 94.4131 | 0
| Zone | Remainder of System | 9 | Monthly System Peak Day | CAISO | 1-in-2 | 2026 | 15 | 283.4805 | 281.8326 | 9.1978 | 95.3252 | 0
| Zone | Remainder of System | 9 | Monthly System Peak Day | CAISO | 1-in-2 | 2026 | 16 | 253.0432 | 240.5203 | 9.2566 | 94.4826 | 0
| Zone | Remainder of System | 9 | Monthly System Peak Day | CAISO | 1-in-2 | 2026 | 17 | 258.5806 | 262.0641 | 10.1817 | 93.6941 | 0
| Zone | Remainder of System | 9 | Monthly System Peak Day | CAISO | 1-in-2 | 2026 | 18 | 229.0863 | 258.7844 | 10.1682 | 92.461 | 0
| Zone | Remainder of System | 9 | Monthly System Peak Day | CAISO | 1-in-2 | 2026 | 19 | 229.685 | 210.0898 | 9.6128 | 91.3242 | 0
| Zone | Remainder of System | 9 | Monthly System Peak Day | CAISO | 1-in-2 | 2026 | 20 | 226.7184 | 197.7325 | 8.94 | 89.5099 | 0
| Zone | Remainder of System | 9 | Monthly System Peak Day | CAISO | 1-in-2 | 2026 | 21 | 235.9787 | 216.4231 | 10.3898 | 86.0988 | 0
| Zone | Remainder of System | 9 | Monthly System Peak Day | CAISO | 1-in-2 | 2026 | 22 | 393.8366 | 354.6226 | 9.2977 | 83.8735 | 0
| Zone | Remainder of System | 9 | Monthly System Peak Day | CAISO | 1-in-2 | 2026 | 23 | 407.1605 | 354.4202 | 9.1483 | 81.8733 | 0
| Zone | Remainder of System | 9 | Monthly System Peak Day | CAISO | 1-in-2 | 2026 | 24 | 362.9602 | 330.5561 | 9.1553 | 80.3562 | 0
| Zone | Remainder of System | 10 | Average Weekday | CAISO | 1-in-2 | 2026 | 1 | 287.1566 | 297.7259 | 8.5429 | 62.4444 | 0
| Zone | Remainder of System | 10 | Average Weekday | CAISO | 1-in-2 | 2026 | 2 | 280.9106 | 287.5108 | 8.4319 | 61.5437 | 0
| Zone | Remainder of System | 10 | Average Weekday | CAISO | 1-in-2 | 2026 | 3 | 432.9652 | 442.3849 | 8.4168 | 60.6485 | 0
| Zone | Remainder of System | 10 | Average Weekday | CAISO | 1-in-2 | 2026 | 4 | 598.258 | 613.0007 | 8.3791 | 59.9332 | 0
| Zone | Remainder of System | 10 | Average Weekday | CAISO | 1-in-2 | 2026 | 5 | 584.4457 | 598.3767 | 8.3756 | 59.2025 | 0
| Zone | Remainder of System | 10 | Average Weekday | CAISO | 1-in-2 | 2026 | 6 | 581.317 | 596.4112 | 8.325 | 58.6584 | 0
| Zone | Remainder of System | 10 | Average Weekday | CAISO | 1-in-2 | 2026 | 7 | 581.3192 | 580.8151 | 8.3106 | 58.2291 | 0
| Zone | Remainder of System | 10 | Average Weekday | CAISO | 1-in-2 | 2026 | 8 | 569.6548 | 573.7879 | 8.615 | 57.9539 | 0
| Zone | Remainder of System | 10 | Average Weekday | CAISO | 1-in-2 | 2026 | 9 | 543.331 | 581.4247 | 9.0433 | 58.3197 | 0
| Zone | Remainder of System | 10 | Average Weekday | CAISO | 1-in-2 | 2026 | 10 | 524.9496 | 542.5483 | 8.7619 | 60.8693 | 0
| Zone | Remainder of System | 10 | Average Weekday | CAISO | 1-in-2 | 2026 | 11 | 508.236 | 521.2298 | 8.9834 | 64.43 | 0
| Zone | Remainder of System | 10 | Average Weekday | CAISO | 1-in-2 | 2026 | 12 | 496.9363 | 509.0017 | 9.2288 | 68.177 | 0
| Zone | Remainder of System | 10 | Average Weekday | CAISO | 1-in-2 | 2026 | 13 | 399.5279 | 409.9097 | 9.4244 | 71.2953 | 0
| Zone | Remainder of System | 10 | Average Weekday | CAISO | 1-in-2 | 2026 | 14 | 350.1251 | 357.3351 | 9.2873 | 73.5492 | 0
| Zone | Remainder of System | 10 | Average Weekday | CAISO | 1-in-2 | 2026 | 15 | 304.1484 | 310.9051 | 8.8928 | 74.9618 | 0
| Zone | Remainder of System | 10 | Average Weekday | CAISO | 1-in-2 | 2026 | 16 | 273.4733 | 276.1696 | 8.3886 | 75.8111 | 0
| Zone | Remainder of System | 10 | Average Weekday | CAISO | 1-in-2 | 2026 | 17 | 270.6417 | 276.8142 | 8.1818 | 75.6843 | 0
| Zone | Remainder of System | 10 | Average Weekday | CAISO | 1-in-2 | 2026 | 18 | 252.0507 | 258.7101 | 8.2395 | 74.5942 | 0
| Zone | Remainder of System | 10 | Average Weekday | CAISO | 1-in-2 | 2026 | 19 | 266.9057 | 273.5222 | 8.6636 | 72.5631 | 0
| Zone | Remainder of System | 10 | Average Weekday | CAISO | 1-in-2 | 2026 | 20 | 258.5752 | 262.0354 | 8.3678 | 69.6331 | 0
| Zone | Remainder of System | 10 | Average Weekday | CAISO | 1-in-2 | 2026 | 21 | 246.4799 | 252.1288 | 8.0701 | 67.329 | 0
| Zone | Remainder of System | 10 | Average Weekday | CAISO | 1-in-2 | 2026 | 22 | 430.8705 | 448.6838 | 8.3068 | 65.6424 | 0
| Zone | Remainder of System | 10 | Average Weekday | CAISO | 1-in-2 | 2026 | 23 | 411.1126 | 431.6783 | 8.4607 | 64.3401 | 0
| Zone | Remainder of System | 10 | Average Weekday | CAISO | 1-in-2 | 2026 | 24 | 341.0453 | 364.4566 | 8.6414 | 63.2154 | 0
| Zone | Remainder of System | 10 | Monthly System Peak Day | CAISO | 1-in-2 | 2026 | 1 | 287.1566 | 307.5425 | 8.3712 | 72.2171 | 0
| Zone | Remainder of System | 10 | Monthly System Peak Day | CAISO | 1-in-2 | 2026 | 2 | 280.9106 | 292.7178 | 8.3156 | 70.8415 | 0
| Zone | Remainder of System | 10 | Monthly System Peak Day | CAISO | 1-in-2 | 2026 | 3 | 432.9652 | 447.252 | 8.3092 | 70.0803 | 0
| Zone | Remainder of System | 10 | Monthly System Peak Day | CAISO | 1-in-2 | 2026 | 4 | 598.258 | 614.6489 | 8.2963 | 68.827 | 0
| Zone | Remainder of System | 10 | Monthly System Peak Day | CAISO | 1-in-2 | 2026 | 5 | 584.4457 | 603.5236 | 8.2902 | 67.8458 | 0
| Zone | Remainder of System | 10 | Monthly System Peak Day | CAISO | 1-in-2 | 2026 | 6 | 581.317 | 595.0449 | 8.2676 | 66.7427 | 0
| Zone | Remainder of System | 10 | Monthly System Peak Day | CAISO | 1-in-2 | 2026 | 7 | 581.3192 | 575.0411 | 8.2554 | 65.8678 | 0
| Zone | Remainder of System | 10 | Monthly System Peak Day | CAISO | 1-in-2 | 2026 | 8 | 569.6548 | 574.1248 | 8.4126 | 65.4377 | 0
| Zone | Remainder of System | 10 | Monthly System Peak Day | CAISO | 1-in-2 | 2026 | 9 | 543.331 | 593.16 | 8.7106 | 66.2452 | 0
| Zone | Remainder of System | 10 | Monthly System Peak Day | CAISO | 1-in-2 | 2026 | 10 | 524.9496 | 549.3645 | 8.4972 | 69.8979 | 0
| Zone | Remainder of System | 10 | Monthly System Peak Day | CAISO | 1-in-2 | 2026 | 11 | 508.236 | 530.1628 | 8.6389 | 74.5908 | 0
| Zone | Remainder of System | 10 | Monthly System Peak Day | CAISO | 1-in-2 | 2026 | 12 | 496.9363 | 522.3912 | 8.81 | 79.3034 | 0
| Zone | Remainder of System | 10 | Monthly System Peak Day | CAISO | 1-in-2 | 2026 | 13 | 399.5279 | 409.1638 | 8.9572 | 83.164 | 0
| Zone | Remainder of System | 10 | Monthly System Peak Day | CAISO | 1-in-2 | 2026 | 14 | 350.1251 | 356.0548 | 8.8618 | 85.6548 | 0
| Zone | Remainder of System | 10 | Monthly System Peak Day | CAISO | 1-in-2 | 2026 | 15 | 304.1484 | 311.2412 | 8.5729 | 86.4362 | 0
| Zone | Remainder of System | 10 | Monthly System Peak Day | CAISO | 1-in-2 | 2026 | 16 | 273.4733 | 274.8246 | 8.2589 | 86.5258 | 0
| Zone | Remainder of System | 10 | Monthly System Peak Day | CAISO | 1-in-2 | 2026 | 17 | 270.6417 | 276.7737 | 8.1277 | 85.9902 | 0
| Zone | Remainder of System | 10 | Monthly System Peak Day | CAISO | 1-in-2 | 2026 | 18 | 252.0507 | 258.4978 | 8.124 | 84.5165 | 0
| Zone | Remainder of System | 10 | Monthly System Peak Day | CAISO | 1-in-2 | 2026 | 19 | 266.9057 | 272.6038 | 8.6226 | 82.4122 | 0
| Zone | Remainder of System | 10 | Monthly System Peak Day | CAISO | 1-in-2 | 2026 | 20 | 258.5752 | 262.6133 | 8.3673 | 79.6766 | 0
| Zone | Remainder of System | 10 | Monthly System Peak Day | CAISO | 1-in-2 | 2026 | 21 | 246.4799 | 254.716 | 8.3123 | 76.8708 | 0
| Zone | Remainder of System | 10 | Monthly System Peak Day | CAISO | 1-in-2 | 2026 | 22 | 430.8705 | 448.6351 | 8.2349 | 74.658 | 0
| Zone | Remainder of System | 10 | Monthly System Peak Day | CAISO | 1-in-2 | 2026 | 23 | 411.1126 | 435.0314 | 8.3236 | 72.984 | 0
| Zone | Remainder of System | 10 | Monthly System Peak Day | CAISO | 1-in-2 | 2026 | 24 | 341.0453 | 378.7066 | 8.4334 | 71.6792 | 0
| Zone | Remainder of System | 11 | Average Weekday | CAISO | 1-in-2 | 2026 | 1 | 270.0981 | 276.7474 | 8.4246 | 55.1393 | 0
| Zone | Remainder of System | 11 | Average Weekday | CAISO | 1-in-2 | 2026 | 2 | 268.9732 | 275.2709 | 8.4434 | 54.2468 | 0
| Zone | Remainder of System | 11 | Average Weekday | CAISO | 1-in-2 | 2026 | 3 | 415.6355 | 426.2186 | 8.4184 | 53.5402 | 0
| Zone | Remainder of System | 11 | Average Weekday | CAISO | 1-in-2 | 2026 | 4 | 591.7258 | 609.1461 | 8.43 | 52.8548 | 0
| Zone | Remainder of System | 11 | Average Weekday | CAISO | 1-in-2 | 2026 | 5 | 557.6536 | 583.2733 | 8.4033 | 52.2064 | 0
| Zone | Remainder of System | 11 | Average Weekday | CAISO | 1-in-2 | 2026 | 6 | 545.5085 | 572.988 | 8.4094 | 51.6886 | 0
| Zone | Remainder of System | 11 | Average Weekday | CAISO | 1-in-2 | 2026 | 7 | 553.8301 | 551.0126 | 8.5986 | 51.4006 | 0
| Zone | Remainder of System | 11 | Average Weekday | CAISO | 1-in-2 | 2026 | 8 | 532.1362 | 536.3618 | 8.9031 | 51.2337 | 0
| Zone | Remainder of System | 11 | Average Weekday | CAISO | 1-in-2 | 2026 | 9 | 517.3349 | 544.5674 | 8.5873 | 52.617 | 0
| Zone | Remainder of System | 11 | Average Weekday | CAISO | 1-in-2 | 2026 | 10 | 494.9306 | 507.3004 | 8.8843 | 55.9436 | 0
| Zone | Remainder of System | 11 | Average Weekday | CAISO | 1-in-2 | 2026 | 11 | 468.3173 | 476.4334 | 9.0751 | 59.9898 | 0
| Zone | Remainder of System | 11 | Average Weekday | CAISO | 1-in-2 | 2026 | 12 | 461.8278 | 469.236 | 9.1718 | 63.6279 | 0
| Zone | Remainder of System | 11 | Average Weekday | CAISO | 1-in-2 | 2026 | 13 | 373.2781 | 384.4625 | 8.9511 | 66.3108 | 0
| Zone | Remainder of System | 11 | Average Weekday | CAISO | 1-in-2 | 2026 | 14 | 340.7208 | 348.4127 | 8.6871 | 67.955 | 0
| Zone | Remainder of System | 11 | Average Weekday | CAISO | 1-in-2 | 2026 | 15 | 287.8162 | 297.2854 | 8.3683 | 68.7613 | 0
| Zone | Remainder of System | 11 | Average Weekday | CAISO | 1-in-2 | 2026 | 16 | 260.1032 | 262.6656 | 8.4514 | 68.8401 | 0
| Zone | Remainder of System | 11 | Average Weekday | CAISO | 1-in-2 | 2026 | 17 | 264.8436 | 270.3904 | 8.2638 | 67.8879 | 0
| Zone | Remainder of System | 11 | Average Weekday | CAISO | 1-in-2 | 2026 | 18 | 247.0081 | 253.1414 | 8.4338 | 65.6421 | 0
| Zone | Remainder of System | 11 | Average Weekday | CAISO | 1-in-2 | 2026 | 19 | 263.8195 | 268.1465 | 8.3843 | 63.0659 | 0
| Zone | Remainder of System | 11 | Average Weekday | CAISO | 1-in-2 | 2026 | 20 | 248.6697 | 309.6367 | 10.4598 | 61.0428 | 0
| Zone | Remainder of System | 11 | Average Weekday | CAISO | 1-in-2 | 2026 | 21 | 235.5331 | 241.802 | 8.0382 | 59.4763 | 0
| Zone | Remainder of System | 11 | Average Weekday | CAISO | 1-in-2 | 2026 | 22 | 412.6963 | 428.6267 | 8.3911 | 58.1157 | 0
| Zone | Remainder of System | 11 | Average Weekday | CAISO | 1-in-2 | 2026 | 23 | 393.3204 | 408.4146 | 8.5572 | 57.0092 | 0
| Zone | Remainder of System | 11 | Average Weekday | CAISO | 1-in-2 | 2026 | 24 | 321.7383 | 334.4732 | 8.4811 | 56.044 | 0
| Zone | Remainder of System | 11 | Monthly System Peak Day | CAISO | 1-in-2 | 2026 | 1 | 270.0981 | 276.7474 | 8.4246 | 56.8952 | 0
| Zone | Remainder of System | 11 | Monthly System Peak Day | CAISO | 1-in-2 | 2026 | 2 | 268.9732 | 275.2709 | 8.4434 | 55.5083 | 0
| Zone | Remainder of System | 11 | Monthly System Peak Day | CAISO | 1-in-2 | 2026 | 3 | 415.6355 | 426.2186 | 8.4184 | 54.5876 | 0
| Zone | Remainder of System | 11 | Monthly System Peak Day | CAISO | 1-in-2 | 2026 | 4 | 591.7258 | 609.1461 | 8.43 | 53.8228 | 0
| Zone | Remainder of System | 11 | Monthly System Peak Day | CAISO | 1-in-2 | 2026 | 5 | 557.6536 | 583.2733 | 8.4033 | 53.0023 | 0
| Zone | Remainder of System | 11 | Monthly System Peak Day | CAISO | 1-in-2 | 2026 | 6 | 545.5085 | 572.988 | 8.4094 | 52.0448 | 0
| Zone | Remainder of System | 11 | Monthly System Peak Day | CAISO | 1-in-2 | 2026 | 7 | 553.8301 | 551.0126 | 8.5986 | 51.8419 | 0
| Zone | Remainder of System | 11 | Monthly System Peak Day | CAISO | 1-in-2 | 2026 | 8 | 532.1362 | 536.3618 | 8.9031 | 51.2473 | 0
| Zone | Remainder of System | 11 | Monthly System Peak Day | CAISO | 1-in-2 | 2026 | 9 | 517.3349 | 544.5674 | 8.5873 | 53.9035 | 0
| Zone | Remainder of System | 11 | Monthly System Peak Day | CAISO | 1-in-2 | 2026 | 10 | 494.9306 | 507.3004 | 8.8843 | 59.5086 | 0
| Zone | Remainder of System | 11 | Monthly System Peak Day | CAISO | 1-in-2 | 2026 | 11 | 468.3173 | 476.4334 | 9.0751 | 65.8059 | 0
| Zone | Remainder of System | 11 | Monthly System Peak Day | CAISO | 1-in-2 | 2026 | 12 | 461.8278 | 469.236 | 9.1718 | 71.0123 | 0
| Zone | Remainder of System | 11 | Monthly System Peak Day | CAISO | 1-in-2 | 2026 | 13 | 373.2781 | 384.4625 | 8.9511 | 74.1978 | 0
| Zone | Remainder of System | 11 | Monthly System Peak Day | CAISO | 1-in-2 | 2026 | 14 | 340.7208 | 348.4127 | 8.6871 | 76.0754 | 0
| Zone | Remainder of System | 11 | Monthly System Peak Day | CAISO | 1-in-2 | 2026 | 15 | 287.8162 | 297.2854 | 8.3683 | 77.1162 | 0
| Zone | Remainder of System | 11 | Monthly System Peak Day | CAISO | 1-in-2 | 2026 | 16 | 260.1032 | 262.6656 | 8.4514 | 77.2485 | 0
| Zone | Remainder of System | 11 | Monthly System Peak Day | CAISO | 1-in-2 | 2026 | 17 | 264.8436 | 270.3904 | 8.2638 | 75.9806 | 0
| Zone | Remainder of System | 11 | Monthly System Peak Day | CAISO | 1-in-2 | 2026 | 18 | 247.0081 | 253.1414 | 8.4338 | 73.0124 | 0
| Zone | Remainder of System | 11 | Monthly System Peak Day | CAISO | 1-in-2 | 2026 | 19 | 263.8195 | 268.1465 | 8.3843 | 69.2583 | 0
| Zone | Remainder of System | 11 | Monthly System Peak Day | CAISO | 1-in-2 | 2026 | 20 | 248.6697 | 309.6367 | 10.4598 | 66.8881 | 0
| Zone | Remainder of System | 11 | Monthly System Peak Day | CAISO | 1-in-2 | 2026 | 21 | 235.5331 | 241.802 | 8.0382 | 64.7514 | 0
| Zone | Remainder of System | 11 | Monthly System Peak Day | CAISO | 1-in-2 | 2026 | 22 | 412.6963 | 428.6267 | 8.3911 | 62.7621 | 0
| Zone | Remainder of System | 11 | Monthly System Peak Day | CAISO | 1-in-2 | 2026 | 23 | 393.3204 | 408.4146 | 8.5572 | 61.0133 | 0
| Zone | Remainder of System | 11 | Monthly System Peak Day | CAISO | 1-in-2 | 2026 | 24 | 321.7383 | 334.4732 | 8.4811 | 59.4414 | 0
| Zone | Remainder of System | 12 | Average Weekday | CAISO | 1-in-2 | 2026 | 1 | 255.0273 | 262.0729 | 8.2857 | 48.4162 | 0
| Zone | Remainder of System | 12 | Average Weekday | CAISO | 1-in-2 | 2026 | 2 | 251.0041 | 257.5903 | 8.3118 | 47.6968 | 0
| Zone | Remainder of System | 12 | Average Weekday | CAISO | 1-in-2 | 2026 | 3 | 391.9442 | 404.1677 | 8.3175 | 47.0922 | 0
| Zone | Remainder of System | 12 | Average Weekday | CAISO | 1-in-2 | 2026 | 4 | 567.2386 | 586.6171 | 8.3242 | 46.5967 | 0
| Zone | Remainder of System | 12 | Average Weekday | CAISO | 1-in-2 | 2026 | 5 | 537.3841 | 566.2374 | 8.3278 | 46.1058 | 0
| Zone | Remainder of System | 12 | Average Weekday | CAISO | 1-in-2 | 2026 | 6 | 514.129 | 546.2913 | 8.3331 | 45.6281 | 0
| Zone | Remainder of System | 12 | Average Weekday | CAISO | 1-in-2 | 2026 | 7 | 508.2351 | 507.0502 | 8.2939 | 45.2597 | 0
| Zone | Remainder of System | 12 | Average Weekday | CAISO | 1-in-2 | 2026 | 8 | 499.4022 | 506.2576 | 8.2449 | 44.9964 | 0
| Zone | Remainder of System | 12 | Average Weekday | CAISO | 1-in-2 | 2026 | 9 | 480.3734 | 508.541 | 8.196 | 45.5801 | 0
| Zone | Remainder of System | 12 | Average Weekday | CAISO | 1-in-2 | 2026 | 10 | 450.9951 | 467.4274 | 8.2234 | 48.5465 | 0
| Zone | Remainder of System | 12 | Average Weekday | CAISO | 1-in-2 | 2026 | 11 | 426.2422 | 436.2606 | 8.1802 | 52.2576 | 0
| Zone | Remainder of System | 12 | Average Weekday | CAISO | 1-in-2 | 2026 | 12 | 418.6573 | 425.6765 | 8.1403 | 55.5505 | 0
| Zone | Remainder of System | 12 | Average Weekday | CAISO | 1-in-2 | 2026 | 13 | 339.4087 | 350.1833 | 8.1304 | 58.0477 | 0
| Zone | Remainder of System | 12 | Average Weekday | CAISO | 1-in-2 | 2026 | 14 | 309.277 | 317.8032 | 8.1643 | 59.6814 | 0
| Zone | Remainder of System | 12 | Average Weekday | CAISO | 1-in-2 | 2026 | 15 | 270.7574 | 279.4399 | 8.2205 | 60.6344 | 0
| Zone | Remainder of System | 12 | Average Weekday | CAISO | 1-in-2 | 2026 | 16 | 237.883 | 240.3417 | 8.2799 | 60.924 | 0
| Zone | Remainder of System | 12 | Average Weekday | CAISO | 1-in-2 | 2026 | 17 | 243.6391 | 250.1637 | 8.1426 | 60.2163 | 0
| Zone | Remainder of System | 12 | Average Weekday | CAISO | 1-in-2 | 2026 | 18 | 228.0125 | 233.9068 | 8.1213 | 58.125 | 0
| Zone | Remainder of System | 12 | Average Weekday | CAISO | 1-in-2 | 2026 | 19 | 246.0611 | 250.3797 | 8.3839 | 55.6097 | 0
| Zone | Remainder of System | 12 | Average Weekday | CAISO | 1-in-2 | 2026 | 20 | 238.3527 | 300.1171 | 8.4003 | 53.8019 | 0
| Zone | Remainder of System | 12 | Average Weekday | CAISO | 1-in-2 | 2026 | 21 | 225.4119 | 232.0959 | 8.038 | 52.3231 | 0
| Zone | Remainder of System | 12 | Average Weekday | CAISO | 1-in-2 | 2026 | 22 | 400.1123 | 415.7148 | 8.2286 | 51.115 | 0
| Zone | Remainder of System | 12 | Average Weekday | CAISO | 1-in-2 | 2026 | 23 | 382.2512 | 396.947 | 8.254 | 50.11 | 0
| Zone | Remainder of System | 12 | Average Weekday | CAISO | 1-in-2 | 2026 | 24 | 311.6266 | 325.1832 | 8.2571 | 49.1232 | 0
| Zone | Remainder of System | 12 | Monthly System Peak Day | CAISO | 1-in-2 | 2026 | 1 | 255.0273 | 262.0729 | 8.2857 | 48.2948 | 0
| Zone | Remainder of System | 12 | Monthly System Peak Day | CAISO | 1-in-2 | 2026 | 2 | 251.0041 | 257.5903 | 8.3118 | 46.93 | 0
| Zone | Remainder of System | 12 | Monthly System Peak Day | CAISO | 1-in-2 | 2026 | 3 | 391.9442 | 404.1677 | 8.3175 | 46.1477 | 0
| Zone | Remainder of System | 12 | Monthly System Peak Day | CAISO | 1-in-2 | 2026 | 4 | 567.2386 | 586.6171 | 8.3242 | 45.4458 | 0
| Zone | Remainder of System | 12 | Monthly System Peak Day | CAISO | 1-in-2 | 2026 | 5 | 537.3841 | 566.2374 | 8.3278 | 44.5797 | 0
| Zone | Remainder of System | 12 | Monthly System Peak Day | CAISO | 1-in-2 | 2026 | 6 | 514.129 | 546.2913 | 8.3331 | 44.0612 | 0
| Zone | Remainder of System | 12 | Monthly System Peak Day | CAISO | 1-in-2 | 2026 | 7 | 508.2351 | 507.0502 | 8.2939 | 43.8067 | 0
| Zone | Remainder of System | 12 | Monthly System Peak Day | CAISO | 1-in-2 | 2026 | 8 | 499.4022 | 506.2576 | 8.2449 | 43.7139 | 0
| Zone | Remainder of System | 12 | Monthly System Peak Day | CAISO | 1-in-2 | 2026 | 9 | 480.3734 | 508.541 | 8.196 | 44.6007 | 0
| Zone | Remainder of System | 12 | Monthly System Peak Day | CAISO | 1-in-2 | 2026 | 10 | 450.9951 | 467.4274 | 8.2234 | 48.3374 | 0
| Zone | Remainder of System | 12 | Monthly System Peak Day | CAISO | 1-in-2 | 2026 | 11 | 426.2422 | 436.2606 | 8.1802 | 53.0775 | 0
| Zone | Remainder of System | 12 | Monthly System Peak Day | CAISO | 1-in-2 | 2026 | 12 | 418.6573 | 425.6765 | 8.1403 | 57.7845 | 0
| Zone | Remainder of System | 12 | Monthly System Peak Day | CAISO | 1-in-2 | 2026 | 13 | 339.4087 | 350.1833 | 8.1304 | 61.0577 | 0
| Zone | Remainder of System | 12 | Monthly System Peak Day | CAISO | 1-in-2 | 2026 | 14 | 309.277 | 317.8032 | 8.1643 | 62.7922 | 0
| Zone | Remainder of System | 12 | Monthly System Peak Day | CAISO | 1-in-2 | 2026 | 15 | 270.7574 | 279.4399 | 8.2205 | 63.3541 | 0
| Zone | Remainder of System | 12 | Monthly System Peak Day | CAISO | 1-in-2 | 2026 | 16 | 237.883 | 240.3417 | 8.2799 | 63.3348 | 0
| Zone | Remainder of System | 12 | Monthly System Peak Day | CAISO | 1-in-2 | 2026 | 17 | 243.6391 | 250.1637 | 8.1426 | 62.5976 | 0
| Zone | Remainder of System | 12 | Monthly System Peak Day | CAISO | 1-in-2 | 2026 | 18 | 228.0125 | 233.9068 | 8.1213 | 60.1329 | 0
| Zone | Remainder of System | 12 | Monthly System Peak Day | CAISO | 1-in-2 | 2026 | 19 | 246.0611 | 250.3797 | 8.3839 | 57.542 | 0
| Zone | Remainder of System | 12 | Monthly System Peak Day | CAISO | 1-in-2 | 2026 | 20 | 238.3527 | 300.1171 | 8.4003 | 55.6973 | 0
| Zone | Remainder of System | 12 | Monthly System Peak Day | CAISO | 1-in-2 | 2026 | 21 | 225.4119 | 232.0959 | 8.038 | 54.0723 | 0
| Zone | Remainder of System | 12 | Monthly System Peak Day | CAISO | 1-in-2 | 2026 | 22 | 400.1123 | 415.7148 | 8.2286 | 52.6684 | 0
| Zone | Remainder of System | 12 | Monthly System Peak Day | CAISO | 1-in-2 | 2026 | 23 | 382.2512 | 396.947 | 8.254 | 51.6911 | 0
| Zone | Remainder of System | 12 | Monthly System Peak Day | CAISO | 1-in-2 | 2026 | 24 | 311.6266 | 325.1832 | 8.2571 | 50.2983 | 0
| Zone | Remainder of System | 1 | Average Weekday | CAISO | 1-in-2 | 2027 | 1 | 264.0478 | 270.3876 | 8.297 | 51.6966 | 0
| Zone | Remainder of System | 1 | Average Weekday | CAISO | 1-in-2 | 2027 | 2 | 261.7449 | 268.9966 | 8.3229 | 50.8567 | 0
| Zone | Remainder of System | 1 | Average Weekday | CAISO | 1-in-2 | 2027 | 3 | 405.474 | 417.2373 | 8.3285 | 50.0656 | 0
| Zone | Remainder of System | 1 | Average Weekday | CAISO | 1-in-2 | 2027 | 4 | 576.8116 | 595.1653 | 8.3352 | 49.4579 | 0
| Zone | Remainder of System | 1 | Average Weekday | CAISO | 1-in-2 | 2027 | 5 | 549.0018 | 576.9762 | 8.3388 | 48.6945 | 0
| Zone | Remainder of System | 1 | Average Weekday | CAISO | 1-in-2 | 2027 | 6 | 535.2722 | 566.3954 | 8.3441 | 48.0933 | 0
| Zone | Remainder of System | 1 | Average Weekday | CAISO | 1-in-2 | 2027 | 7 | 542.0771 | 539.9458 | 8.3052 | 47.6913 | 0
| Zone | Remainder of System | 1 | Average Weekday | CAISO | 1-in-2 | 2027 | 8 | 533.4484 | 539.23 | 8.2568 | 47.4835 | 0
| Zone | Remainder of System | 1 | Average Weekday | CAISO | 1-in-2 | 2027 | 9 | 501.63 | 527.2751 | 8.2084 | 48.0697 | 0
| Zone | Remainder of System | 1 | Average Weekday | CAISO | 1-in-2 | 2027 | 10 | 483.6055 | 496.7637 | 8.2354 | 51.1465 | 0
| Zone | Remainder of System | 1 | Average Weekday | CAISO | 1-in-2 | 2027 | 11 | 454.961 | 463.3339 | 8.1929 | 55.3765 | 0
| Zone | Remainder of System | 1 | Average Weekday | CAISO | 1-in-2 | 2027 | 12 | 449.9739 | 457.0657 | 8.1537 | 59.3259 | 0
| Zone | Remainder of System | 1 | Average Weekday | CAISO | 1-in-2 | 2027 | 13 | 378.0416 | 388.8333 | 8.144 | 62.3629 | 0
| Zone | Remainder of System | 1 | Average Weekday | CAISO | 1-in-2 | 2027 | 14 | 342.7733 | 350.4628 | 8.1773 | 64.3351 | 0
| Zone | Remainder of System | 1 | Average Weekday | CAISO | 1-in-2 | 2027 | 15 | 297.3029 | 305.0808 | 8.2326 | 65.597 | 0
| Zone | Remainder of System | 1 | Average Weekday | CAISO | 1-in-2 | 2027 | 16 | 264.3591 | 266.6034 | 8.2912 | 66.0866 | 0
| Zone | Remainder of System | 1 | Average Weekday | CAISO | 1-in-2 | 2027 | 17 | 267.6551 | 274.0355 | 8.1624 | 65.5552 | 0
| Zone | Remainder of System | 1 | Average Weekday | CAISO | 1-in-2 | 2027 | 18 | 248.7955 | 254.8547 | 8.1411 | 63.7601 | 0
| Zone | Remainder of System | 1 | Average Weekday | CAISO | 1-in-2 | 2027 | 19 | 262.4964 | 266.8789 | 8.402 | 60.7946 | 0
| Zone | Remainder of System | 1 | Average Weekday | CAISO | 1-in-2 | 2027 | 20 | 252.9469 | 314.7511 | 8.4174 | 58.559 | 0
| Zone | Remainder of System | 1 | Average Weekday | CAISO | 1-in-2 | 2027 | 21 | 235.898 | 242.3464 | 8.0566 | 56.9225 | 0
| Zone | Remainder of System | 1 | Average Weekday | CAISO | 1-in-2 | 2027 | 22 | 410.2202 | 426.0882 | 8.2398 | 55.4974 | 0
| Zone | Remainder of System | 1 | Average Weekday | CAISO | 1-in-2 | 2027 | 23 | 397.3505 | 412.1208 | 8.2657 | 54.2455 | 0
| Zone | Remainder of System | 1 | Average Weekday | CAISO | 1-in-2 | 2027 | 24 | 327.8687 | 340.265 | 8.2688 | 53.1421 | 0
| Zone | Remainder of System | 1 | Monthly System Peak Day | CAISO | 1-in-2 | 2027 | 1 | 264.0478 | 270.3876 | 8.297 | 47.5791 | 0
| Zone | Remainder of System | 1 | Monthly System Peak Day | CAISO | 1-in-2 | 2027 | 2 | 261.7449 | 268.9966 | 8.3229 | 46.5599 | 0
| Zone | Remainder of System | 1 | Monthly System Peak Day | CAISO | 1-in-2 | 2027 | 3 | 405.474 | 417.2373 | 8.3285 | 45.5395 | 0
| Zone | Remainder of System | 1 | Monthly System Peak Day | CAISO | 1-in-2 | 2027 | 4 | 576.8116 | 595.1653 | 8.3352 | 44.8071 | 0
| Zone | Remainder of System | 1 | Monthly System Peak Day | CAISO | 1-in-2 | 2027 | 5 | 549.0018 | 576.9762 | 8.3388 | 44.0112 | 0
| Zone | Remainder of System | 1 | Monthly System Peak Day | CAISO | 1-in-2 | 2027 | 6 | 535.2722 | 566.3954 | 8.3441 | 43.5364 | 0
| Zone | Remainder of System | 1 | Monthly System Peak Day | CAISO | 1-in-2 | 2027 | 7 | 542.0771 | 539.9458 | 8.3052 | 43.2181 | 0
| Zone | Remainder of System | 1 | Monthly System Peak Day | CAISO | 1-in-2 | 2027 | 8 | 533.4484 | 539.23 | 8.2568 | 43.1351 | 0
| Zone | Remainder of System | 1 | Monthly System Peak Day | CAISO | 1-in-2 | 2027 | 9 | 501.63 | 527.2751 | 8.2084 | 43.8574 | 0
| Zone | Remainder of System | 1 | Monthly System Peak Day | CAISO | 1-in-2 | 2027 | 10 | 483.6055 | 496.7637 | 8.2354 | 46.2637 | 0
| Zone | Remainder of System | 1 | Monthly System Peak Day | CAISO | 1-in-2 | 2027 | 11 | 454.961 | 463.3339 | 8.1929 | 49.3761 | 0
| Zone | Remainder of System | 1 | Monthly System Peak Day | CAISO | 1-in-2 | 2027 | 12 | 449.9739 | 457.0657 | 8.1537 | 52.0586 | 0
| Zone | Remainder of System | 1 | Monthly System Peak Day | CAISO | 1-in-2 | 2027 | 13 | 378.0416 | 388.8333 | 8.144 | 53.2747 | 0
| Zone | Remainder of System | 1 | Monthly System Peak Day | CAISO | 1-in-2 | 2027 | 14 | 342.7733 | 350.4628 | 8.1773 | 54.3508 | 0
| Zone | Remainder of System | 1 | Monthly System Peak Day | CAISO | 1-in-2 | 2027 | 15 | 297.3029 | 305.0808 | 8.2326 | 55.45 | 0
| Zone | Remainder of System | 1 | Monthly System Peak Day | CAISO | 1-in-2 | 2027 | 16 | 264.3591 | 266.6034 | 8.2912 | 56.1591 | 0
| Zone | Remainder of System | 1 | Monthly System Peak Day | CAISO | 1-in-2 | 2027 | 17 | 267.6551 | 274.0355 | 8.1624 | 55.461 | 0
| Zone | Remainder of System | 1 | Monthly System Peak Day | CAISO | 1-in-2 | 2027 | 18 | 248.7955 | 254.8547 | 8.1411 | 54.1689 | 0
| Zone | Remainder of System | 1 | Monthly System Peak Day | CAISO | 1-in-2 | 2027 | 19 | 262.4964 | 266.8789 | 8.402 | 52.5576 | 0
| Zone | Remainder of System | 1 | Monthly System Peak Day | CAISO | 1-in-2 | 2027 | 20 | 252.9469 | 314.7511 | 8.4174 | 51.4093 | 0
| Zone | Remainder of System | 1 | Monthly System Peak Day | CAISO | 1-in-2 | 2027 | 21 | 235.898 | 242.3464 | 8.0566 | 50.2882 | 0
| Zone | Remainder of System | 1 | Monthly System Peak Day | CAISO | 1-in-2 | 2027 | 22 | 410.2202 | 426.0882 | 8.2398 | 49.3354 | 0
| Zone | Remainder of System | 1 | Monthly System Peak Day | CAISO | 1-in-2 | 2027 | 23 | 397.3505 | 412.1208 | 8.2657 | 48.5349 | 0
| Zone | Remainder of System | 1 | Monthly System Peak Day | CAISO | 1-in-2 | 2027 | 24 | 327.8687 | 340.265 | 8.2688 | 47.6998 | 0
| Zone | Remainder of System | 2 | Average Weekday | CAISO | 1-in-2 | 2027 | 1 | 264.0782 | 271.2351 | 8.3538 | 52.5675 | 0
| Zone | Remainder of System | 2 | Average Weekday | CAISO | 1-in-2 | 2027 | 2 | 258.3777 | 266.5223 | 8.3854 | 51.7224 | 0
| Zone | Remainder of System | 2 | Average Weekday | CAISO | 1-in-2 | 2027 | 3 | 398.5186 | 411.7022 | 8.392 | 50.9045 | 0
| Zone | Remainder of System | 2 | Average Weekday | CAISO | 1-in-2 | 2027 | 4 | 566.1155 | 587.2795 | 8.3999 | 50.1164 | 0
| Zone | Remainder of System | 2 | Average Weekday | CAISO | 1-in-2 | 2027 | 5 | 546.5836 | 577.5549 | 8.4033 | 49.374 | 0
| Zone | Remainder of System | 2 | Average Weekday | CAISO | 1-in-2 | 2027 | 6 | 537.0146 | 570.1042 | 8.4081 | 48.7755 | 0
| Zone | Remainder of System | 2 | Average Weekday | CAISO | 1-in-2 | 2027 | 7 | 529.7945 | 529.1033 | 8.3606 | 48.3328 | 0
| Zone | Remainder of System | 2 | Average Weekday | CAISO | 1-in-2 | 2027 | 8 | 520.0508 | 526.2728 | 8.303 | 48.1435 | 0
| Zone | Remainder of System | 2 | Average Weekday | CAISO | 1-in-2 | 2027 | 9 | 500.5249 | 526.5725 | 8.2445 | 49.3982 | 0
| Zone | Remainder of System | 2 | Average Weekday | CAISO | 1-in-2 | 2027 | 10 | 478.3002 | 490.8278 | 8.2796 | 52.9426 | 0
| Zone | Remainder of System | 2 | Average Weekday | CAISO | 1-in-2 | 2027 | 11 | 454.1429 | 462.7494 | 8.2258 | 57.0736 | 0
| Zone | Remainder of System | 2 | Average Weekday | CAISO | 1-in-2 | 2027 | 12 | 448.9638 | 456.7365 | 8.1748 | 60.5918 | 0
| Zone | Remainder of System | 2 | Average Weekday | CAISO | 1-in-2 | 2027 | 13 | 372.7484 | 384.5865 | 8.1612 | 63.117 | 0
| Zone | Remainder of System | 2 | Average Weekday | CAISO | 1-in-2 | 2027 | 14 | 334.4626 | 342.7769 | 8.2048 | 64.6805 | 0
| Zone | Remainder of System | 2 | Average Weekday | CAISO | 1-in-2 | 2027 | 15 | 283.754 | 293.7874 | 8.2751 | 65.5714 | 0
| Zone | Remainder of System | 2 | Average Weekday | CAISO | 1-in-2 | 2027 | 16 | 253.9716 | 257.7804 | 8.3472 | 65.833 | 0
| Zone | Remainder of System | 2 | Average Weekday | CAISO | 1-in-2 | 2027 | 17 | 246.4393 | 251.5738 | 8.1948 | 65.4214 | 0
| Zone | Remainder of System | 2 | Average Weekday | CAISO | 1-in-2 | 2027 | 18 | 233.0863 | 238.2406 | 8.1671 | 64.0855 | 0
| Zone | Remainder of System | 2 | Average Weekday | CAISO | 1-in-2 | 2027 | 19 | 254.9411 | 259.4048 | 8.4021 | 61.5241 | 0
| Zone | Remainder of System | 2 | Average Weekday | CAISO | 1-in-2 | 2027 | 20 | 246.1291 | 306.0498 | 8.4209 | 59.1486 | 0
| Zone | Remainder of System | 2 | Average Weekday | CAISO | 1-in-2 | 2027 | 21 | 224.3674 | 230.5576 | 8.0309 | 57.4325 | 0
| Zone | Remainder of System | 2 | Average Weekday | CAISO | 1-in-2 | 2027 | 22 | 395.1773 | 410.8918 | 8.2808 | 55.9779 | 0
| Zone | Remainder of System | 2 | Average Weekday | CAISO | 1-in-2 | 2027 | 23 | 380.6404 | 395.81 | 8.3147 | 54.7327 | 0
| Zone | Remainder of System | 2 | Average Weekday | CAISO | 1-in-2 | 2027 | 24 | 320.8327 | 334.492 | 8.3189 | 53.6434 | 0
| Zone | Remainder of System | 2 | Monthly System Peak Day | CAISO | 1-in-2 | 2027 | 1 | 264.0782 | 271.2351 | 8.3538 | 43.5438 | 0
| Zone | Remainder of System | 2 | Monthly System Peak Day | CAISO | 1-in-2 | 2027 | 2 | 258.3777 | 266.5223 | 8.3854 | 42.7868 | 0
| Zone | Remainder of System | 2 | Monthly System Peak Day | CAISO | 1-in-2 | 2027 | 3 | 398.5186 | 411.7022 | 8.392 | 42.1016 | 0
| Zone | Remainder of System | 2 | Monthly System Peak Day | CAISO | 1-in-2 | 2027 | 4 | 566.1155 | 587.2795 | 8.3999 | 41.5683 | 0
| Zone | Remainder of System | 2 | Monthly System Peak Day | CAISO | 1-in-2 | 2027 | 5 | 546.5836 | 577.5549 | 8.4033 | 40.7986 | 0
| Zone | Remainder of System | 2 | Monthly System Peak Day | CAISO | 1-in-2 | 2027 | 6 | 537.0146 | 570.1042 | 8.4081 | 40.0606 | 0
| Zone | Remainder of System | 2 | Monthly System Peak Day | CAISO | 1-in-2 | 2027 | 7 | 529.7945 | 529.1033 | 8.3606 | 39.4674 | 0
| Zone | Remainder of System | 2 | Monthly System Peak Day | CAISO | 1-in-2 | 2027 | 8 | 520.0508 | 526.2728 | 8.303 | 39.2967 | 0
| Zone | Remainder of System | 2 | Monthly System Peak Day | CAISO | 1-in-2 | 2027 | 9 | 500.5249 | 526.5725 | 8.2445 | 40.8391 | 0
| Zone | Remainder of System | 2 | Monthly System Peak Day | CAISO | 1-in-2 | 2027 | 10 | 478.3002 | 490.8278 | 8.2796 | 44.0474 | 0
| Zone | Remainder of System | 2 | Monthly System Peak Day | CAISO | 1-in-2 | 2027 | 11 | 454.1429 | 462.7494 | 8.2258 | 47.42 | 0
| Zone | Remainder of System | 2 | Monthly System Peak Day | CAISO | 1-in-2 | 2027 | 12 | 448.9638 | 456.7365 | 8.1748 | 50.4917 | 0
| Zone | Remainder of System | 2 | Monthly System Peak Day | CAISO | 1-in-2 | 2027 | 13 | 372.7484 | 384.5865 | 8.1612 | 52.9941 | 0
| Zone | Remainder of System | 2 | Monthly System Peak Day | CAISO | 1-in-2 | 2027 | 14 | 334.4626 | 342.7769 | 8.2048 | 54.6576 | 0
| Zone | Remainder of System | 2 | Monthly System Peak Day | CAISO | 1-in-2 | 2027 | 15 | 283.754 | 293.7874 | 8.2751 | 55.7966 | 0
| Zone | Remainder of System | 2 | Monthly System Peak Day | CAISO | 1-in-2 | 2027 | 16 | 253.9716 | 257.7804 | 8.3472 | 56.3506 | 0
| Zone | Remainder of System | 2 | Monthly System Peak Day | CAISO | 1-in-2 | 2027 | 17 | 246.4393 | 251.5738 | 8.1948 | 56.1764 | 0
| Zone | Remainder of System | 2 | Monthly System Peak Day | CAISO | 1-in-2 | 2027 | 18 | 233.0863 | 238.2406 | 8.1671 | 55.1213 | 0
| Zone | Remainder of System | 2 | Monthly System Peak Day | CAISO | 1-in-2 | 2027 | 19 | 254.9411 | 259.4048 | 8.4021 | 52.9983 | 0
| Zone | Remainder of System | 2 | Monthly System Peak Day | CAISO | 1-in-2 | 2027 | 20 | 246.1291 | 306.0498 | 8.4209 | 50.8817 | 0
| Zone | Remainder of System | 2 | Monthly System Peak Day | CAISO | 1-in-2 | 2027 | 21 | 224.3674 | 230.5576 | 8.0309 | 49.3216 | 0
| Zone | Remainder of System | 2 | Monthly System Peak Day | CAISO | 1-in-2 | 2027 | 22 | 395.1773 | 410.8918 | 8.2808 | 47.9568 | 0
| Zone | Remainder of System | 2 | Monthly System Peak Day | CAISO | 1-in-2 | 2027 | 23 | 380.6404 | 395.81 | 8.3147 | 46.7378 | 0
| Zone | Remainder of System | 2 | Monthly System Peak Day | CAISO | 1-in-2 | 2027 | 24 | 320.8327 | 334.492 | 8.3189 | 45.5444 | 0
| Zone | Remainder of System | 3 | Average Weekday | CAISO | 1-in-2 | 2027 | 1 | 271.5223 | 283.3664 | 8.4408 | 54.0244 | 0
| Zone | Remainder of System | 3 | Average Weekday | CAISO | 1-in-2 | 2027 | 2 | 266.1579 | 273.9045 | 8.3921 | 53.0154 | 0
| Zone | Remainder of System | 3 | Average Weekday | CAISO | 1-in-2 | 2027 | 3 | 425.4056 | 436.5699 | 8.3848 | 52.1085 | 0
| Zone | Remainder of System | 3 | Average Weekday | CAISO | 1-in-2 | 2027 | 4 | 598.77 | 615.6183 | 8.3676 | 51.3271 | 0
| Zone | Remainder of System | 3 | Average Weekday | CAISO | 1-in-2 | 2027 | 5 | 565.2533 | 584.6341 | 8.3614 | 50.5861 | 0
| Zone | Remainder of System | 3 | Average Weekday | CAISO | 1-in-2 | 2027 | 6 | 556.0637 | 575.4139 | 8.33 | 49.8821 | 0
| Zone | Remainder of System | 3 | Average Weekday | CAISO | 1-in-2 | 2027 | 7 | 560.2052 | 560.8951 | 8.3149 | 49.399 | 0
| Zone | Remainder of System | 3 | Average Weekday | CAISO | 1-in-2 | 2027 | 8 | 538.1815 | 548.5876 | 8.469 | 49.1477 | 0
| Zone | Remainder of System | 3 | Average Weekday | CAISO | 1-in-2 | 2027 | 9 | 522.998 | 562.8514 | 8.6596 | 50.1844 | 0
| Zone | Remainder of System | 3 | Average Weekday | CAISO | 1-in-2 | 2027 | 10 | 503.8239 | 526.4716 | 8.5269 | 53.2277 | 0
| Zone | Remainder of System | 3 | Average Weekday | CAISO | 1-in-2 | 2027 | 11 | 471.5992 | 488.1025 | 8.6058 | 56.8354 | 0
| Zone | Remainder of System | 3 | Average Weekday | CAISO | 1-in-2 | 2027 | 12 | 471.3042 | 483.4024 | 8.6951 | 60.1749 | 0
| Zone | Remainder of System | 3 | Average Weekday | CAISO | 1-in-2 | 2027 | 13 | 377.887 | 388.7359 | 8.7701 | 62.8043 | 0
| Zone | Remainder of System | 3 | Average Weekday | CAISO | 1-in-2 | 2027 | 14 | 353.2762 | 360.922 | 8.72 | 64.6602 | 0
| Zone | Remainder of System | 3 | Average Weekday | CAISO | 1-in-2 | 2027 | 15 | 306.3333 | 313.3396 | 8.5535 | 65.8561 | 0
| Zone | Remainder of System | 3 | Average Weekday | CAISO | 1-in-2 | 2027 | 16 | 272.8544 | 275.7389 | 8.3365 | 66.5387 | 0
| Zone | Remainder of System | 3 | Average Weekday | CAISO | 1-in-2 | 2027 | 17 | 274.4024 | 280.1346 | 8.1909 | 66.6098 | 0
| Zone | Remainder of System | 3 | Average Weekday | CAISO | 1-in-2 | 2027 | 18 | 247.6372 | 254.0186 | 8.2054 | 65.845 | 0
| Zone | Remainder of System | 3 | Average Weekday | CAISO | 1-in-2 | 2027 | 19 | 262.2859 | 268.9352 | 8.4891 | 64.2052 | 0
| Zone | Remainder of System | 3 | Average Weekday | CAISO | 1-in-2 | 2027 | 20 | 248.6474 | 251.8484 | 8.3852 | 61.7132 | 0
| Zone | Remainder of System | 3 | Average Weekday | CAISO | 1-in-2 | 2027 | 21 | 220.897 | 225.8961 | 8.0601 | 59.1399 | 0
| Zone | Remainder of System | 3 | Average Weekday | CAISO | 1-in-2 | 2027 | 22 | 419.378 | 437.7176 | 8.2944 | 57.4121 | 0
| Zone | Remainder of System | 3 | Average Weekday | CAISO | 1-in-2 | 2027 | 23 | 409.6435 | 431.0885 | 8.3959 | 56.1046 | 0
| Zone | Remainder of System | 3 | Average Weekday | CAISO | 1-in-2 | 2027 | 24 | 352.4337 | 377.4579 | 8.486 | 54.9793 | 0
| Zone | Remainder of System | 3 | Monthly System Peak Day | CAISO | 1-in-2 | 2027 | 1 | 271.5223 | 283.3664 | 8.4408 | 56.9603 | 0
| Zone | Remainder of System | 3 | Monthly System Peak Day | CAISO | 1-in-2 | 2027 | 2 | 266.1579 | 273.9045 | 8.3921 | 55.7974 | 0
| Zone | Remainder of System | 3 | Monthly System Peak Day | CAISO | 1-in-2 | 2027 | 3 | 425.4056 | 436.5699 | 8.3848 | 54.1445 | 0
| Zone | Remainder of System | 3 | Monthly System Peak Day | CAISO | 1-in-2 | 2027 | 4 | 598.77 | 615.6183 | 8.3676 | 53.2971 | 0
| Zone | Remainder of System | 3 | Monthly System Peak Day | CAISO | 1-in-2 | 2027 | 5 | 565.2533 | 584.6341 | 8.3614 | 52.3144 | 0
| Zone | Remainder of System | 3 | Monthly System Peak Day | CAISO | 1-in-2 | 2027 | 6 | 556.0637 | 575.4139 | 8.33 | 51.3896 | 0
| Zone | Remainder of System | 3 | Monthly System Peak Day | CAISO | 1-in-2 | 2027 | 7 | 560.2052 | 560.8951 | 8.3149 | 50.9162 | 0
| Zone | Remainder of System | 3 | Monthly System Peak Day | CAISO | 1-in-2 | 2027 | 8 | 538.1815 | 548.5876 | 8.469 | 50.0641 | 0
| Zone | Remainder of System | 3 | Monthly System Peak Day | CAISO | 1-in-2 | 2027 | 9 | 522.998 | 562.8514 | 8.6596 | 50.4442 | 0
| Zone | Remainder of System | 3 | Monthly System Peak Day | CAISO | 1-in-2 | 2027 | 10 | 503.8239 | 526.4716 | 8.5269 | 53.4591 | 0
| Zone | Remainder of System | 3 | Monthly System Peak Day | CAISO | 1-in-2 | 2027 | 11 | 471.5992 | 488.1025 | 8.6058 | 58.2081 | 0
| Zone | Remainder of System | 3 | Monthly System Peak Day | CAISO | 1-in-2 | 2027 | 12 | 471.3042 | 483.4024 | 8.6951 | 62.4932 | 0
| Zone | Remainder of System | 3 | Monthly System Peak Day | CAISO | 1-in-2 | 2027 | 13 | 377.887 | 388.7359 | 8.7701 | 65.7865 | 0
| Zone | Remainder of System | 3 | Monthly System Peak Day | CAISO | 1-in-2 | 2027 | 14 | 353.2762 | 360.922 | 8.72 | 67.6177 | 0
| Zone | Remainder of System | 3 | Monthly System Peak Day | CAISO | 1-in-2 | 2027 | 15 | 306.3333 | 313.3396 | 8.5535 | 68.7829 | 0
| Zone | Remainder of System | 3 | Monthly System Peak Day | CAISO | 1-in-2 | 2027 | 16 | 272.8544 | 275.7389 | 8.3365 | 69.7518 | 0
| Zone | Remainder of System | 3 | Monthly System Peak Day | CAISO | 1-in-2 | 2027 | 17 | 274.4024 | 280.1346 | 8.1909 | 70.2778 | 0
| Zone | Remainder of System | 3 | Monthly System Peak Day | CAISO | 1-in-2 | 2027 | 18 | 247.6372 | 254.0186 | 8.2054 | 69.7317 | 0
| Zone | Remainder of System | 3 | Monthly System Peak Day | CAISO | 1-in-2 | 2027 | 19 | 262.2859 | 268.9352 | 8.4891 | 68.0419 | 0
| Zone | Remainder of System | 3 | Monthly System Peak Day | CAISO | 1-in-2 | 2027 | 20 | 248.6474 | 251.8484 | 8.3852 | 65.005 | 0
| Zone | Remainder of System | 3 | Monthly System Peak Day | CAISO | 1-in-2 | 2027 | 21 | 220.897 | 225.8961 | 8.0601 | 62.0225 | 0
| Zone | Remainder of System | 3 | Monthly System Peak Day | CAISO | 1-in-2 | 2027 | 22 | 419.378 | 437.7176 | 8.2944 | 60.067 | 0
| Zone | Remainder of System | 3 | Monthly System Peak Day | CAISO | 1-in-2 | 2027 | 23 | 409.6435 | 431.0885 | 8.3959 | 58.747 | 0
| Zone | Remainder of System | 3 | Monthly System Peak Day | CAISO | 1-in-2 | 2027 | 24 | 352.4337 | 377.4579 | 8.486 | 57.434 | 0
| Zone | Remainder of System | 4 | Average Weekday | CAISO | 1-in-2 | 2027 | 1 | 269.6743 | 280.8868 | 8.4573 | 56.7365 | 0
| Zone | Remainder of System | 4 | Average Weekday | CAISO | 1-in-2 | 2027 | 2 | 268.0277 | 276.6173 | 8.4093 | 55.8532 | 0
| Zone | Remainder of System | 4 | Average Weekday | CAISO | 1-in-2 | 2027 | 3 | 427.2822 | 439.1083 | 8.402 | 55.0258 | 0
| Zone | Remainder of System | 4 | Average Weekday | CAISO | 1-in-2 | 2027 | 4 | 595.4613 | 612.3386 | 8.385 | 54.3534 | 0
| Zone | Remainder of System | 4 | Average Weekday | CAISO | 1-in-2 | 2027 | 5 | 550.3568 | 568.5366 | 8.3787 | 53.7644 | 0
| Zone | Remainder of System | 4 | Average Weekday | CAISO | 1-in-2 | 2027 | 6 | 546.1868 | 564.6343 | 8.3469 | 53.2815 | 0
| Zone | Remainder of System | 4 | Average Weekday | CAISO | 1-in-2 | 2027 | 7 | 549.6624 | 550.8233 | 8.3307 | 52.8216 | 0
| Zone | Remainder of System | 4 | Average Weekday | CAISO | 1-in-2 | 2027 | 8 | 534.0532 | 541.493 | 8.4842 | 52.6788 | 0
| Zone | Remainder of System | 4 | Average Weekday | CAISO | 1-in-2 | 2027 | 9 | 505.1129 | 543.5464 | 8.6733 | 54.2211 | 0
| Zone | Remainder of System | 4 | Average Weekday | CAISO | 1-in-2 | 2027 | 10 | 486.7434 | 509.9045 | 8.5419 | 57.0764 | 0
| Zone | Remainder of System | 4 | Average Weekday | CAISO | 1-in-2 | 2027 | 11 | 460.3673 | 474.6018 | 8.6192 | 60.136 | 0
| Zone | Remainder of System | 4 | Average Weekday | CAISO | 1-in-2 | 2027 | 12 | 459.8576 | 471.9572 | 8.7067 | 63.031 | 0
| Zone | Remainder of System | 4 | Average Weekday | CAISO | 1-in-2 | 2027 | 13 | 375.8856 | 386.6665 | 8.7805 | 65.4726 | 0
| Zone | Remainder of System | 4 | Average Weekday | CAISO | 1-in-2 | 2027 | 14 | 346.7871 | 354.4429 | 8.7316 | 67.3555 | 0
| Zone | Remainder of System | 4 | Average Weekday | CAISO | 1-in-2 | 2027 | 15 | 293.9521 | 301.24 | 8.5667 | 68.6662 | 0
| Zone | Remainder of System | 4 | Average Weekday | CAISO | 1-in-2 | 2027 | 16 | 261.8288 | 264.8227 | 8.3523 | 69.2704 | 0
| Zone | Remainder of System | 4 | Average Weekday | CAISO | 1-in-2 | 2027 | 17 | 260.7277 | 265.0938 | 8.2239 | 69.3555 | 0
| Zone | Remainder of System | 4 | Average Weekday | CAISO | 1-in-2 | 2027 | 18 | 224.864 | 230.479 | 8.236 | 68.6446 | 0
| Zone | Remainder of System | 4 | Average Weekday | CAISO | 1-in-2 | 2027 | 19 | 230.4805 | 237.1574 | 8.4893 | 67.2712 | 0
| Zone | Remainder of System | 4 | Average Weekday | CAISO | 1-in-2 | 2027 | 20 | 222.6973 | 226.0508 | 8.3853 | 64.9503 | 0
| Zone | Remainder of System | 4 | Average Weekday | CAISO | 1-in-2 | 2027 | 21 | 223.8875 | 229.1355 | 8.0753 | 61.9895 | 0
| Zone | Remainder of System | 4 | Average Weekday | CAISO | 1-in-2 | 2027 | 22 | 409.5958 | 427.5759 | 8.3065 | 59.9101 | 0
| Zone | Remainder of System | 4 | Average Weekday | CAISO | 1-in-2 | 2027 | 23 | 404.1172 | 425.1061 | 8.4123 | 58.5285 | 0
| Zone | Remainder of System | 4 | Average Weekday | CAISO | 1-in-2 | 2027 | 24 | 346.7974 | 370.9525 | 8.502 | 57.4672 | 0
| Zone | Remainder of System | 4 | Monthly System Peak Day | CAISO | 1-in-2 | 2027 | 1 | 269.6743 | 280.8868 | 8.4573 | 62.08 | 0
| Zone | Remainder of System | 4 | Monthly System Peak Day | CAISO | 1-in-2 | 2027 | 2 | 268.0277 | 276.6173 | 8.4093 | 60.7156 | 0
| Zone | Remainder of System | 4 | Monthly System Peak Day | CAISO | 1-in-2 | 2027 | 3 | 427.2822 | 439.1083 | 8.402 | 59.7607 | 0
| Zone | Remainder of System | 4 | Monthly System Peak Day | CAISO | 1-in-2 | 2027 | 4 | 595.4613 | 612.3386 | 8.385 | 58.8607 | 0
| Zone | Remainder of System | 4 | Monthly System Peak Day | CAISO | 1-in-2 | 2027 | 5 | 550.3568 | 568.5366 | 8.3787 | 57.7303 | 0
| Zone | Remainder of System | 4 | Monthly System Peak Day | CAISO | 1-in-2 | 2027 | 6 | 546.1868 | 564.6343 | 8.3469 | 56.8679 | 0
| Zone | Remainder of System | 4 | Monthly System Peak Day | CAISO | 1-in-2 | 2027 | 7 | 549.6624 | 550.8233 | 8.3307 | 56.0597 | 0
| Zone | Remainder of System | 4 | Monthly System Peak Day | CAISO | 1-in-2 | 2027 | 8 | 534.0532 | 541.493 | 8.4842 | 55.6808 | 0
| Zone | Remainder of System | 4 | Monthly System Peak Day | CAISO | 1-in-2 | 2027 | 9 | 505.1129 | 543.5464 | 8.6733 | 57.449 | 0
| Zone | Remainder of System | 4 | Monthly System Peak Day | CAISO | 1-in-2 | 2027 | 10 | 486.7434 | 509.9045 | 8.5419 | 61.5881 | 0
| Zone | Remainder of System | 4 | Monthly System Peak Day | CAISO | 1-in-2 | 2027 | 11 | 460.3673 | 474.6018 | 8.6192 | 66.9769 | 0
| Zone | Remainder of System | 4 | Monthly System Peak Day | CAISO | 1-in-2 | 2027 | 12 | 459.8576 | 471.9572 | 8.7067 | 72.106 | 0
| Zone | Remainder of System | 4 | Monthly System Peak Day | CAISO | 1-in-2 | 2027 | 13 | 375.8856 | 386.6665 | 8.7805 | 76.1771 | 0
| Zone | Remainder of System | 4 | Monthly System Peak Day | CAISO | 1-in-2 | 2027 | 14 | 346.7871 | 354.4429 | 8.7316 | 79.0859 | 0
| Zone | Remainder of System | 4 | Monthly System Peak Day | CAISO | 1-in-2 | 2027 | 15 | 293.9521 | 301.24 | 8.5667 | 80.9147 | 0
| Zone | Remainder of System | 4 | Monthly System Peak Day | CAISO | 1-in-2 | 2027 | 16 | 261.8288 | 264.8227 | 8.3523 | 81.4535 | 0
| Zone | Remainder of System | 4 | Monthly System Peak Day | CAISO | 1-in-2 | 2027 | 17 | 260.7277 | 265.0938 | 8.2239 | 81.2189 | 0
| Zone | Remainder of System | 4 | Monthly System Peak Day | CAISO | 1-in-2 | 2027 | 18 | 224.864 | 230.479 | 8.236 | 80.2419 | 0
| Zone | Remainder of System | 4 | Monthly System Peak Day | CAISO | 1-in-2 | 2027 | 19 | 230.4805 | 237.1574 | 8.4893 | 79.0493 | 0
| Zone | Remainder of System | 4 | Monthly System Peak Day | CAISO | 1-in-2 | 2027 | 20 | 222.6973 | 226.0508 | 8.3853 | 76.3662 | 0
| Zone | Remainder of System | 4 | Monthly System Peak Day | CAISO | 1-in-2 | 2027 | 21 | 223.8875 | 229.1355 | 8.0753 | 72.022 | 0
| Zone | Remainder of System | 4 | Monthly System Peak Day | CAISO | 1-in-2 | 2027 | 22 | 409.5958 | 427.5759 | 8.3065 | 68.2917 | 0
| Zone | Remainder of System | 4 | Monthly System Peak Day | CAISO | 1-in-2 | 2027 | 23 | 404.1172 | 425.1061 | 8.4123 | 65.3696 | 0
| Zone | Remainder of System | 4 | Monthly System Peak Day | CAISO | 1-in-2 | 2027 | 24 | 346.7974 | 370.9525 | 8.502 | 63.3596 | 0
| Zone | Remainder of System | 5 | Average Weekday | CAISO | 1-in-2 | 2027 | 1 | 282.7761 | 294.1242 | 8.4891 | 59.7443 | 0
| Zone | Remainder of System | 5 | Average Weekday | CAISO | 1-in-2 | 2027 | 2 | 283.3518 | 291.1312 | 8.4421 | 59.0711 | 0
| Zone | Remainder of System | 5 | Average Weekday | CAISO | 1-in-2 | 2027 | 3 | 443.3723 | 456.3929 | 8.435 | 58.4673 | 0
| Zone | Remainder of System | 5 | Average Weekday | CAISO | 1-in-2 | 2027 | 4 | 606.5558 | 624.5706 | 8.4181 | 57.9163 | 0
| Zone | Remainder of System | 5 | Average Weekday | CAISO | 1-in-2 | 2027 | 5 | 567.3728 | 586.4063 | 8.4112 | 57.4537 | 0
| Zone | Remainder of System | 5 | Average Weekday | CAISO | 1-in-2 | 2027 | 6 | 553.4807 | 573.9256 | 8.3785 | 57.0042 | 0
| Zone | Remainder of System | 5 | Average Weekday | CAISO | 1-in-2 | 2027 | 7 | 547.4416 | 548.664 | 8.3605 | 56.5906 | 0
| Zone | Remainder of System | 5 | Average Weekday | CAISO | 1-in-2 | 2027 | 8 | 544.6931 | 555.8624 | 8.5135 | 56.9009 | 0
| Zone | Remainder of System | 5 | Average Weekday | CAISO | 1-in-2 | 2027 | 9 | 512.0876 | 548.0775 | 8.7006 | 58.6635 | 0
| Zone | Remainder of System | 5 | Average Weekday | CAISO | 1-in-2 | 2027 | 10 | 502.1713 | 525.4033 | 8.5714 | 61.0024 | 0
| Zone | Remainder of System | 5 | Average Weekday | CAISO | 1-in-2 | 2027 | 11 | 481.758 | 496.5843 | 8.6454 | 63.674 | 0
| Zone | Remainder of System | 5 | Average Weekday | CAISO | 1-in-2 | 2027 | 12 | 474.967 | 486.6628 | 8.7293 | 66.1969 | 0
| Zone | Remainder of System | 5 | Average Weekday | CAISO | 1-in-2 | 2027 | 13 | 384.394 | 395.6113 | 8.801 | 68.4385 | 0
| Zone | Remainder of System | 5 | Average Weekday | CAISO | 1-in-2 | 2027 | 14 | 361.6299 | 369.3479 | 8.7543 | 70.1752 | 0
| Zone | Remainder of System | 5 | Average Weekday | CAISO | 1-in-2 | 2027 | 15 | 318.35 | 325.4552 | 8.593 | 71.341 | 0
| Zone | Remainder of System | 5 | Average Weekday | CAISO | 1-in-2 | 2027 | 16 | 277.0772 | 279.9207 | 8.3824 | 71.901 | 0
| Zone | Remainder of System | 5 | Average Weekday | CAISO | 1-in-2 | 2027 | 17 | 265.3524 | 270.8414 | 8.2537 | 71.8083 | 0
| Zone | Remainder of System | 5 | Average Weekday | CAISO | 1-in-2 | 2027 | 18 | 239.0606 | 245.0243 | 8.2626 | 71.1675 | 0
| Zone | Remainder of System | 5 | Average Weekday | CAISO | 1-in-2 | 2027 | 19 | 248.224 | 255.0999 | 8.4873 | 69.8052 | 0
| Zone | Remainder of System | 5 | Average Weekday | CAISO | 1-in-2 | 2027 | 20 | 235.7434 | 239.1041 | 8.3849 | 67.6863 | 0
| Zone | Remainder of System | 5 | Average Weekday | CAISO | 1-in-2 | 2027 | 21 | 240.8077 | 246.1777 | 8.0773 | 64.9519 | 0
| Zone | Remainder of System | 5 | Average Weekday | CAISO | 1-in-2 | 2027 | 22 | 429.9566 | 448.222 | 8.3331 | 62.6968 | 0
| Zone | Remainder of System | 5 | Average Weekday | CAISO | 1-in-2 | 2027 | 23 | 430.2942 | 451.9783 | 8.4424 | 61.385 | 0
| Zone | Remainder of System | 5 | Average Weekday | CAISO | 1-in-2 | 2027 | 24 | 368.8611 | 393.8198 | 8.5324 | 60.3901 | 0
| Zone | Remainder of System | 5 | Monthly System Peak Day | CAISO | 1-in-2 | 2027 | 1 | 282.7761 | 294.1242 | 8.4891 | 65.9416 | 0
| Zone | Remainder of System | 5 | Monthly System Peak Day | CAISO | 1-in-2 | 2027 | 2 | 283.3518 | 291.1312 | 8.4421 | 64.3504 | 0
| Zone | Remainder of System | 5 | Monthly System Peak Day | CAISO | 1-in-2 | 2027 | 3 | 443.3723 | 456.3929 | 8.435 | 62.958 | 0
| Zone | Remainder of System | 5 | Monthly System Peak Day | CAISO | 1-in-2 | 2027 | 4 | 606.5558 | 624.5706 | 8.4181 | 61.4581 | 0
| Zone | Remainder of System | 5 | Monthly System Peak Day | CAISO | 1-in-2 | 2027 | 5 | 567.3728 | 586.4063 | 8.4112 | 60.1746 | 0
| Zone | Remainder of System | 5 | Monthly System Peak Day | CAISO | 1-in-2 | 2027 | 6 | 553.4807 | 573.9256 | 8.3785 | 59.4602 | 0
| Zone | Remainder of System | 5 | Monthly System Peak Day | CAISO | 1-in-2 | 2027 | 7 | 547.4416 | 548.664 | 8.3605 | 59.1397 | 0
| Zone | Remainder of System | 5 | Monthly System Peak Day | CAISO | 1-in-2 | 2027 | 8 | 544.6931 | 555.8624 | 8.5135 | 59.4891 | 0
| Zone | Remainder of System | 5 | Monthly System Peak Day | CAISO | 1-in-2 | 2027 | 9 | 512.0876 | 548.0775 | 8.7006 | 61.7404 | 0
| Zone | Remainder of System | 5 | Monthly System Peak Day | CAISO | 1-in-2 | 2027 | 10 | 502.1713 | 525.4033 | 8.5714 | 66.3017 | 0
| Zone | Remainder of System | 5 | Monthly System Peak Day | CAISO | 1-in-2 | 2027 | 11 | 481.758 | 496.5843 | 8.6454 | 71.7468 | 0
| Zone | Remainder of System | 5 | Monthly System Peak Day | CAISO | 1-in-2 | 2027 | 12 | 474.967 | 486.6628 | 8.7293 | 76.4342 | 0
| Zone | Remainder of System | 5 | Monthly System Peak Day | CAISO | 1-in-2 | 2027 | 13 | 384.394 | 395.6113 | 8.801 | 79.7976 | 0
| Zone | Remainder of System | 5 | Monthly System Peak Day | CAISO | 1-in-2 | 2027 | 14 | 361.6299 | 369.3479 | 8.7543 | 81.949 | 0
| Zone | Remainder of System | 5 | Monthly System Peak Day | CAISO | 1-in-2 | 2027 | 15 | 318.35 | 325.4552 | 8.593 | 82.9769 | 0
| Zone | Remainder of System | 5 | Monthly System Peak Day | CAISO | 1-in-2 | 2027 | 16 | 277.0772 | 279.9207 | 8.3824 | 83.3815 | 0
| Zone | Remainder of System | 5 | Monthly System Peak Day | CAISO | 1-in-2 | 2027 | 17 | 265.3524 | 270.8414 | 8.2537 | 83.2329 | 0
| Zone | Remainder of System | 5 | Monthly System Peak Day | CAISO | 1-in-2 | 2027 | 18 | 239.0606 | 245.0243 | 8.2626 | 81.6257 | 0
| Zone | Remainder of System | 5 | Monthly System Peak Day | CAISO | 1-in-2 | 2027 | 19 | 248.224 | 255.0999 | 8.4873 | 79.3771 | 0
| Zone | Remainder of System | 5 | Monthly System Peak Day | CAISO | 1-in-2 | 2027 | 20 | 235.7434 | 239.1041 | 8.3849 | 76.33 | 0
| Zone | Remainder of System | 5 | Monthly System Peak Day | CAISO | 1-in-2 | 2027 | 21 | 240.8077 | 246.1777 | 8.0773 | 72.094 | 0
| Zone | Remainder of System | 5 | Monthly System Peak Day | CAISO | 1-in-2 | 2027 | 22 | 429.9566 | 448.222 | 8.3331 | 68.7355 | 0
| Zone | Remainder of System | 5 | Monthly System Peak Day | CAISO | 1-in-2 | 2027 | 23 | 430.2942 | 451.9783 | 8.4424 | 66.6746 | 0
| Zone | Remainder of System | 5 | Monthly System Peak Day | CAISO | 1-in-2 | 2027 | 24 | 368.8611 | 393.8198 | 8.5324 | 64.9491 | 0
| Zone | Remainder of System | 6 | Average Weekday | CAISO | 1-in-2 | 2027 | 1 | 272.8968 | 290.9412 | 8.7192 | 63.1112 | 0
| Zone | Remainder of System | 6 | Average Weekday | CAISO | 1-in-2 | 2027 | 2 | 269.3548 | 286.8967 | 8.6905 | 62.1452 | 0
| Zone | Remainder of System | 6 | Average Weekday | CAISO | 1-in-2 | 2027 | 3 | 419.4973 | 453.1489 | 8.683 | 61.3041 | 0
| Zone | Remainder of System | 6 | Average Weekday | CAISO | 1-in-2 | 2027 | 4 | 574.916 | 620.0106 | 8.678 | 60.6018 | 0
| Zone | Remainder of System | 6 | Average Weekday | CAISO | 1-in-2 | 2027 | 5 | 530.4498 | 578.8863 | 8.6936 | 60.0304 | 0
| Zone | Remainder of System | 6 | Average Weekday | CAISO | 1-in-2 | 2027 | 6 | 535.9504 | 589.1356 | 8.7231 | 59.4565 | 0
| Zone | Remainder of System | 6 | Average Weekday | CAISO | 1-in-2 | 2027 | 7 | 545.4179 | 574.9338 | 8.9941 | 58.9785 | 0
| Zone | Remainder of System | 6 | Average Weekday | CAISO | 1-in-2 | 2027 | 8 | 537.1719 | 571.9846 | 8.6907 | 59.7299 | 0
| Zone | Remainder of System | 6 | Average Weekday | CAISO | 1-in-2 | 2027 | 9 | 539.028 | 556.348 | 8.7503 | 62.174 | 0
| Zone | Remainder of System | 6 | Average Weekday | CAISO | 1-in-2 | 2027 | 10 | 524.1896 | 531.5429 | 8.9487 | 65.2314 | 0
| Zone | Remainder of System | 6 | Average Weekday | CAISO | 1-in-2 | 2027 | 11 | 486.8422 | 489.4741 | 8.9931 | 68.4714 | 0
| Zone | Remainder of System | 6 | Average Weekday | CAISO | 1-in-2 | 2027 | 12 | 479.9032 | 491.2383 | 8.926 | 71.628 | 0
| Zone | Remainder of System | 6 | Average Weekday | CAISO | 1-in-2 | 2027 | 13 | 388.9694 | 419.7659 | 9.0131 | 74.2421 | 0
| Zone | Remainder of System | 6 | Average Weekday | CAISO | 1-in-2 | 2027 | 14 | 362.2433 | 384.8654 | 8.9712 | 76.363 | 0
| Zone | Remainder of System | 6 | Average Weekday | CAISO | 1-in-2 | 2027 | 15 | 301.2632 | 319.9896 | 9.1502 | 77.827 | 0
| Zone | Remainder of System | 6 | Average Weekday | CAISO | 1-in-2 | 2027 | 16 | 264.3842 | 274.8154 | 9.4558 | 78.4645 | 0
| Zone | Remainder of System | 6 | Average Weekday | CAISO | 1-in-2 | 2027 | 17 | 260.8976 | 267.0909 | 9.9063 | 78.5503 | 0
| Zone | Remainder of System | 6 | Average Weekday | CAISO | 1-in-2 | 2027 | 18 | 226.2724 | 240.4317 | 9.6089 | 77.7222 | 0
| Zone | Remainder of System | 6 | Average Weekday | CAISO | 1-in-2 | 2027 | 19 | 218.095 | 229.3288 | 14.8942 | 76.2164 | 0
| Zone | Remainder of System | 6 | Average Weekday | CAISO | 1-in-2 | 2027 | 20 | 199.647 | 206.2871 | 8.547 | 74.0276 | 0
| Zone | Remainder of System | 6 | Average Weekday | CAISO | 1-in-2 | 2027 | 21 | 219.0217 | 225.4384 | 8.989 | 70.9789 | 0
| Zone | Remainder of System | 6 | Average Weekday | CAISO | 1-in-2 | 2027 | 22 | 386.5778 | 429.8791 | 8.5522 | 67.784 | 0
| Zone | Remainder of System | 6 | Average Weekday | CAISO | 1-in-2 | 2027 | 23 | 409.2012 | 454.4722 | 8.6369 | 65.8352 | 0
| Zone | Remainder of System | 6 | Average Weekday | CAISO | 1-in-2 | 2027 | 24 | 377.5814 | 412.5143 | 8.6669 | 64.4629 | 0
| Zone | Remainder of System | 6 | Monthly System Peak Day | CAISO | 1-in-2 | 2027 | 1 | 272.8968 | 290.2001 | 8.3364 | 65.2895 | 0
| Zone | Remainder of System | 6 | Monthly System Peak Day | CAISO | 1-in-2 | 2027 | 2 | 269.3548 | 283.6136 | 8.3459 | 64.5317 | 0
| Zone | Remainder of System | 6 | Monthly System Peak Day | CAISO | 1-in-2 | 2027 | 3 | 419.4973 | 440.589 | 8.3476 | 63.7888 | 0
| Zone | Remainder of System | 6 | Monthly System Peak Day | CAISO | 1-in-2 | 2027 | 4 | 574.916 | 593.9424 | 8.3501 | 62.9638 | 0
| Zone | Remainder of System | 6 | Monthly System Peak Day | CAISO | 1-in-2 | 2027 | 5 | 530.4498 | 557.9447 | 8.3489 | 62.0477 | 0
| Zone | Remainder of System | 6 | Monthly System Peak Day | CAISO | 1-in-2 | 2027 | 6 | 535.9504 | 565.8391 | 8.3506 | 60.8109 | 0
| Zone | Remainder of System | 6 | Monthly System Peak Day | CAISO | 1-in-2 | 2027 | 7 | 545.4179 | 543.4791 | 8.3925 | 60.1144 | 0
| Zone | Remainder of System | 6 | Monthly System Peak Day | CAISO | 1-in-2 | 2027 | 8 | 537.1719 | 550.8723 | 8.27 | 60.8839 | 0
| Zone | Remainder of System | 6 | Monthly System Peak Day | CAISO | 1-in-2 | 2027 | 9 | 539.028 | 565.3256 | 8.2617 | 64.0861 | 0
| Zone | Remainder of System | 6 | Monthly System Peak Day | CAISO | 1-in-2 | 2027 | 10 | 524.1896 | 540.4775 | 8.3433 | 67.6713 | 0
| Zone | Remainder of System | 6 | Monthly System Peak Day | CAISO | 1-in-2 | 2027 | 11 | 486.8422 | 501.5299 | 8.3275 | 71.258 | 0
| Zone | Remainder of System | 6 | Monthly System Peak Day | CAISO | 1-in-2 | 2027 | 12 | 479.9032 | 498.024 | 8.2866 | 75.0038 | 0
| Zone | Remainder of System | 6 | Monthly System Peak Day | CAISO | 1-in-2 | 2027 | 13 | 388.9694 | 414.0844 | 8.2919 | 78.5255 | 0
| Zone | Remainder of System | 6 | Monthly System Peak Day | CAISO | 1-in-2 | 2027 | 14 | 362.2433 | 383.4984 | 8.3172 | 81.1311 | 0
| Zone | Remainder of System | 6 | Monthly System Peak Day | CAISO | 1-in-2 | 2027 | 15 | 301.2632 | 320.9992 | 8.4269 | 83.4287 | 0
| Zone | Remainder of System | 6 | Monthly System Peak Day | CAISO | 1-in-2 | 2027 | 16 | 264.3842 | 271.3597 | 8.5548 | 84.2761 | 0
| Zone | Remainder of System | 6 | Monthly System Peak Day | CAISO | 1-in-2 | 2027 | 17 | 260.8976 | 268.5223 | 9.4048 | 84.0626 | 0
| Zone | Remainder of System | 6 | Monthly System Peak Day | CAISO | 1-in-2 | 2027 | 18 | 226.2724 | 244.2458 | 9.3018 | 83.0593 | 0
| Zone | Remainder of System | 6 | Monthly System Peak Day | CAISO | 1-in-2 | 2027 | 19 | 218.095 | 240.4736 | 10.2004 | 81.2172 | 0
| Zone | Remainder of System | 6 | Monthly System Peak Day | CAISO | 1-in-2 | 2027 | 20 | 199.647 | 213.2813 | 8.4639 | 78.5937 | 0
| Zone | Remainder of System | 6 | Monthly System Peak Day | CAISO | 1-in-2 | 2027 | 21 | 219.0217 | 238.962 | 9.0899 | 74.8448 | 0
| Zone | Remainder of System | 6 | Monthly System Peak Day | CAISO | 1-in-2 | 2027 | 22 | 386.5778 | 414.0106 | 8.3577 | 70.7275 | 0
| Zone | Remainder of System | 6 | Monthly System Peak Day | CAISO | 1-in-2 | 2027 | 23 | 409.2012 | 441.4485 | 8.3442 | 68.2082 | 0
| Zone | Remainder of System | 6 | Monthly System Peak Day | CAISO | 1-in-2 | 2027 | 24 | 377.5814 | 407.2121 | 8.3086 | 66.809 | 0
| Zone | Remainder of System | 7 | Average Weekday | CAISO | 1-in-2 | 2027 | 1 | 265.2437 | 282.3499 | 8.8741 | 68.08 | 0
| Zone | Remainder of System | 7 | Average Weekday | CAISO | 1-in-2 | 2027 | 2 | 263.2596 | 274.6895 | 8.8855 | 67.3516 | 0
| Zone | Remainder of System | 7 | Average Weekday | CAISO | 1-in-2 | 2027 | 3 | 405.5057 | 426.0096 | 8.8875 | 66.697 | 0
| Zone | Remainder of System | 7 | Average Weekday | CAISO | 1-in-2 | 2027 | 4 | 559.3345 | 580.9295 | 8.89 | 66.1335 | 0
| Zone | Remainder of System | 7 | Average Weekday | CAISO | 1-in-2 | 2027 | 5 | 515.0117 | 540.5297 | 8.888 | 65.6106 | 0
| Zone | Remainder of System | 7 | Average Weekday | CAISO | 1-in-2 | 2027 | 6 | 515.4551 | 543.0092 | 8.8865 | 65.1256 | 0
| Zone | Remainder of System | 7 | Average Weekday | CAISO | 1-in-2 | 2027 | 7 | 524.0562 | 522.942 | 8.8689 | 64.7652 | 0
| Zone | Remainder of System | 7 | Average Weekday | CAISO | 1-in-2 | 2027 | 8 | 514.7272 | 530.2231 | 8.8127 | 65.1789 | 0
| Zone | Remainder of System | 7 | Average Weekday | CAISO | 1-in-2 | 2027 | 9 | 503.9201 | 532.015 | 8.7999 | 67.2839 | 0
| Zone | Remainder of System | 7 | Average Weekday | CAISO | 1-in-2 | 2027 | 10 | 489.5286 | 505.7092 | 8.8403 | 70.1065 | 0
| Zone | Remainder of System | 7 | Average Weekday | CAISO | 1-in-2 | 2027 | 11 | 458.9771 | 474.2306 | 8.8248 | 73.2348 | 0
| Zone | Remainder of System | 7 | Average Weekday | CAISO | 1-in-2 | 2027 | 12 | 452.5031 | 472.631 | 8.8109 | 76.4308 | 0
| Zone | Remainder of System | 7 | Average Weekday | CAISO | 1-in-2 | 2027 | 13 | 362.5491 | 387.3045 | 8.8045 | 79.0108 | 0
| Zone | Remainder of System | 7 | Average Weekday | CAISO | 1-in-2 | 2027 | 14 | 335.8076 | 357.3758 | 8.8281 | 81.0239 | 0
| Zone | Remainder of System | 7 | Average Weekday | CAISO | 1-in-2 | 2027 | 15 | 283.7083 | 303.648 | 8.882 | 82.3721 | 0
| Zone | Remainder of System | 7 | Average Weekday | CAISO | 1-in-2 | 2027 | 16 | 245.5787 | 252.2831 | 8.9214 | 82.9063 | 0
| Zone | Remainder of System | 7 | Average Weekday | CAISO | 1-in-2 | 2027 | 17 | 247.1837 | 255.8212 | 9.8581 | 82.877 | 0
| Zone | Remainder of System | 7 | Average Weekday | CAISO | 1-in-2 | 2027 | 18 | 217.8495 | 235.9761 | 9.769 | 82.0052 | 0
| Zone | Remainder of System | 7 | Average Weekday | CAISO | 1-in-2 | 2027 | 19 | 213.9919 | 236.6326 | 9.5309 | 80.3719 | 0
| Zone | Remainder of System | 7 | Average Weekday | CAISO | 1-in-2 | 2027 | 20 | 202.4992 | 216.1348 | 9.1715 | 78.1158 | 0
| Zone | Remainder of System | 7 | Average Weekday | CAISO | 1-in-2 | 2027 | 21 | 220.262 | 240.2635 | 9.2714 | 75.1175 | 0
| Zone | Remainder of System | 7 | Average Weekday | CAISO | 1-in-2 | 2027 | 22 | 385.2845 | 412.229 | 8.878 | 71.9882 | 0
| Zone | Remainder of System | 7 | Average Weekday | CAISO | 1-in-2 | 2027 | 23 | 402.0007 | 433.2104 | 8.8868 | 70.0845 | 0
| Zone | Remainder of System | 7 | Average Weekday | CAISO | 1-in-2 | 2027 | 24 | 361.9329 | 390.2422 | 8.8549 | 68.8469 | 0
| Zone | Remainder of System | 7 | Monthly System Peak Day | CAISO | 1-in-2 | 2027 | 1 | 265.2437 | 261.8409 | 8.9445 | 73.1955 | 0
| Zone | Remainder of System | 7 | Monthly System Peak Day | CAISO | 1-in-2 | 2027 | 2 | 263.2596 | 245.2066 | 8.9582 | 72.0249 | 0
| Zone | Remainder of System | 7 | Monthly System Peak Day | CAISO | 1-in-2 | 2027 | 3 | 405.5057 | 350.6071 | 8.9618 | 71.091 | 0
| Zone | Remainder of System | 7 | Monthly System Peak Day | CAISO | 1-in-2 | 2027 | 4 | 559.3345 | 461.2035 | 8.9606 | 70.2162 | 0
| Zone | Remainder of System | 7 | Monthly System Peak Day | CAISO | 1-in-2 | 2027 | 5 | 515.0117 | 430.6374 | 8.9589 | 69.6015 | 0
| Zone | Remainder of System | 7 | Monthly System Peak Day | CAISO | 1-in-2 | 2027 | 6 | 515.4551 | 454.1807 | 8.9573 | 69.0472 | 0
| Zone | Remainder of System | 7 | Monthly System Peak Day | CAISO | 1-in-2 | 2027 | 7 | 524.0562 | 444.3839 | 8.9647 | 68.4552 | 0
| Zone | Remainder of System | 7 | Monthly System Peak Day | CAISO | 1-in-2 | 2027 | 8 | 514.7272 | 459.2769 | 8.8955 | 68.8219 | 0
| Zone | Remainder of System | 7 | Monthly System Peak Day | CAISO | 1-in-2 | 2027 | 9 | 503.9201 | 485.7904 | 8.8764 | 71.8173 | 0
| Zone | Remainder of System | 7 | Monthly System Peak Day | CAISO | 1-in-2 | 2027 | 10 | 489.5286 | 458.2308 | 8.918 | 75.7699 | 0
| Zone | Remainder of System | 7 | Monthly System Peak Day | CAISO | 1-in-2 | 2027 | 11 | 458.9771 | 428.2117 | 8.8857 | 79.9919 | 0
| Zone | Remainder of System | 7 | Monthly System Peak Day | CAISO | 1-in-2 | 2027 | 12 | 452.5031 | 426.6539 | 8.8563 | 83.7897 | 0
| Zone | Remainder of System | 7 | Monthly System Peak Day | CAISO | 1-in-2 | 2027 | 13 | 362.5491 | 358.9008 | 8.8464 | 86.8527 | 0
| Zone | Remainder of System | 7 | Monthly System Peak Day | CAISO | 1-in-2 | 2027 | 14 | 335.8076 | 336.1568 | 8.8764 | 88.9939 | 0
| Zone | Remainder of System | 7 | Monthly System Peak Day | CAISO | 1-in-2 | 2027 | 15 | 283.7083 | 290.9204 | 8.9623 | 90.4931 | 0
| Zone | Remainder of System | 7 | Monthly System Peak Day | CAISO | 1-in-2 | 2027 | 16 | 245.5787 | 240.2029 | 9.0161 | 90.6156 | 0
| Zone | Remainder of System | 7 | Monthly System Peak Day | CAISO | 1-in-2 | 2027 | 17 | 247.1837 | 252.9095 | 9.9189 | 90.4844 | 0
| Zone | Remainder of System | 7 | Monthly System Peak Day | CAISO | 1-in-2 | 2027 | 18 | 217.8495 | 249.4275 | 9.947 | 88.756 | 0
| Zone | Remainder of System | 7 | Monthly System Peak Day | CAISO | 1-in-2 | 2027 | 19 | 213.9919 | 199.3772 | 9.1044 | 87.1895 | 0
| Zone | Remainder of System | 7 | Monthly System Peak Day | CAISO | 1-in-2 | 2027 | 20 | 202.4992 | 176.7957 | 8.9423 | 84.4147 | 0
| Zone | Remainder of System | 7 | Monthly System Peak Day | CAISO | 1-in-2 | 2027 | 21 | 220.262 | 201.7739 | 10.491 | 81.3972 | 0
| Zone | Remainder of System | 7 | Monthly System Peak Day | CAISO | 1-in-2 | 2027 | 22 | 385.2845 | 355.1495 | 9.0783 | 79.1916 | 0
| Zone | Remainder of System | 7 | Monthly System Peak Day | CAISO | 1-in-2 | 2027 | 23 | 402.0007 | 363.8311 | 8.9235 | 77.6472 | 0
| Zone | Remainder of System | 7 | Monthly System Peak Day | CAISO | 1-in-2 | 2027 | 24 | 361.9329 | 342.3396 | 8.9159 | 76.3413 | 0
| Zone | Remainder of System | 8 | Average Weekday | CAISO | 1-in-2 | 2027 | 1 | 274.3551 | 296.0295 | 8.4389 | 68.1134 | 0
| Zone | Remainder of System | 8 | Average Weekday | CAISO | 1-in-2 | 2027 | 2 | 274.3652 | 290.7398 | 8.4527 | 67.1923 | 0
| Zone | Remainder of System | 8 | Average Weekday | CAISO | 1-in-2 | 2027 | 3 | 413.918 | 433.8064 | 8.4552 | 66.3666 | 0
| Zone | Remainder of System | 8 | Average Weekday | CAISO | 1-in-2 | 2027 | 4 | 570.743 | 594.3807 | 8.4578 | 65.6033 | 0
| Zone | Remainder of System | 8 | Average Weekday | CAISO | 1-in-2 | 2027 | 5 | 522.7198 | 554.7324 | 8.4553 | 64.9066 | 0
| Zone | Remainder of System | 8 | Average Weekday | CAISO | 1-in-2 | 2027 | 6 | 527.5234 | 562.2634 | 8.4531 | 64.3295 | 0
| Zone | Remainder of System | 8 | Average Weekday | CAISO | 1-in-2 | 2027 | 7 | 537.3005 | 537.4872 | 8.4342 | 63.8791 | 0
| Zone | Remainder of System | 8 | Average Weekday | CAISO | 1-in-2 | 2027 | 8 | 527.9474 | 546.5927 | 8.3676 | 63.8355 | 0
| Zone | Remainder of System | 8 | Average Weekday | CAISO | 1-in-2 | 2027 | 9 | 511.4031 | 538.2545 | 8.3504 | 65.9972 | 0
| Zone | Remainder of System | 8 | Average Weekday | CAISO | 1-in-2 | 2027 | 10 | 499.5292 | 516.162 | 8.3998 | 69.4323 | 0
| Zone | Remainder of System | 8 | Average Weekday | CAISO | 1-in-2 | 2027 | 11 | 463.5376 | 479.1871 | 8.3783 | 73.4127 | 0
| Zone | Remainder of System | 8 | Average Weekday | CAISO | 1-in-2 | 2027 | 12 | 453.6032 | 474.2035 | 8.3577 | 77.2854 | 0
| Zone | Remainder of System | 8 | Average Weekday | CAISO | 1-in-2 | 2027 | 13 | 373.197 | 399.2598 | 8.3484 | 80.4135 | 0
| Zone | Remainder of System | 8 | Average Weekday | CAISO | 1-in-2 | 2027 | 14 | 343.369 | 365.2285 | 8.38 | 82.7527 | 0
| Zone | Remainder of System | 8 | Average Weekday | CAISO | 1-in-2 | 2027 | 15 | 291.6826 | 311.863 | 8.4481 | 84.1637 | 0
| Zone | Remainder of System | 8 | Average Weekday | CAISO | 1-in-2 | 2027 | 16 | 251.6489 | 258.6428 | 8.4961 | 84.6461 | 0
| Zone | Remainder of System | 8 | Average Weekday | CAISO | 1-in-2 | 2027 | 17 | 255.4644 | 261.7119 | 9.5744 | 84.5587 | 0
| Zone | Remainder of System | 8 | Average Weekday | CAISO | 1-in-2 | 2027 | 18 | 223.9456 | 241.576 | 9.477 | 83.6467 | 0
| Zone | Remainder of System | 8 | Average Weekday | CAISO | 1-in-2 | 2027 | 19 | 218.7243 | 240.7847 | 8.9949 | 81.9145 | 0
| Zone | Remainder of System | 8 | Average Weekday | CAISO | 1-in-2 | 2027 | 20 | 215.3466 | 228.584 | 8.6631 | 79.2555 | 0
| Zone | Remainder of System | 8 | Average Weekday | CAISO | 1-in-2 | 2027 | 21 | 230.0263 | 250.04 | 8.9126 | 75.5248 | 0
| Zone | Remainder of System | 8 | Average Weekday | CAISO | 1-in-2 | 2027 | 22 | 388.2289 | 416.4015 | 8.4491 | 72.4927 | 0
| Zone | Remainder of System | 8 | Average Weekday | CAISO | 1-in-2 | 2027 | 23 | 405.9385 | 439.6231 | 8.4497 | 70.5976 | 0
| Zone | Remainder of System | 8 | Average Weekday | CAISO | 1-in-2 | 2027 | 24 | 367.1548 | 398.6518 | 8.4153 | 69.2749 | 0
| Zone | Remainder of System | 8 | Monthly System Peak Day | CAISO | 1-in-2 | 2027 | 1 | 274.3551 | 269.5159 | 7.4939 | 77.2145 | 0
| Zone | Remainder of System | 8 | Monthly System Peak Day | CAISO | 1-in-2 | 2027 | 2 | 274.3652 | 258.9199 | 7.5132 | 76.3125 | 0
| Zone | Remainder of System | 8 | Monthly System Peak Day | CAISO | 1-in-2 | 2027 | 3 | 413.918 | 367.0387 | 7.5182 | 75.6019 | 0
| Zone | Remainder of System | 8 | Monthly System Peak Day | CAISO | 1-in-2 | 2027 | 4 | 570.743 | 477.435 | 7.5173 | 74.8021 | 0
| Zone | Remainder of System | 8 | Monthly System Peak Day | CAISO | 1-in-2 | 2027 | 5 | 522.7198 | 448.8972 | 7.5146 | 74.091 | 0
| Zone | Remainder of System | 8 | Monthly System Peak Day | CAISO | 1-in-2 | 2027 | 6 | 527.5234 | 463.7343 | 7.5122 | 73.4628 | 0
| Zone | Remainder of System | 8 | Monthly System Peak Day | CAISO | 1-in-2 | 2027 | 7 | 537.3005 | 450.1705 | 7.515 | 72.8738 | 0
| Zone | Remainder of System | 8 | Monthly System Peak Day | CAISO | 1-in-2 | 2027 | 8 | 527.9474 | 468.7832 | 7.4247 | 72.891 | 0
| Zone | Remainder of System | 8 | Monthly System Peak Day | CAISO | 1-in-2 | 2027 | 9 | 511.4031 | 493.4978 | 7.3922 | 74.8105 | 0
| Zone | Remainder of System | 8 | Monthly System Peak Day | CAISO | 1-in-2 | 2027 | 10 | 499.5292 | 469.4024 | 7.4482 | 78.5087 | 0
| Zone | Remainder of System | 8 | Monthly System Peak Day | CAISO | 1-in-2 | 2027 | 11 | 463.5376 | 432.037 | 7.3994 | 82.6998 | 0
| Zone | Remainder of System | 8 | Monthly System Peak Day | CAISO | 1-in-2 | 2027 | 12 | 453.6032 | 426.2544 | 7.3542 | 86.6394 | 0
| Zone | Remainder of System | 8 | Monthly System Peak Day | CAISO | 1-in-2 | 2027 | 13 | 373.197 | 370.7318 | 7.3353 | 89.5515 | 0
| Zone | Remainder of System | 8 | Monthly System Peak Day | CAISO | 1-in-2 | 2027 | 14 | 343.369 | 344.4285 | 7.387 | 91.4475 | 0
| Zone | Remainder of System | 8 | Monthly System Peak Day | CAISO | 1-in-2 | 2027 | 15 | 291.6826 | 299.2915 | 7.5088 | 92.1121 | 0
| Zone | Remainder of System | 8 | Monthly System Peak Day | CAISO | 1-in-2 | 2027 | 16 | 251.6489 | 246.6493 | 7.5752 | 91.6303 | 0
| Zone | Remainder of System | 8 | Monthly System Peak Day | CAISO | 1-in-2 | 2027 | 17 | 255.4644 | 258.9029 | 8.6224 | 91 | 0
| Zone | Remainder of System | 8 | Monthly System Peak Day | CAISO | 1-in-2 | 2027 | 18 | 223.9456 | 256.4566 | 8.6573 | 88.8061 | 0
| Zone | Remainder of System | 8 | Monthly System Peak Day | CAISO | 1-in-2 | 2027 | 19 | 218.7243 | 202.9272 | 7.2191 | 86.6429 | 0
| Zone | Remainder of System | 8 | Monthly System Peak Day | CAISO | 1-in-2 | 2027 | 20 | 215.3466 | 187.5771 | 7.0976 | 84.8327 | 0
| Zone | Remainder of System | 8 | Monthly System Peak Day | CAISO | 1-in-2 | 2027 | 21 | 230.0263 | 209.2635 | 9.2918 | 82.0898 | 0
| Zone | Remainder of System | 8 | Monthly System Peak Day | CAISO | 1-in-2 | 2027 | 22 | 388.2289 | 360.8804 | 7.6702 | 80.2281 | 0
| Zone | Remainder of System | 8 | Monthly System Peak Day | CAISO | 1-in-2 | 2027 | 23 | 405.9385 | 373.1382 | 7.4718 | 79.0136 | 0
| Zone | Remainder of System | 8 | Monthly System Peak Day | CAISO | 1-in-2 | 2027 | 24 | 367.1548 | 351.1954 | 7.4568 | 78.0096 | 0
| Zone | Remainder of System | 8 | Typical Event Day | CAISO | 1-in-2 | 2027 | 1 | 274.3551 | 269.5159 | 7.4939 | 73.4009 | 0
| Zone | Remainder of System | 8 | Typical Event Day | CAISO | 1-in-2 | 2027 | 2 | 274.3652 | 258.9199 | 7.5132 | 72.3688 | 0
| Zone | Remainder of System | 8 | Typical Event Day | CAISO | 1-in-2 | 2027 | 3 | 413.918 | 367.0387 | 7.5182 | 71.4642 | 0
| Zone | Remainder of System | 8 | Typical Event Day | CAISO | 1-in-2 | 2027 | 4 | 570.743 | 477.435 | 7.5173 | 70.5395 | 0
| Zone | Remainder of System | 8 | Typical Event Day | CAISO | 1-in-2 | 2027 | 5 | 522.7198 | 448.8972 | 7.5146 | 69.7313 | 0
| Zone | Remainder of System | 8 | Typical Event Day | CAISO | 1-in-2 | 2027 | 6 | 527.5234 | 463.7343 | 7.5122 | 68.8608 | 0
| Zone | Remainder of System | 8 | Typical Event Day | CAISO | 1-in-2 | 2027 | 7 | 537.3005 | 450.1705 | 7.515 | 68.3746 | 0
| Zone | Remainder of System | 8 | Typical Event Day | CAISO | 1-in-2 | 2027 | 8 | 527.9474 | 468.7832 | 7.4247 | 68.6934 | 0
| Zone | Remainder of System | 8 | Typical Event Day | CAISO | 1-in-2 | 2027 | 9 | 511.4031 | 493.4978 | 7.3922 | 71.1218 | 0
| Zone | Remainder of System | 8 | Typical Event Day | CAISO | 1-in-2 | 2027 | 10 | 499.5292 | 469.4024 | 7.4482 | 75.0502 | 0
| Zone | Remainder of System | 8 | Typical Event Day | CAISO | 1-in-2 | 2027 | 11 | 463.5376 | 432.037 | 7.3994 | 79.5998 | 0
| Zone | Remainder of System | 8 | Typical Event Day | CAISO | 1-in-2 | 2027 | 12 | 453.6032 | 426.2544 | 7.3542 | 83.6838 | 0
| Zone | Remainder of System | 8 | Typical Event Day | CAISO | 1-in-2 | 2027 | 13 | 373.197 | 370.7318 | 7.3353 | 86.811 | 0
| Zone | Remainder of System | 8 | Typical Event Day | CAISO | 1-in-2 | 2027 | 14 | 343.369 | 344.4285 | 7.387 | 88.9964 | 0
| Zone | Remainder of System | 8 | Typical Event Day | CAISO | 1-in-2 | 2027 | 15 | 291.6826 | 299.2915 | 7.5088 | 90.3398 | 0
| Zone | Remainder of System | 8 | Typical Event Day | CAISO | 1-in-2 | 2027 | 16 | 251.6489 | 246.6493 | 7.5752 | 90.2511 | 0
| Zone | Remainder of System | 8 | Typical Event Day | CAISO | 1-in-2 | 2027 | 17 | 255.4644 | 258.9029 | 8.6224 | 89.8103 | 0
| Zone | Remainder of System | 8 | Typical Event Day | CAISO | 1-in-2 | 2027 | 18 | 223.9456 | 256.4566 | 8.6573 | 88.2706 | 0
| Zone | Remainder of System | 8 | Typical Event Day | CAISO | 1-in-2 | 2027 | 19 | 218.7243 | 202.9272 | 7.2191 | 86.5935 | 0
| Zone | Remainder of System | 8 | Typical Event Day | CAISO | 1-in-2 | 2027 | 20 | 215.3466 | 187.5771 | 7.0976 | 84.3378 | 0
| Zone | Remainder of System | 8 | Typical Event Day | CAISO | 1-in-2 | 2027 | 21 | 230.0263 | 209.2635 | 9.2918 | 81.1077 | 0
| Zone | Remainder of System | 8 | Typical Event Day | CAISO | 1-in-2 | 2027 | 22 | 388.2289 | 360.8804 | 7.6702 | 78.5052 | 0
| Zone | Remainder of System | 8 | Typical Event Day | CAISO | 1-in-2 | 2027 | 23 | 405.9385 | 373.1382 | 7.4718 | 76.6856 | 0
| Zone | Remainder of System | 8 | Typical Event Day | CAISO | 1-in-2 | 2027 | 24 | 367.1548 | 351.1954 | 7.4568 | 75.379 | 0
| Zone | Remainder of System | 9 | Average Weekday | CAISO | 1-in-2 | 2027 | 1 | 270.209 | 279.6144 | 9.1438 | 67.9163 | 0
| Zone | Remainder of System | 9 | Average Weekday | CAISO | 1-in-2 | 2027 | 2 | 277.5243 | 279.231 | 9.1612 | 67.0577 | 0
| Zone | Remainder of System | 9 | Average Weekday | CAISO | 1-in-2 | 2027 | 3 | 440.5863 | 435.5459 | 9.1636 | 66.3107 | 0
| Zone | Remainder of System | 9 | Average Weekday | CAISO | 1-in-2 | 2027 | 4 | 600.9081 | 597.7677 | 9.1661 | 65.6674 | 0
| Zone | Remainder of System | 9 | Average Weekday | CAISO | 1-in-2 | 2027 | 5 | 536.9571 | 535.8723 | 9.1609 | 65.0638 | 0
| Zone | Remainder of System | 9 | Average Weekday | CAISO | 1-in-2 | 2027 | 6 | 525.3442 | 533.5839 | 9.1522 | 64.4963 | 0
| Zone | Remainder of System | 9 | Average Weekday | CAISO | 1-in-2 | 2027 | 7 | 554.0465 | 541.4799 | 9.1244 | 64.1368 | 0
| Zone | Remainder of System | 9 | Average Weekday | CAISO | 1-in-2 | 2027 | 8 | 527.6823 | 524.7238 | 9.0768 | 63.932 | 0
| Zone | Remainder of System | 9 | Average Weekday | CAISO | 1-in-2 | 2027 | 9 | 484.1342 | 506.2199 | 9.0645 | 65.0104 | 0
| Zone | Remainder of System | 9 | Average Weekday | CAISO | 1-in-2 | 2027 | 10 | 478.5524 | 490.6698 | 9.1164 | 67.9774 | 0
| Zone | Remainder of System | 9 | Average Weekday | CAISO | 1-in-2 | 2027 | 11 | 447.6748 | 459.9253 | 9.0944 | 71.7876 | 0
| Zone | Remainder of System | 9 | Average Weekday | CAISO | 1-in-2 | 2027 | 12 | 440.2423 | 452.8571 | 9.0707 | 75.6626 | 0
| Zone | Remainder of System | 9 | Average Weekday | CAISO | 1-in-2 | 2027 | 13 | 371.514 | 385.3629 | 9.0581 | 78.8927 | 0
| Zone | Remainder of System | 9 | Average Weekday | CAISO | 1-in-2 | 2027 | 14 | 333.4619 | 347.3686 | 9.0854 | 81.1439 | 0
| Zone | Remainder of System | 9 | Average Weekday | CAISO | 1-in-2 | 2027 | 15 | 283.51 | 298.5237 | 9.138 | 82.3872 | 0
| Zone | Remainder of System | 9 | Average Weekday | CAISO | 1-in-2 | 2027 | 16 | 253.0709 | 255.6594 | 9.1836 | 82.7874 | 0
| Zone | Remainder of System | 9 | Average Weekday | CAISO | 1-in-2 | 2027 | 17 | 258.6712 | 264.6773 | 10.1773 | 82.4533 | 0
| Zone | Remainder of System | 9 | Average Weekday | CAISO | 1-in-2 | 2027 | 18 | 229.1794 | 246.4819 | 10.0594 | 81.2939 | 0
| Zone | Remainder of System | 9 | Average Weekday | CAISO | 1-in-2 | 2027 | 19 | 229.7359 | 249.8383 | 10.0712 | 79.3617 | 0
| Zone | Remainder of System | 9 | Average Weekday | CAISO | 1-in-2 | 2027 | 20 | 226.6967 | 238.3009 | 9.1686 | 76.3554 | 0
| Zone | Remainder of System | 9 | Average Weekday | CAISO | 1-in-2 | 2027 | 21 | 235.9298 | 253.2784 | 9.3957 | 73.1548 | 0
| Zone | Remainder of System | 9 | Average Weekday | CAISO | 1-in-2 | 2027 | 22 | 393.9813 | 417.0049 | 9.0977 | 71.2851 | 0
| Zone | Remainder of System | 9 | Average Weekday | CAISO | 1-in-2 | 2027 | 23 | 407.47 | 430.0277 | 9.1338 | 69.929 | 0
| Zone | Remainder of System | 9 | Average Weekday | CAISO | 1-in-2 | 2027 | 24 | 363.3289 | 382.2145 | 9.1166 | 68.7915 | 0
| Zone | Remainder of System | 9 | Monthly System Peak Day | CAISO | 1-in-2 | 2027 | 1 | 270.209 | 258.8 | 9.2047 | 77.904 | 0
| Zone | Remainder of System | 9 | Monthly System Peak Day | CAISO | 1-in-2 | 2027 | 2 | 277.5243 | 252.6751 | 9.2241 | 76.6059 | 0
| Zone | Remainder of System | 9 | Monthly System Peak Day | CAISO | 1-in-2 | 2027 | 3 | 440.5863 | 371.5416 | 9.2284 | 75.3749 | 0
| Zone | Remainder of System | 9 | Monthly System Peak Day | CAISO | 1-in-2 | 2027 | 4 | 600.9081 | 470.778 | 9.2271 | 74.1759 | 0
| Zone | Remainder of System | 9 | Monthly System Peak Day | CAISO | 1-in-2 | 2027 | 5 | 536.9571 | 419.6007 | 9.2223 | 73.1852 | 0
| Zone | Remainder of System | 9 | Monthly System Peak Day | CAISO | 1-in-2 | 2027 | 6 | 525.3442 | 420.9366 | 9.2138 | 72.1223 | 0
| Zone | Remainder of System | 9 | Monthly System Peak Day | CAISO | 1-in-2 | 2027 | 7 | 554.0465 | 440.2104 | 9.2138 | 72.0548 | 0
| Zone | Remainder of System | 9 | Monthly System Peak Day | CAISO | 1-in-2 | 2027 | 8 | 527.6823 | 431.6841 | 9.1521 | 72.1768 | 0
| Zone | Remainder of System | 9 | Monthly System Peak Day | CAISO | 1-in-2 | 2027 | 9 | 484.1342 | 459.1161 | 9.1327 | 73.7735 | 0
| Zone | Remainder of System | 9 | Monthly System Peak Day | CAISO | 1-in-2 | 2027 | 10 | 478.5524 | 439.6997 | 9.1837 | 78.2508 | 0
| Zone | Remainder of System | 9 | Monthly System Peak Day | CAISO | 1-in-2 | 2027 | 11 | 447.6748 | 409.3415 | 9.1443 | 84.4497 | 0
| Zone | Remainder of System | 9 | Monthly System Peak Day | CAISO | 1-in-2 | 2027 | 12 | 440.2423 | 405.9164 | 9.1054 | 89.3024 | 0
| Zone | Remainder of System | 9 | Monthly System Peak Day | CAISO | 1-in-2 | 2027 | 13 | 371.514 | 349.2572 | 9.0894 | 92.3143 | 0
| Zone | Remainder of System | 9 | Monthly System Peak Day | CAISO | 1-in-2 | 2027 | 14 | 333.4619 | 320.6589 | 9.1236 | 94.4131 | 0
| Zone | Remainder of System | 9 | Monthly System Peak Day | CAISO | 1-in-2 | 2027 | 15 | 283.51 | 281.8661 | 9.2111 | 95.3252 | 0
| Zone | Remainder of System | 9 | Monthly System Peak Day | CAISO | 1-in-2 | 2027 | 16 | 253.0709 | 240.5468 | 9.2696 | 94.4826 | 0
| Zone | Remainder of System | 9 | Monthly System Peak Day | CAISO | 1-in-2 | 2027 | 17 | 258.6712 | 262.1499 | 10.1944 | 93.6941 | 0
| Zone | Remainder of System | 9 | Monthly System Peak Day | CAISO | 1-in-2 | 2027 | 18 | 229.1794 | 258.8774 | 10.181 | 92.461 | 0
| Zone | Remainder of System | 9 | Monthly System Peak Day | CAISO | 1-in-2 | 2027 | 19 | 229.7359 | 210.1666 | 9.6287 | 91.3242 | 0
| Zone | Remainder of System | 9 | Monthly System Peak Day | CAISO | 1-in-2 | 2027 | 20 | 226.6967 | 197.7567 | 8.9567 | 89.5099 | 0
| Zone | Remainder of System | 9 | Monthly System Peak Day | CAISO | 1-in-2 | 2027 | 21 | 235.9298 | 216.3874 | 10.4025 | 86.0988 | 0
| Zone | Remainder of System | 9 | Monthly System Peak Day | CAISO | 1-in-2 | 2027 | 22 | 393.9813 | 354.7547 | 9.3105 | 83.8735 | 0
| Zone | Remainder of System | 9 | Monthly System Peak Day | CAISO | 1-in-2 | 2027 | 23 | 407.47 | 354.706 | 9.1614 | 81.8733 | 0
| Zone | Remainder of System | 9 | Monthly System Peak Day | CAISO | 1-in-2 | 2027 | 24 | 363.3289 | 330.9207 | 9.1684 | 80.3562 | 0
| Zone | Remainder of System | 10 | Average Weekday | CAISO | 1-in-2 | 2027 | 1 | 287.3464 | 297.9227 | 8.557 | 62.4444 | 0
| Zone | Remainder of System | 10 | Average Weekday | CAISO | 1-in-2 | 2027 | 2 | 281.1032 | 287.7035 | 8.4461 | 61.5437 | 0
| Zone | Remainder of System | 10 | Average Weekday | CAISO | 1-in-2 | 2027 | 3 | 433.2951 | 442.7148 | 8.431 | 60.6485 | 0
| Zone | Remainder of System | 10 | Average Weekday | CAISO | 1-in-2 | 2027 | 4 | 598.6411 | 613.3838 | 8.3934 | 59.9332 | 0
| Zone | Remainder of System | 10 | Average Weekday | CAISO | 1-in-2 | 2027 | 5 | 584.7313 | 598.605 | 8.3898 | 59.2025 | 0
| Zone | Remainder of System | 10 | Average Weekday | CAISO | 1-in-2 | 2027 | 6 | 581.7036 | 596.7979 | 8.3394 | 58.6584 | 0
| Zone | Remainder of System | 10 | Average Weekday | CAISO | 1-in-2 | 2027 | 7 | 581.7071 | 581.2191 | 8.325 | 58.2291 | 0
| Zone | Remainder of System | 10 | Average Weekday | CAISO | 1-in-2 | 2027 | 8 | 569.8762 | 574.0986 | 8.6291 | 57.9539 | 0
| Zone | Remainder of System | 10 | Average Weekday | CAISO | 1-in-2 | 2027 | 9 | 543.5996 | 581.7404 | 9.0569 | 58.3197 | 0
| Zone | Remainder of System | 10 | Average Weekday | CAISO | 1-in-2 | 2027 | 10 | 525.1828 | 542.7816 | 8.7759 | 60.8693 | 0
| Zone | Remainder of System | 10 | Average Weekday | CAISO | 1-in-2 | 2027 | 11 | 508.3846 | 521.3784 | 8.9972 | 64.43 | 0
| Zone | Remainder of System | 10 | Average Weekday | CAISO | 1-in-2 | 2027 | 12 | 497.0997 | 509.1651 | 9.2425 | 68.177 | 0
| Zone | Remainder of System | 10 | Average Weekday | CAISO | 1-in-2 | 2027 | 13 | 399.5757 | 409.9575 | 9.4379 | 71.2953 | 0
| Zone | Remainder of System | 10 | Average Weekday | CAISO | 1-in-2 | 2027 | 14 | 350.2473 | 357.4573 | 9.3008 | 73.5492 | 0
| Zone | Remainder of System | 10 | Average Weekday | CAISO | 1-in-2 | 2027 | 15 | 304.1788 | 310.9355 | 8.9066 | 74.9618 | 0
| Zone | Remainder of System | 10 | Average Weekday | CAISO | 1-in-2 | 2027 | 16 | 273.4966 | 276.1929 | 8.403 | 75.8111 | 0
| Zone | Remainder of System | 10 | Average Weekday | CAISO | 1-in-2 | 2027 | 17 | 270.7303 | 276.9127 | 8.1976 | 75.6843 | 0
| Zone | Remainder of System | 10 | Average Weekday | CAISO | 1-in-2 | 2027 | 18 | 252.1309 | 258.8092 | 8.2552 | 74.5942 | 0
| Zone | Remainder of System | 10 | Average Weekday | CAISO | 1-in-2 | 2027 | 19 | 266.9499 | 273.5665 | 8.6812 | 72.5631 | 0
| Zone | Remainder of System | 10 | Average Weekday | CAISO | 1-in-2 | 2027 | 20 | 258.5553 | 262.0154 | 8.3857 | 69.6331 | 0
| Zone | Remainder of System | 10 | Average Weekday | CAISO | 1-in-2 | 2027 | 21 | 246.4223 | 252.0712 | 8.0866 | 67.329 | 0
| Zone | Remainder of System | 10 | Average Weekday | CAISO | 1-in-2 | 2027 | 22 | 431.0168 | 448.833 | 8.3211 | 65.6424 | 0
| Zone | Remainder of System | 10 | Average Weekday | CAISO | 1-in-2 | 2027 | 23 | 411.4317 | 431.9974 | 8.4749 | 64.3401 | 0
| Zone | Remainder of System | 10 | Average Weekday | CAISO | 1-in-2 | 2027 | 24 | 341.4213 | 364.8326 | 8.6553 | 63.2154 | 0
| Zone | Remainder of System | 10 | Monthly System Peak Day | CAISO | 1-in-2 | 2027 | 1 | 287.3464 | 307.7393 | 8.3856 | 72.2171 | 0
| Zone | Remainder of System | 10 | Monthly System Peak Day | CAISO | 1-in-2 | 2027 | 2 | 281.1032 | 292.9721 | 8.33 | 70.8415 | 0
| Zone | Remainder of System | 10 | Monthly System Peak Day | CAISO | 1-in-2 | 2027 | 3 | 433.2951 | 447.6425 | 8.3236 | 70.0803 | 0
| Zone | Remainder of System | 10 | Monthly System Peak Day | CAISO | 1-in-2 | 2027 | 4 | 598.6411 | 615.032 | 8.3106 | 68.827 | 0
| Zone | Remainder of System | 10 | Monthly System Peak Day | CAISO | 1-in-2 | 2027 | 5 | 584.7313 | 603.7538 | 8.3046 | 67.8458 | 0
| Zone | Remainder of System | 10 | Monthly System Peak Day | CAISO | 1-in-2 | 2027 | 6 | 581.7036 | 595.4435 | 8.282 | 66.7427 | 0
| Zone | Remainder of System | 10 | Monthly System Peak Day | CAISO | 1-in-2 | 2027 | 7 | 581.7071 | 575.4451 | 8.2699 | 65.8678 | 0
| Zone | Remainder of System | 10 | Monthly System Peak Day | CAISO | 1-in-2 | 2027 | 8 | 569.8762 | 574.4173 | 8.427 | 65.4377 | 0
| Zone | Remainder of System | 10 | Monthly System Peak Day | CAISO | 1-in-2 | 2027 | 9 | 543.5996 | 593.4758 | 8.7247 | 66.2452 | 0
| Zone | Remainder of System | 10 | Monthly System Peak Day | CAISO | 1-in-2 | 2027 | 10 | 525.1828 | 549.6489 | 8.5116 | 69.8979 | 0
| Zone | Remainder of System | 10 | Monthly System Peak Day | CAISO | 1-in-2 | 2027 | 11 | 508.3846 | 530.3506 | 8.6533 | 74.5908 | 0
| Zone | Remainder of System | 10 | Monthly System Peak Day | CAISO | 1-in-2 | 2027 | 12 | 497.0997 | 522.5546 | 8.8243 | 79.3034 | 0
| Zone | Remainder of System | 10 | Monthly System Peak Day | CAISO | 1-in-2 | 2027 | 13 | 399.5757 | 409.1985 | 8.9714 | 83.164 | 0
| Zone | Remainder of System | 10 | Monthly System Peak Day | CAISO | 1-in-2 | 2027 | 14 | 350.2473 | 356.177 | 8.8759 | 85.6548 | 0
| Zone | Remainder of System | 10 | Monthly System Peak Day | CAISO | 1-in-2 | 2027 | 15 | 304.1788 | 311.2773 | 8.5872 | 86.4362 | 0
| Zone | Remainder of System | 10 | Monthly System Peak Day | CAISO | 1-in-2 | 2027 | 16 | 273.4966 | 274.8479 | 8.2735 | 86.5258 | 0
| Zone | Remainder of System | 10 | Monthly System Peak Day | CAISO | 1-in-2 | 2027 | 17 | 270.7303 | 276.8722 | 8.1436 | 85.9902 | 0
| Zone | Remainder of System | 10 | Monthly System Peak Day | CAISO | 1-in-2 | 2027 | 18 | 252.1309 | 258.5969 | 8.1399 | 84.5165 | 0
| Zone | Remainder of System | 10 | Monthly System Peak Day | CAISO | 1-in-2 | 2027 | 19 | 266.9499 | 272.6481 | 8.6403 | 82.4122 | 0
| Zone | Remainder of System | 10 | Monthly System Peak Day | CAISO | 1-in-2 | 2027 | 20 | 258.5553 | 262.5934 | 8.3852 | 79.6766 | 0
| Zone | Remainder of System | 10 | Monthly System Peak Day | CAISO | 1-in-2 | 2027 | 21 | 246.4223 | 254.6585 | 8.3282 | 76.8708 | 0
| Zone | Remainder of System | 10 | Monthly System Peak Day | CAISO | 1-in-2 | 2027 | 22 | 431.0168 | 448.7843 | 8.2494 | 74.658 | 0
| Zone | Remainder of System | 10 | Monthly System Peak Day | CAISO | 1-in-2 | 2027 | 23 | 411.4317 | 435.3506 | 8.338 | 72.984 | 0
| Zone | Remainder of System | 10 | Monthly System Peak Day | CAISO | 1-in-2 | 2027 | 24 | 341.4213 | 379.0826 | 8.4477 | 71.6792 | 0
| Zone | Remainder of System | 11 | Average Weekday | CAISO | 1-in-2 | 2027 | 1 | 270.2631 | 276.9193 | 8.4389 | 55.1393 | 0
| Zone | Remainder of System | 11 | Average Weekday | CAISO | 1-in-2 | 2027 | 2 | 269.1407 | 275.4384 | 8.4576 | 54.2468 | 0
| Zone | Remainder of System | 11 | Average Weekday | CAISO | 1-in-2 | 2027 | 3 | 415.9405 | 426.5359 | 8.4325 | 53.5402 | 0
| Zone | Remainder of System | 11 | Average Weekday | CAISO | 1-in-2 | 2027 | 4 | 592.0852 | 609.5135 | 8.4441 | 52.8548 | 0
| Zone | Remainder of System | 11 | Average Weekday | CAISO | 1-in-2 | 2027 | 5 | 557.8613 | 583.5483 | 8.4175 | 52.2064 | 0
| Zone | Remainder of System | 11 | Average Weekday | CAISO | 1-in-2 | 2027 | 6 | 545.8695 | 573.4127 | 8.4236 | 51.6886 | 0
| Zone | Remainder of System | 11 | Average Weekday | CAISO | 1-in-2 | 2027 | 7 | 554.218 | 551.3985 | 8.6125 | 51.4006 | 0
| Zone | Remainder of System | 11 | Average Weekday | CAISO | 1-in-2 | 2027 | 8 | 532.3572 | 536.6404 | 8.9167 | 51.2337 | 0
| Zone | Remainder of System | 11 | Average Weekday | CAISO | 1-in-2 | 2027 | 9 | 517.6016 | 544.8695 | 8.6016 | 52.617 | 0
| Zone | Remainder of System | 11 | Average Weekday | CAISO | 1-in-2 | 2027 | 10 | 495.1607 | 507.5305 | 8.898 | 55.9436 | 0
| Zone | Remainder of System | 11 | Average Weekday | CAISO | 1-in-2 | 2027 | 11 | 468.4651 | 476.5812 | 9.0888 | 59.9898 | 0
| Zone | Remainder of System | 11 | Average Weekday | CAISO | 1-in-2 | 2027 | 12 | 461.9911 | 469.3994 | 9.1856 | 63.6279 | 0
| Zone | Remainder of System | 11 | Average Weekday | CAISO | 1-in-2 | 2027 | 13 | 373.3127 | 384.4971 | 8.9653 | 66.3108 | 0
| Zone | Remainder of System | 11 | Average Weekday | CAISO | 1-in-2 | 2027 | 14 | 340.8281 | 348.52 | 8.7016 | 67.955 | 0
| Zone | Remainder of System | 11 | Average Weekday | CAISO | 1-in-2 | 2027 | 15 | 287.8523 | 297.3215 | 8.3829 | 68.7613 | 0
| Zone | Remainder of System | 11 | Average Weekday | CAISO | 1-in-2 | 2027 | 16 | 260.1287 | 262.6911 | 8.4656 | 68.8401 | 0
| Zone | Remainder of System | 11 | Average Weekday | CAISO | 1-in-2 | 2027 | 17 | 264.92 | 270.4765 | 8.2795 | 67.8879 | 0
| Zone | Remainder of System | 11 | Average Weekday | CAISO | 1-in-2 | 2027 | 18 | 247.0882 | 253.2215 | 8.4492 | 65.6421 | 0
| Zone | Remainder of System | 11 | Average Weekday | CAISO | 1-in-2 | 2027 | 19 | 263.869 | 268.196 | 8.4025 | 63.0659 | 0
| Zone | Remainder of System | 11 | Average Weekday | CAISO | 1-in-2 | 2027 | 20 | 248.6498 | 309.6168 | 10.4741 | 61.0428 | 0
| Zone | Remainder of System | 11 | Average Weekday | CAISO | 1-in-2 | 2027 | 21 | 235.4711 | 241.74 | 8.0547 | 59.4763 | 0
| Zone | Remainder of System | 11 | Average Weekday | CAISO | 1-in-2 | 2027 | 22 | 412.8418 | 428.7749 | 8.4053 | 58.1157 | 0
| Zone | Remainder of System | 11 | Average Weekday | CAISO | 1-in-2 | 2027 | 23 | 393.6396 | 408.7338 | 8.5712 | 57.0092 | 0
| Zone | Remainder of System | 11 | Average Weekday | CAISO | 1-in-2 | 2027 | 24 | 322.0844 | 334.8193 | 8.4953 | 56.044 | 0
| Zone | Remainder of System | 11 | Monthly System Peak Day | CAISO | 1-in-2 | 2027 | 1 | 270.2631 | 276.9193 | 8.4389 | 56.8952 | 0
| Zone | Remainder of System | 11 | Monthly System Peak Day | CAISO | 1-in-2 | 2027 | 2 | 269.1407 | 275.4384 | 8.4576 | 55.5083 | 0
| Zone | Remainder of System | 11 | Monthly System Peak Day | CAISO | 1-in-2 | 2027 | 3 | 415.9405 | 426.5359 | 8.4325 | 54.5876 | 0
| Zone | Remainder of System | 11 | Monthly System Peak Day | CAISO | 1-in-2 | 2027 | 4 | 592.0852 | 609.5135 | 8.4441 | 53.8228 | 0
| Zone | Remainder of System | 11 | Monthly System Peak Day | CAISO | 1-in-2 | 2027 | 5 | 557.8613 | 583.5483 | 8.4175 | 53.0023 | 0
| Zone | Remainder of System | 11 | Monthly System Peak Day | CAISO | 1-in-2 | 2027 | 6 | 545.8695 | 573.4127 | 8.4236 | 52.0448 | 0
| Zone | Remainder of System | 11 | Monthly System Peak Day | CAISO | 1-in-2 | 2027 | 7 | 554.218 | 551.3985 | 8.6125 | 51.8419 | 0
| Zone | Remainder of System | 11 | Monthly System Peak Day | CAISO | 1-in-2 | 2027 | 8 | 532.3572 | 536.6404 | 8.9167 | 51.2473 | 0
| Zone | Remainder of System | 11 | Monthly System Peak Day | CAISO | 1-in-2 | 2027 | 9 | 517.6016 | 544.8695 | 8.6016 | 53.9035 | 0
| Zone | Remainder of System | 11 | Monthly System Peak Day | CAISO | 1-in-2 | 2027 | 10 | 495.1607 | 507.5305 | 8.898 | 59.5086 | 0
| Zone | Remainder of System | 11 | Monthly System Peak Day | CAISO | 1-in-2 | 2027 | 11 | 468.4651 | 476.5812 | 9.0888 | 65.8059 | 0
| Zone | Remainder of System | 11 | Monthly System Peak Day | CAISO | 1-in-2 | 2027 | 12 | 461.9911 | 469.3994 | 9.1856 | 71.0123 | 0
| Zone | Remainder of System | 11 | Monthly System Peak Day | CAISO | 1-in-2 | 2027 | 13 | 373.3127 | 384.4971 | 8.9653 | 74.1978 | 0
| Zone | Remainder of System | 11 | Monthly System Peak Day | CAISO | 1-in-2 | 2027 | 14 | 340.8281 | 348.52 | 8.7016 | 76.0754 | 0
| Zone | Remainder of System | 11 | Monthly System Peak Day | CAISO | 1-in-2 | 2027 | 15 | 287.8523 | 297.3215 | 8.3829 | 77.1162 | 0
| Zone | Remainder of System | 11 | Monthly System Peak Day | CAISO | 1-in-2 | 2027 | 16 | 260.1287 | 262.6911 | 8.4656 | 77.2485 | 0
| Zone | Remainder of System | 11 | Monthly System Peak Day | CAISO | 1-in-2 | 2027 | 17 | 264.92 | 270.4765 | 8.2795 | 75.9806 | 0
| Zone | Remainder of System | 11 | Monthly System Peak Day | CAISO | 1-in-2 | 2027 | 18 | 247.0882 | 253.2215 | 8.4492 | 73.0124 | 0
| Zone | Remainder of System | 11 | Monthly System Peak Day | CAISO | 1-in-2 | 2027 | 19 | 263.869 | 268.196 | 8.4025 | 69.2583 | 0
| Zone | Remainder of System | 11 | Monthly System Peak Day | CAISO | 1-in-2 | 2027 | 20 | 248.6498 | 309.6168 | 10.4741 | 66.8881 | 0
| Zone | Remainder of System | 11 | Monthly System Peak Day | CAISO | 1-in-2 | 2027 | 21 | 235.4711 | 241.74 | 8.0547 | 64.7514 | 0
| Zone | Remainder of System | 11 | Monthly System Peak Day | CAISO | 1-in-2 | 2027 | 22 | 412.8418 | 428.7749 | 8.4053 | 62.7621 | 0
| Zone | Remainder of System | 11 | Monthly System Peak Day | CAISO | 1-in-2 | 2027 | 23 | 393.6396 | 408.7338 | 8.5712 | 61.0133 | 0
| Zone | Remainder of System | 11 | Monthly System Peak Day | CAISO | 1-in-2 | 2027 | 24 | 322.0844 | 334.8193 | 8.4953 | 59.4414 | 0
| Zone | Remainder of System | 12 | Average Weekday | CAISO | 1-in-2 | 2027 | 1 | 255.2164 | 262.269 | 8.3002 | 48.4162 | 0
| Zone | Remainder of System | 12 | Average Weekday | CAISO | 1-in-2 | 2027 | 2 | 251.1959 | 257.8437 | 8.3262 | 47.6968 | 0
| Zone | Remainder of System | 12 | Average Weekday | CAISO | 1-in-2 | 2027 | 3 | 392.3337 | 404.5695 | 8.3319 | 47.0922 | 0
| Zone | Remainder of System | 12 | Average Weekday | CAISO | 1-in-2 | 2027 | 4 | 567.6409 | 587.0641 | 8.3386 | 46.5967 | 0
| Zone | Remainder of System | 12 | Average Weekday | CAISO | 1-in-2 | 2027 | 5 | 537.6797 | 566.5329 | 8.3421 | 46.1058 | 0
| Zone | Remainder of System | 12 | Average Weekday | CAISO | 1-in-2 | 2027 | 6 | 514.5276 | 546.7587 | 8.3474 | 45.6281 | 0
| Zone | Remainder of System | 12 | Average Weekday | CAISO | 1-in-2 | 2027 | 7 | 508.621 | 507.4543 | 8.3083 | 45.2597 | 0
| Zone | Remainder of System | 12 | Average Weekday | CAISO | 1-in-2 | 2027 | 8 | 499.7129 | 506.5683 | 8.2596 | 44.9964 | 0
| Zone | Remainder of System | 12 | Average Weekday | CAISO | 1-in-2 | 2027 | 9 | 480.6756 | 508.8431 | 8.211 | 45.5801 | 0
| Zone | Remainder of System | 12 | Average Weekday | CAISO | 1-in-2 | 2027 | 10 | 451.2252 | 467.7087 | 8.2383 | 48.5465 | 0
| Zone | Remainder of System | 12 | Average Weekday | CAISO | 1-in-2 | 2027 | 11 | 426.39 | 436.4104 | 8.1954 | 52.2576 | 0
| Zone | Remainder of System | 12 | Average Weekday | CAISO | 1-in-2 | 2027 | 12 | 418.8138 | 425.833 | 8.1558 | 55.5505 | 0
| Zone | Remainder of System | 12 | Average Weekday | CAISO | 1-in-2 | 2027 | 13 | 339.4527 | 350.2273 | 8.146 | 58.0477 | 0
| Zone | Remainder of System | 12 | Average Weekday | CAISO | 1-in-2 | 2027 | 14 | 309.4391 | 317.9652 | 8.1797 | 59.6814 | 0
| Zone | Remainder of System | 12 | Average Weekday | CAISO | 1-in-2 | 2027 | 15 | 270.7936 | 279.5047 | 8.2354 | 60.6344 | 0
| Zone | Remainder of System | 12 | Average Weekday | CAISO | 1-in-2 | 2027 | 16 | 237.9093 | 240.3907 | 8.2944 | 60.924 | 0
| Zone | Remainder of System | 12 | Average Weekday | CAISO | 1-in-2 | 2027 | 17 | 243.7279 | 250.2623 | 8.1585 | 60.2163 | 0
| Zone | Remainder of System | 12 | Average Weekday | CAISO | 1-in-2 | 2027 | 18 | 228.0927 | 233.987 | 8.1373 | 58.125 | 0
| Zone | Remainder of System | 12 | Average Weekday | CAISO | 1-in-2 | 2027 | 19 | 246.1105 | 250.4291 | 8.402 | 55.6097 | 0
| Zone | Remainder of System | 12 | Average Weekday | CAISO | 1-in-2 | 2027 | 20 | 238.3261 | 300.0905 | 8.4181 | 53.8019 | 0
| Zone | Remainder of System | 12 | Average Weekday | CAISO | 1-in-2 | 2027 | 21 | 225.3499 | 232.0396 | 8.0545 | 52.3231 | 0
| Zone | Remainder of System | 12 | Average Weekday | CAISO | 1-in-2 | 2027 | 22 | 400.2578 | 415.863 | 8.2431 | 51.115 | 0
| Zone | Remainder of System | 12 | Average Weekday | CAISO | 1-in-2 | 2027 | 23 | 382.5704 | 397.2662 | 8.2685 | 50.11 | 0
| Zone | Remainder of System | 12 | Average Weekday | CAISO | 1-in-2 | 2027 | 24 | 312.0015 | 325.5581 | 8.2717 | 49.1232 | 0
| Zone | Remainder of System | 12 | Monthly System Peak Day | CAISO | 1-in-2 | 2027 | 1 | 255.2164 | 262.269 | 8.3002 | 48.2948 | 0
| Zone | Remainder of System | 12 | Monthly System Peak Day | CAISO | 1-in-2 | 2027 | 2 | 251.1959 | 257.8437 | 8.3262 | 46.93 | 0
| Zone | Remainder of System | 12 | Monthly System Peak Day | CAISO | 1-in-2 | 2027 | 3 | 392.3337 | 404.5695 | 8.3319 | 46.1477 | 0
| Zone | Remainder of System | 12 | Monthly System Peak Day | CAISO | 1-in-2 | 2027 | 4 | 567.6409 | 587.0641 | 8.3386 | 45.4458 | 0
| Zone | Remainder of System | 12 | Monthly System Peak Day | CAISO | 1-in-2 | 2027 | 5 | 537.6797 | 566.5329 | 8.3421 | 44.5797 | 0
| Zone | Remainder of System | 12 | Monthly System Peak Day | CAISO | 1-in-2 | 2027 | 6 | 514.5276 | 546.7587 | 8.3474 | 44.0612 | 0
| Zone | Remainder of System | 12 | Monthly System Peak Day | CAISO | 1-in-2 | 2027 | 7 | 508.621 | 507.4543 | 8.3083 | 43.8067 | 0
| Zone | Remainder of System | 12 | Monthly System Peak Day | CAISO | 1-in-2 | 2027 | 8 | 499.7129 | 506.5683 | 8.2596 | 43.7139 | 0
| Zone | Remainder of System | 12 | Monthly System Peak Day | CAISO | 1-in-2 | 2027 | 9 | 480.6756 | 508.8431 | 8.211 | 44.6007 | 0
| Zone | Remainder of System | 12 | Monthly System Peak Day | CAISO | 1-in-2 | 2027 | 10 | 451.2252 | 467.7087 | 8.2383 | 48.3374 | 0
| Zone | Remainder of System | 12 | Monthly System Peak Day | CAISO | 1-in-2 | 2027 | 11 | 426.39 | 436.4104 | 8.1954 | 53.0775 | 0
| Zone | Remainder of System | 12 | Monthly System Peak Day | CAISO | 1-in-2 | 2027 | 12 | 418.8138 | 425.833 | 8.1558 | 57.7845 | 0
| Zone | Remainder of System | 12 | Monthly System Peak Day | CAISO | 1-in-2 | 2027 | 13 | 339.4527 | 350.2273 | 8.146 | 61.0577 | 0
| Zone | Remainder of System | 12 | Monthly System Peak Day | CAISO | 1-in-2 | 2027 | 14 | 309.4391 | 317.9652 | 8.1797 | 62.7922 | 0
| Zone | Remainder of System | 12 | Monthly System Peak Day | CAISO | 1-in-2 | 2027 | 15 | 270.7936 | 279.5047 | 8.2354 | 63.3541 | 0
| Zone | Remainder of System | 12 | Monthly System Peak Day | CAISO | 1-in-2 | 2027 | 16 | 237.9093 | 240.3907 | 8.2944 | 63.3348 | 0
| Zone | Remainder of System | 12 | Monthly System Peak Day | CAISO | 1-in-2 | 2027 | 17 | 243.7279 | 250.2623 | 8.1585 | 62.5976 | 0
| Zone | Remainder of System | 12 | Monthly System Peak Day | CAISO | 1-in-2 | 2027 | 18 | 228.0927 | 233.987 | 8.1373 | 60.1329 | 0
| Zone | Remainder of System | 12 | Monthly System Peak Day | CAISO | 1-in-2 | 2027 | 19 | 246.1105 | 250.4291 | 8.402 | 57.542 | 0
| Zone | Remainder of System | 12 | Monthly System Peak Day | CAISO | 1-in-2 | 2027 | 20 | 238.3261 | 300.0905 | 8.4181 | 55.6973 | 0
| Zone | Remainder of System | 12 | Monthly System Peak Day | CAISO | 1-in-2 | 2027 | 21 | 225.3499 | 232.0396 | 8.0545 | 54.0723 | 0
| Zone | Remainder of System | 12 | Monthly System Peak Day | CAISO | 1-in-2 | 2027 | 22 | 400.2578 | 415.863 | 8.2431 | 52.6684 | 0
| Zone | Remainder of System | 12 | Monthly System Peak Day | CAISO | 1-in-2 | 2027 | 23 | 382.5704 | 397.2662 | 8.2685 | 51.6911 | 0
| Zone | Remainder of System | 12 | Monthly System Peak Day | CAISO | 1-in-2 | 2027 | 24 | 312.0015 | 325.5581 | 8.2717 | 50.2983 | 0
| Zone | Remainder of System | 1 | Average Weekday | CAISO | 1-in-2 | 2028 | 1 | 264.1306 | 270.4739 | 8.3048 | 51.6966 | 0
| Zone | Remainder of System | 1 | Average Weekday | CAISO | 1-in-2 | 2028 | 2 | 261.8559 | 269.1116 | 8.3307 | 50.8567 | 0
| Zone | Remainder of System | 1 | Average Weekday | CAISO | 1-in-2 | 2028 | 3 | 405.6647 | 417.428 | 8.3362 | 50.0656 | 0
| Zone | Remainder of System | 1 | Average Weekday | CAISO | 1-in-2 | 2028 | 4 | 577.0192 | 595.3769 | 8.3429 | 49.4579 | 0
| Zone | Remainder of System | 1 | Average Weekday | CAISO | 1-in-2 | 2028 | 5 | 549.1372 | 577.1136 | 8.3465 | 48.6945 | 0
| Zone | Remainder of System | 1 | Average Weekday | CAISO | 1-in-2 | 2028 | 6 | 535.4587 | 566.6162 | 8.3518 | 48.0933 | 0
| Zone | Remainder of System | 1 | Average Weekday | CAISO | 1-in-2 | 2028 | 7 | 542.2711 | 540.1387 | 8.3129 | 47.6913 | 0
| Zone | Remainder of System | 1 | Average Weekday | CAISO | 1-in-2 | 2028 | 8 | 533.5877 | 539.3693 | 8.2647 | 47.4835 | 0
| Zone | Remainder of System | 1 | Average Weekday | CAISO | 1-in-2 | 2028 | 9 | 501.7633 | 527.4262 | 8.2165 | 48.0697 | 0
| Zone | Remainder of System | 1 | Average Weekday | CAISO | 1-in-2 | 2028 | 10 | 483.7205 | 496.8787 | 8.2434 | 51.1465 | 0
| Zone | Remainder of System | 1 | Average Weekday | CAISO | 1-in-2 | 2028 | 11 | 455.0349 | 463.4078 | 8.2011 | 55.3765 | 0
| Zone | Remainder of System | 1 | Average Weekday | CAISO | 1-in-2 | 2028 | 12 | 450.0521 | 457.1474 | 8.162 | 59.3259 | 0
| Zone | Remainder of System | 1 | Average Weekday | CAISO | 1-in-2 | 2028 | 13 | 378.0636 | 388.8553 | 8.1524 | 62.3629 | 0
| Zone | Remainder of System | 1 | Average Weekday | CAISO | 1-in-2 | 2028 | 14 | 342.8344 | 350.5239 | 8.1856 | 64.3351 | 0
| Zone | Remainder of System | 1 | Average Weekday | CAISO | 1-in-2 | 2028 | 15 | 297.3209 | 305.0988 | 8.2406 | 65.597 | 0
| Zone | Remainder of System | 1 | Average Weekday | CAISO | 1-in-2 | 2028 | 16 | 264.3722 | 266.615 | 8.299 | 66.0866 | 0
| Zone | Remainder of System | 1 | Average Weekday | CAISO | 1-in-2 | 2028 | 17 | 267.6995 | 274.0799 | 8.1709 | 65.5552 | 0
| Zone | Remainder of System | 1 | Average Weekday | CAISO | 1-in-2 | 2028 | 18 | 248.8355 | 254.8999 | 8.1496 | 63.7601 | 0
| Zone | Remainder of System | 1 | Average Weekday | CAISO | 1-in-2 | 2028 | 19 | 262.5211 | 266.9036 | 8.4118 | 60.7946 | 0
| Zone | Remainder of System | 1 | Average Weekday | CAISO | 1-in-2 | 2028 | 20 | 252.9336 | 314.7378 | 8.427 | 58.559 | 0
| Zone | Remainder of System | 1 | Average Weekday | CAISO | 1-in-2 | 2028 | 21 | 235.8672 | 242.3176 | 8.0655 | 56.9225 | 0
| Zone | Remainder of System | 1 | Average Weekday | CAISO | 1-in-2 | 2028 | 22 | 410.2934 | 426.1623 | 8.2476 | 55.4974 | 0
| Zone | Remainder of System | 1 | Average Weekday | CAISO | 1-in-2 | 2028 | 23 | 397.51 | 412.2804 | 8.2735 | 54.2455 | 0
| Zone | Remainder of System | 1 | Average Weekday | CAISO | 1-in-2 | 2028 | 24 | 328.0423 | 340.4386 | 8.2766 | 53.1421 | 0
| Zone | Remainder of System | 1 | Monthly System Peak Day | CAISO | 1-in-2 | 2028 | 1 | 264.1306 | 270.4739 | 8.3048 | 47.5791 | 0
| Zone | Remainder of System | 1 | Monthly System Peak Day | CAISO | 1-in-2 | 2028 | 2 | 261.8559 | 269.1116 | 8.3307 | 46.5599 | 0
| Zone | Remainder of System | 1 | Monthly System Peak Day | CAISO | 1-in-2 | 2028 | 3 | 405.6647 | 417.428 | 8.3362 | 45.5395 | 0
| Zone | Remainder of System | 1 | Monthly System Peak Day | CAISO | 1-in-2 | 2028 | 4 | 577.0192 | 595.3769 | 8.3429 | 44.8071 | 0
| Zone | Remainder of System | 1 | Monthly System Peak Day | CAISO | 1-in-2 | 2028 | 5 | 549.1372 | 577.1136 | 8.3465 | 44.0112 | 0
| Zone | Remainder of System | 1 | Monthly System Peak Day | CAISO | 1-in-2 | 2028 | 6 | 535.4587 | 566.6162 | 8.3518 | 43.5364 | 0
| Zone | Remainder of System | 1 | Monthly System Peak Day | CAISO | 1-in-2 | 2028 | 7 | 542.2711 | 540.1387 | 8.3129 | 43.2181 | 0
| Zone | Remainder of System | 1 | Monthly System Peak Day | CAISO | 1-in-2 | 2028 | 8 | 533.5877 | 539.3693 | 8.2647 | 43.1351 | 0
| Zone | Remainder of System | 1 | Monthly System Peak Day | CAISO | 1-in-2 | 2028 | 9 | 501.7633 | 527.4262 | 8.2165 | 43.8574 | 0
| Zone | Remainder of System | 1 | Monthly System Peak Day | CAISO | 1-in-2 | 2028 | 10 | 483.7205 | 496.8787 | 8.2434 | 46.2637 | 0
| Zone | Remainder of System | 1 | Monthly System Peak Day | CAISO | 1-in-2 | 2028 | 11 | 455.0349 | 463.4078 | 8.2011 | 49.3761 | 0
| Zone | Remainder of System | 1 | Monthly System Peak Day | CAISO | 1-in-2 | 2028 | 12 | 450.0521 | 457.1474 | 8.162 | 52.0586 | 0
| Zone | Remainder of System | 1 | Monthly System Peak Day | CAISO | 1-in-2 | 2028 | 13 | 378.0636 | 388.8553 | 8.1524 | 53.2747 | 0
| Zone | Remainder of System | 1 | Monthly System Peak Day | CAISO | 1-in-2 | 2028 | 14 | 342.8344 | 350.5239 | 8.1856 | 54.3508 | 0
| Zone | Remainder of System | 1 | Monthly System Peak Day | CAISO | 1-in-2 | 2028 | 15 | 297.3209 | 305.0988 | 8.2406 | 55.45 | 0
| Zone | Remainder of System | 1 | Monthly System Peak Day | CAISO | 1-in-2 | 2028 | 16 | 264.3722 | 266.615 | 8.299 | 56.1591 | 0
| Zone | Remainder of System | 1 | Monthly System Peak Day | CAISO | 1-in-2 | 2028 | 17 | 267.6995 | 274.0799 | 8.1709 | 55.461 | 0
| Zone | Remainder of System | 1 | Monthly System Peak Day | CAISO | 1-in-2 | 2028 | 18 | 248.8355 | 254.8999 | 8.1496 | 54.1689 | 0
| Zone | Remainder of System | 1 | Monthly System Peak Day | CAISO | 1-in-2 | 2028 | 19 | 262.5211 | 266.9036 | 8.4118 | 52.5576 | 0
| Zone | Remainder of System | 1 | Monthly System Peak Day | CAISO | 1-in-2 | 2028 | 20 | 252.9336 | 314.7378 | 8.427 | 51.4093 | 0
| Zone | Remainder of System | 1 | Monthly System Peak Day | CAISO | 1-in-2 | 2028 | 21 | 235.8672 | 242.3176 | 8.0655 | 50.2882 | 0
| Zone | Remainder of System | 1 | Monthly System Peak Day | CAISO | 1-in-2 | 2028 | 22 | 410.2934 | 426.1623 | 8.2476 | 49.3354 | 0
| Zone | Remainder of System | 1 | Monthly System Peak Day | CAISO | 1-in-2 | 2028 | 23 | 397.51 | 412.2804 | 8.2735 | 48.5349 | 0
| Zone | Remainder of System | 1 | Monthly System Peak Day | CAISO | 1-in-2 | 2028 | 24 | 328.0423 | 340.4386 | 8.2766 | 47.6998 | 0
| Zone | Remainder of System | 2 | Average Weekday | CAISO | 1-in-2 | 2028 | 1 | 264.1731 | 271.3334 | 8.3615 | 52.5675 | 0
| Zone | Remainder of System | 2 | Average Weekday | CAISO | 1-in-2 | 2028 | 2 | 258.5049 | 266.6494 | 8.393 | 51.7224 | 0
| Zone | Remainder of System | 2 | Average Weekday | CAISO | 1-in-2 | 2028 | 3 | 398.7213 | 411.911 | 8.3997 | 50.9045 | 0
| Zone | Remainder of System | 2 | Average Weekday | CAISO | 1-in-2 | 2028 | 4 | 566.3171 | 587.503 | 8.4075 | 50.1164 | 0
| Zone | Remainder of System | 2 | Average Weekday | CAISO | 1-in-2 | 2028 | 5 | 546.7314 | 577.7028 | 8.4109 | 49.374 | 0
| Zone | Remainder of System | 2 | Average Weekday | CAISO | 1-in-2 | 2028 | 6 | 537.2139 | 570.3348 | 8.4157 | 48.7755 | 0
| Zone | Remainder of System | 2 | Average Weekday | CAISO | 1-in-2 | 2028 | 7 | 529.9965 | 529.3186 | 8.3682 | 48.3328 | 0
| Zone | Remainder of System | 2 | Average Weekday | CAISO | 1-in-2 | 2028 | 8 | 520.2062 | 526.4282 | 8.3109 | 48.1435 | 0
| Zone | Remainder of System | 2 | Average Weekday | CAISO | 1-in-2 | 2028 | 9 | 500.6582 | 526.7293 | 8.2525 | 49.3982 | 0
| Zone | Remainder of System | 2 | Average Weekday | CAISO | 1-in-2 | 2028 | 10 | 478.4153 | 490.9428 | 8.2875 | 52.9426 | 0
| Zone | Remainder of System | 2 | Average Weekday | CAISO | 1-in-2 | 2028 | 11 | 454.2168 | 462.8233 | 8.2339 | 57.0736 | 0
| Zone | Remainder of System | 2 | Average Weekday | CAISO | 1-in-2 | 2028 | 12 | 449.0421 | 456.8182 | 8.1831 | 60.5918 | 0
| Zone | Remainder of System | 2 | Average Weekday | CAISO | 1-in-2 | 2028 | 13 | 372.7912 | 384.6292 | 8.1696 | 63.117 | 0
| Zone | Remainder of System | 2 | Average Weekday | CAISO | 1-in-2 | 2028 | 14 | 334.5436 | 342.8579 | 8.213 | 64.6805 | 0
| Zone | Remainder of System | 2 | Average Weekday | CAISO | 1-in-2 | 2028 | 15 | 283.7515 | 293.8197 | 8.283 | 65.5714 | 0
| Zone | Remainder of System | 2 | Average Weekday | CAISO | 1-in-2 | 2028 | 16 | 253.9885 | 257.8086 | 8.355 | 65.833 | 0
| Zone | Remainder of System | 2 | Average Weekday | CAISO | 1-in-2 | 2028 | 17 | 246.4806 | 251.6182 | 8.2033 | 65.4214 | 0
| Zone | Remainder of System | 2 | Average Weekday | CAISO | 1-in-2 | 2028 | 18 | 233.1283 | 238.2858 | 8.1756 | 64.0855 | 0
| Zone | Remainder of System | 2 | Average Weekday | CAISO | 1-in-2 | 2028 | 19 | 254.9658 | 259.4295 | 8.4118 | 61.5241 | 0
| Zone | Remainder of System | 2 | Average Weekday | CAISO | 1-in-2 | 2028 | 20 | 246.1136 | 306.0365 | 8.4304 | 59.1486 | 0
| Zone | Remainder of System | 2 | Average Weekday | CAISO | 1-in-2 | 2028 | 21 | 224.3375 | 230.5277 | 8.0398 | 57.4325 | 0
| Zone | Remainder of System | 2 | Average Weekday | CAISO | 1-in-2 | 2028 | 22 | 395.2505 | 410.9665 | 8.2885 | 55.9779 | 0
| Zone | Remainder of System | 2 | Average Weekday | CAISO | 1-in-2 | 2028 | 23 | 380.8 | 395.9696 | 8.3225 | 54.7327 | 0
| Zone | Remainder of System | 2 | Average Weekday | CAISO | 1-in-2 | 2028 | 24 | 321.0207 | 334.6826 | 8.3267 | 53.6434 | 0
| Zone | Remainder of System | 2 | Monthly System Peak Day | CAISO | 1-in-2 | 2028 | 1 | 264.1731 | 271.3334 | 8.3615 | 43.5438 | 0
| Zone | Remainder of System | 2 | Monthly System Peak Day | CAISO | 1-in-2 | 2028 | 2 | 258.5049 | 266.6494 | 8.393 | 42.7868 | 0
| Zone | Remainder of System | 2 | Monthly System Peak Day | CAISO | 1-in-2 | 2028 | 3 | 398.7213 | 411.911 | 8.3997 | 42.1016 | 0
| Zone | Remainder of System | 2 | Monthly System Peak Day | CAISO | 1-in-2 | 2028 | 4 | 566.3171 | 587.503 | 8.4075 | 41.5683 | 0
| Zone | Remainder of System | 2 | Monthly System Peak Day | CAISO | 1-in-2 | 2028 | 5 | 546.7314 | 577.7028 | 8.4109 | 40.7986 | 0
| Zone | Remainder of System | 2 | Monthly System Peak Day | CAISO | 1-in-2 | 2028 | 6 | 537.2139 | 570.3348 | 8.4157 | 40.0606 | 0
| Zone | Remainder of System | 2 | Monthly System Peak Day | CAISO | 1-in-2 | 2028 | 7 | 529.9965 | 529.3186 | 8.3682 | 39.4674 | 0
| Zone | Remainder of System | 2 | Monthly System Peak Day | CAISO | 1-in-2 | 2028 | 8 | 520.2062 | 526.4282 | 8.3109 | 39.2967 | 0
| Zone | Remainder of System | 2 | Monthly System Peak Day | CAISO | 1-in-2 | 2028 | 9 | 500.6582 | 526.7293 | 8.2525 | 40.8391 | 0
| Zone | Remainder of System | 2 | Monthly System Peak Day | CAISO | 1-in-2 | 2028 | 10 | 478.4153 | 490.9428 | 8.2875 | 44.0474 | 0
| Zone | Remainder of System | 2 | Monthly System Peak Day | CAISO | 1-in-2 | 2028 | 11 | 454.2168 | 462.8233 | 8.2339 | 47.42 | 0
| Zone | Remainder of System | 2 | Monthly System Peak Day | CAISO | 1-in-2 | 2028 | 12 | 449.0421 | 456.8182 | 8.1831 | 50.4917 | 0
| Zone | Remainder of System | 2 | Monthly System Peak Day | CAISO | 1-in-2 | 2028 | 13 | 372.7912 | 384.6292 | 8.1696 | 52.9941 | 0
| Zone | Remainder of System | 2 | Monthly System Peak Day | CAISO | 1-in-2 | 2028 | 14 | 334.5436 | 342.8579 | 8.213 | 54.6576 | 0
| Zone | Remainder of System | 2 | Monthly System Peak Day | CAISO | 1-in-2 | 2028 | 15 | 283.7515 | 293.8197 | 8.283 | 55.7966 | 0
| Zone | Remainder of System | 2 | Monthly System Peak Day | CAISO | 1-in-2 | 2028 | 16 | 253.9885 | 257.8086 | 8.355 | 56.3506 | 0
| Zone | Remainder of System | 2 | Monthly System Peak Day | CAISO | 1-in-2 | 2028 | 17 | 246.4806 | 251.6182 | 8.2033 | 56.1764 | 0
| Zone | Remainder of System | 2 | Monthly System Peak Day | CAISO | 1-in-2 | 2028 | 18 | 233.1283 | 238.2858 | 8.1756 | 55.1213 | 0
| Zone | Remainder of System | 2 | Monthly System Peak Day | CAISO | 1-in-2 | 2028 | 19 | 254.9658 | 259.4295 | 8.4118 | 52.9983 | 0
| Zone | Remainder of System | 2 | Monthly System Peak Day | CAISO | 1-in-2 | 2028 | 20 | 246.1136 | 306.0365 | 8.4304 | 50.8817 | 0
| Zone | Remainder of System | 2 | Monthly System Peak Day | CAISO | 1-in-2 | 2028 | 21 | 224.3375 | 230.5277 | 8.0398 | 49.3216 | 0
| Zone | Remainder of System | 2 | Monthly System Peak Day | CAISO | 1-in-2 | 2028 | 22 | 395.2505 | 410.9665 | 8.2885 | 47.9568 | 0
| Zone | Remainder of System | 2 | Monthly System Peak Day | CAISO | 1-in-2 | 2028 | 23 | 380.8 | 395.9696 | 8.3225 | 46.7378 | 0
| Zone | Remainder of System | 2 | Monthly System Peak Day | CAISO | 1-in-2 | 2028 | 24 | 321.0207 | 334.6826 | 8.3267 | 45.5444 | 0
| Zone | Remainder of System | 3 | Average Weekday | CAISO | 1-in-2 | 2028 | 1 | 271.6255 | 283.4696 | 8.4484 | 54.0244 | 0
| Zone | Remainder of System | 3 | Average Weekday | CAISO | 1-in-2 | 2028 | 2 | 266.2605 | 274.0379 | 8.3997 | 53.0154 | 0
| Zone | Remainder of System | 3 | Average Weekday | CAISO | 1-in-2 | 2028 | 3 | 425.5779 | 436.7483 | 8.3925 | 52.1085 | 0
| Zone | Remainder of System | 3 | Average Weekday | CAISO | 1-in-2 | 2028 | 4 | 598.9651 | 615.8175 | 8.3753 | 51.3271 | 0
| Zone | Remainder of System | 3 | Average Weekday | CAISO | 1-in-2 | 2028 | 5 | 565.4 | 584.7819 | 8.3691 | 50.5861 | 0
| Zone | Remainder of System | 3 | Average Weekday | CAISO | 1-in-2 | 2028 | 6 | 556.276 | 575.6262 | 8.3376 | 49.8821 | 0
| Zone | Remainder of System | 3 | Average Weekday | CAISO | 1-in-2 | 2028 | 7 | 560.4082 | 561.0972 | 8.3226 | 49.399 | 0
| Zone | Remainder of System | 3 | Average Weekday | CAISO | 1-in-2 | 2028 | 8 | 538.3287 | 548.7635 | 8.4767 | 49.1477 | 0
| Zone | Remainder of System | 3 | Average Weekday | CAISO | 1-in-2 | 2028 | 9 | 523.1491 | 563.0092 | 8.6673 | 50.1844 | 0
| Zone | Remainder of System | 3 | Average Weekday | CAISO | 1-in-2 | 2028 | 10 | 503.9645 | 526.6122 | 8.5346 | 53.2277 | 0
| Zone | Remainder of System | 3 | Average Weekday | CAISO | 1-in-2 | 2028 | 11 | 471.6926 | 488.1964 | 8.6136 | 56.8354 | 0
| Zone | Remainder of System | 3 | Average Weekday | CAISO | 1-in-2 | 2028 | 12 | 471.3859 | 483.4841 | 8.7029 | 60.1749 | 0
| Zone | Remainder of System | 3 | Average Weekday | CAISO | 1-in-2 | 2028 | 13 | 377.9109 | 388.7598 | 8.7779 | 62.8043 | 0
| Zone | Remainder of System | 3 | Average Weekday | CAISO | 1-in-2 | 2028 | 14 | 353.3572 | 361.003 | 8.7278 | 64.6602 | 0
| Zone | Remainder of System | 3 | Average Weekday | CAISO | 1-in-2 | 2028 | 15 | 306.3486 | 313.3548 | 8.5612 | 65.8561 | 0
| Zone | Remainder of System | 3 | Average Weekday | CAISO | 1-in-2 | 2028 | 16 | 272.866 | 275.7505 | 8.3443 | 66.5387 | 0
| Zone | Remainder of System | 3 | Average Weekday | CAISO | 1-in-2 | 2028 | 17 | 274.4548 | 280.1839 | 8.1993 | 66.6098 | 0
| Zone | Remainder of System | 3 | Average Weekday | CAISO | 1-in-2 | 2028 | 18 | 247.6887 | 254.0681 | 8.2139 | 65.845 | 0
| Zone | Remainder of System | 3 | Average Weekday | CAISO | 1-in-2 | 2028 | 19 | 262.3122 | 268.9615 | 8.4987 | 64.2052 | 0
| Zone | Remainder of System | 3 | Average Weekday | CAISO | 1-in-2 | 2028 | 20 | 248.6455 | 251.8432 | 8.3948 | 61.7132 | 0
| Zone | Remainder of System | 3 | Average Weekday | CAISO | 1-in-2 | 2028 | 21 | 220.8809 | 225.8797 | 8.0689 | 59.1399 | 0
| Zone | Remainder of System | 3 | Average Weekday | CAISO | 1-in-2 | 2028 | 22 | 419.4525 | 437.7922 | 8.3021 | 57.4121 | 0
| Zone | Remainder of System | 3 | Average Weekday | CAISO | 1-in-2 | 2028 | 23 | 409.8031 | 431.2481 | 8.4036 | 56.1046 | 0
| Zone | Remainder of System | 3 | Average Weekday | CAISO | 1-in-2 | 2028 | 24 | 352.6301 | 377.6543 | 8.4936 | 54.9793 | 0
| Zone | Remainder of System | 3 | Monthly System Peak Day | CAISO | 1-in-2 | 2028 | 1 | 271.6255 | 283.4696 | 8.4484 | 56.9603 | 0
| Zone | Remainder of System | 3 | Monthly System Peak Day | CAISO | 1-in-2 | 2028 | 2 | 266.2605 | 274.0379 | 8.3997 | 55.7974 | 0
| Zone | Remainder of System | 3 | Monthly System Peak Day | CAISO | 1-in-2 | 2028 | 3 | 425.5779 | 436.7483 | 8.3925 | 54.1445 | 0
| Zone | Remainder of System | 3 | Monthly System Peak Day | CAISO | 1-in-2 | 2028 | 4 | 598.9651 | 615.8175 | 8.3753 | 53.2971 | 0
| Zone | Remainder of System | 3 | Monthly System Peak Day | CAISO | 1-in-2 | 2028 | 5 | 565.4 | 584.7819 | 8.3691 | 52.3144 | 0
| Zone | Remainder of System | 3 | Monthly System Peak Day | CAISO | 1-in-2 | 2028 | 6 | 556.276 | 575.6262 | 8.3376 | 51.3896 | 0
| Zone | Remainder of System | 3 | Monthly System Peak Day | CAISO | 1-in-2 | 2028 | 7 | 560.4082 | 561.0972 | 8.3226 | 50.9162 | 0
| Zone | Remainder of System | 3 | Monthly System Peak Day | CAISO | 1-in-2 | 2028 | 8 | 538.3287 | 548.7635 | 8.4767 | 50.0641 | 0
| Zone | Remainder of System | 3 | Monthly System Peak Day | CAISO | 1-in-2 | 2028 | 9 | 523.1491 | 563.0092 | 8.6673 | 50.4442 | 0
| Zone | Remainder of System | 3 | Monthly System Peak Day | CAISO | 1-in-2 | 2028 | 10 | 503.9645 | 526.6122 | 8.5346 | 53.4591 | 0
| Zone | Remainder of System | 3 | Monthly System Peak Day | CAISO | 1-in-2 | 2028 | 11 | 471.6926 | 488.1964 | 8.6136 | 58.2081 | 0
| Zone | Remainder of System | 3 | Monthly System Peak Day | CAISO | 1-in-2 | 2028 | 12 | 471.3859 | 483.4841 | 8.7029 | 62.4932 | 0
| Zone | Remainder of System | 3 | Monthly System Peak Day | CAISO | 1-in-2 | 2028 | 13 | 377.9109 | 388.7598 | 8.7779 | 65.7865 | 0
| Zone | Remainder of System | 3 | Monthly System Peak Day | CAISO | 1-in-2 | 2028 | 14 | 353.3572 | 361.003 | 8.7278 | 67.6177 | 0
| Zone | Remainder of System | 3 | Monthly System Peak Day | CAISO | 1-in-2 | 2028 | 15 | 306.3486 | 313.3548 | 8.5612 | 68.7829 | 0
| Zone | Remainder of System | 3 | Monthly System Peak Day | CAISO | 1-in-2 | 2028 | 16 | 272.866 | 275.7505 | 8.3443 | 69.7518 | 0
| Zone | Remainder of System | 3 | Monthly System Peak Day | CAISO | 1-in-2 | 2028 | 17 | 274.4548 | 280.1839 | 8.1993 | 70.2778 | 0
| Zone | Remainder of System | 3 | Monthly System Peak Day | CAISO | 1-in-2 | 2028 | 18 | 247.6887 | 254.0681 | 8.2139 | 69.7317 | 0
| Zone | Remainder of System | 3 | Monthly System Peak Day | CAISO | 1-in-2 | 2028 | 19 | 262.3122 | 268.9615 | 8.4987 | 68.0419 | 0
| Zone | Remainder of System | 3 | Monthly System Peak Day | CAISO | 1-in-2 | 2028 | 20 | 248.6455 | 251.8432 | 8.3948 | 65.005 | 0
| Zone | Remainder of System | 3 | Monthly System Peak Day | CAISO | 1-in-2 | 2028 | 21 | 220.8809 | 225.8797 | 8.0689 | 62.0225 | 0
| Zone | Remainder of System | 3 | Monthly System Peak Day | CAISO | 1-in-2 | 2028 | 22 | 419.4525 | 437.7922 | 8.3021 | 60.067 | 0
| Zone | Remainder of System | 3 | Monthly System Peak Day | CAISO | 1-in-2 | 2028 | 23 | 409.8031 | 431.2481 | 8.4036 | 58.747 | 0
| Zone | Remainder of System | 3 | Monthly System Peak Day | CAISO | 1-in-2 | 2028 | 24 | 352.6301 | 377.6543 | 8.4936 | 57.434 | 0
| Zone | Remainder of System | 4 | Average Weekday | CAISO | 1-in-2 | 2028 | 1 | 269.7727 | 280.9851 | 8.4649 | 56.7365 | 0
| Zone | Remainder of System | 4 | Average Weekday | CAISO | 1-in-2 | 2028 | 2 | 268.1611 | 276.7508 | 8.4169 | 55.8532 | 0
| Zone | Remainder of System | 4 | Average Weekday | CAISO | 1-in-2 | 2028 | 3 | 427.4848 | 439.317 | 8.4097 | 55.0258 | 0
| Zone | Remainder of System | 4 | Average Weekday | CAISO | 1-in-2 | 2028 | 4 | 595.6565 | 612.5617 | 8.3927 | 54.3534 | 0
| Zone | Remainder of System | 4 | Average Weekday | CAISO | 1-in-2 | 2028 | 5 | 550.5024 | 568.6844 | 8.3863 | 53.7644 | 0
| Zone | Remainder of System | 4 | Average Weekday | CAISO | 1-in-2 | 2028 | 6 | 546.3992 | 564.8466 | 8.3546 | 53.2815 | 0
| Zone | Remainder of System | 4 | Average Weekday | CAISO | 1-in-2 | 2028 | 7 | 549.8644 | 551.0253 | 8.3385 | 52.8216 | 0
| Zone | Remainder of System | 4 | Average Weekday | CAISO | 1-in-2 | 2028 | 8 | 534.2086 | 541.6484 | 8.4919 | 52.6788 | 0
| Zone | Remainder of System | 4 | Average Weekday | CAISO | 1-in-2 | 2028 | 9 | 505.264 | 543.7043 | 8.681 | 54.2211 | 0
| Zone | Remainder of System | 4 | Average Weekday | CAISO | 1-in-2 | 2028 | 10 | 486.8585 | 510.0451 | 8.5496 | 57.0764 | 0
| Zone | Remainder of System | 4 | Average Weekday | CAISO | 1-in-2 | 2028 | 11 | 460.4412 | 474.6953 | 8.6269 | 60.136 | 0
| Zone | Remainder of System | 4 | Average Weekday | CAISO | 1-in-2 | 2028 | 12 | 459.9392 | 472.0389 | 8.7145 | 63.031 | 0
| Zone | Remainder of System | 4 | Average Weekday | CAISO | 1-in-2 | 2028 | 13 | 375.9076 | 386.6885 | 8.7882 | 65.4726 | 0
| Zone | Remainder of System | 4 | Average Weekday | CAISO | 1-in-2 | 2028 | 14 | 346.8482 | 354.5239 | 8.7393 | 67.3555 | 0
| Zone | Remainder of System | 4 | Average Weekday | CAISO | 1-in-2 | 2028 | 15 | 293.9702 | 301.2552 | 8.5744 | 68.6662 | 0
| Zone | Remainder of System | 4 | Average Weekday | CAISO | 1-in-2 | 2028 | 16 | 261.8457 | 264.8396 | 8.36 | 69.2704 | 0
| Zone | Remainder of System | 4 | Average Weekday | CAISO | 1-in-2 | 2028 | 17 | 260.7801 | 265.143 | 8.2323 | 69.3555 | 0
| Zone | Remainder of System | 4 | Average Weekday | CAISO | 1-in-2 | 2028 | 18 | 224.9148 | 230.5305 | 8.2444 | 68.6446 | 0
| Zone | Remainder of System | 4 | Average Weekday | CAISO | 1-in-2 | 2028 | 19 | 230.512 | 237.1863 | 8.4989 | 67.2712 | 0
| Zone | Remainder of System | 4 | Average Weekday | CAISO | 1-in-2 | 2028 | 20 | 222.6921 | 226.0456 | 8.3949 | 64.9503 | 0
| Zone | Remainder of System | 4 | Average Weekday | CAISO | 1-in-2 | 2028 | 21 | 223.8655 | 229.1156 | 8.0842 | 61.9895 | 0
| Zone | Remainder of System | 4 | Average Weekday | CAISO | 1-in-2 | 2028 | 22 | 409.6708 | 427.6505 | 8.3142 | 59.9101 | 0
| Zone | Remainder of System | 4 | Average Weekday | CAISO | 1-in-2 | 2028 | 23 | 404.2768 | 425.2657 | 8.42 | 58.5285 | 0
| Zone | Remainder of System | 4 | Average Weekday | CAISO | 1-in-2 | 2028 | 24 | 346.988 | 371.149 | 8.5096 | 57.4672 | 0
| Zone | Remainder of System | 4 | Monthly System Peak Day | CAISO | 1-in-2 | 2028 | 1 | 269.7727 | 280.9851 | 8.4649 | 62.08 | 0
| Zone | Remainder of System | 4 | Monthly System Peak Day | CAISO | 1-in-2 | 2028 | 2 | 268.1611 | 276.7508 | 8.4169 | 60.7156 | 0
| Zone | Remainder of System | 4 | Monthly System Peak Day | CAISO | 1-in-2 | 2028 | 3 | 427.4848 | 439.317 | 8.4097 | 59.7607 | 0
| Zone | Remainder of System | 4 | Monthly System Peak Day | CAISO | 1-in-2 | 2028 | 4 | 595.6565 | 612.5617 | 8.3927 | 58.8607 | 0
| Zone | Remainder of System | 4 | Monthly System Peak Day | CAISO | 1-in-2 | 2028 | 5 | 550.5024 | 568.6844 | 8.3863 | 57.7303 | 0
| Zone | Remainder of System | 4 | Monthly System Peak Day | CAISO | 1-in-2 | 2028 | 6 | 546.3992 | 564.8466 | 8.3546 | 56.8679 | 0
| Zone | Remainder of System | 4 | Monthly System Peak Day | CAISO | 1-in-2 | 2028 | 7 | 549.8644 | 551.0253 | 8.3385 | 56.0597 | 0
| Zone | Remainder of System | 4 | Monthly System Peak Day | CAISO | 1-in-2 | 2028 | 8 | 534.2086 | 541.6484 | 8.4919 | 55.6808 | 0
| Zone | Remainder of System | 4 | Monthly System Peak Day | CAISO | 1-in-2 | 2028 | 9 | 505.264 | 543.7043 | 8.681 | 57.449 | 0
| Zone | Remainder of System | 4 | Monthly System Peak Day | CAISO | 1-in-2 | 2028 | 10 | 486.8585 | 510.0451 | 8.5496 | 61.5881 | 0
| Zone | Remainder of System | 4 | Monthly System Peak Day | CAISO | 1-in-2 | 2028 | 11 | 460.4412 | 474.6953 | 8.6269 | 66.9769 | 0
| Zone | Remainder of System | 4 | Monthly System Peak Day | CAISO | 1-in-2 | 2028 | 12 | 459.9392 | 472.0389 | 8.7145 | 72.106 | 0
| Zone | Remainder of System | 4 | Monthly System Peak Day | CAISO | 1-in-2 | 2028 | 13 | 375.9076 | 386.6885 | 8.7882 | 76.1771 | 0
| Zone | Remainder of System | 4 | Monthly System Peak Day | CAISO | 1-in-2 | 2028 | 14 | 346.8482 | 354.5239 | 8.7393 | 79.0859 | 0
| Zone | Remainder of System | 4 | Monthly System Peak Day | CAISO | 1-in-2 | 2028 | 15 | 293.9702 | 301.2552 | 8.5744 | 80.9147 | 0
| Zone | Remainder of System | 4 | Monthly System Peak Day | CAISO | 1-in-2 | 2028 | 16 | 261.8457 | 264.8396 | 8.36 | 81.4535 | 0
| Zone | Remainder of System | 4 | Monthly System Peak Day | CAISO | 1-in-2 | 2028 | 17 | 260.7801 | 265.143 | 8.2323 | 81.2189 | 0
| Zone | Remainder of System | 4 | Monthly System Peak Day | CAISO | 1-in-2 | 2028 | 18 | 224.9148 | 230.5305 | 8.2444 | 80.2419 | 0
| Zone | Remainder of System | 4 | Monthly System Peak Day | CAISO | 1-in-2 | 2028 | 19 | 230.512 | 237.1863 | 8.4989 | 79.0493 | 0
| Zone | Remainder of System | 4 | Monthly System Peak Day | CAISO | 1-in-2 | 2028 | 20 | 222.6921 | 226.0456 | 8.3949 | 76.3662 | 0
| Zone | Remainder of System | 4 | Monthly System Peak Day | CAISO | 1-in-2 | 2028 | 21 | 223.8655 | 229.1156 | 8.0842 | 72.022 | 0
| Zone | Remainder of System | 4 | Monthly System Peak Day | CAISO | 1-in-2 | 2028 | 22 | 409.6708 | 427.6505 | 8.3142 | 68.2917 | 0
| Zone | Remainder of System | 4 | Monthly System Peak Day | CAISO | 1-in-2 | 2028 | 23 | 404.2768 | 425.2657 | 8.42 | 65.3696 | 0
| Zone | Remainder of System | 4 | Monthly System Peak Day | CAISO | 1-in-2 | 2028 | 24 | 346.988 | 371.149 | 8.5096 | 63.3596 | 0
| Zone | Remainder of System | 5 | Average Weekday | CAISO | 1-in-2 | 2028 | 1 | 282.8709 | 294.2226 | 8.4967 | 59.7443 | 0
| Zone | Remainder of System | 5 | Average Weekday | CAISO | 1-in-2 | 2028 | 2 | 283.444 | 291.2584 | 8.4497 | 59.0711 | 0
| Zone | Remainder of System | 5 | Average Weekday | CAISO | 1-in-2 | 2028 | 3 | 443.5811 | 456.6017 | 8.4426 | 58.4673 | 0
| Zone | Remainder of System | 5 | Average Weekday | CAISO | 1-in-2 | 2028 | 4 | 606.7754 | 624.7937 | 8.4257 | 57.9163 | 0
| Zone | Remainder of System | 5 | Average Weekday | CAISO | 1-in-2 | 2028 | 5 | 567.5186 | 586.5541 | 8.4188 | 57.4537 | 0
| Zone | Remainder of System | 5 | Average Weekday | CAISO | 1-in-2 | 2028 | 6 | 553.68 | 574.1593 | 8.3861 | 57.0042 | 0
| Zone | Remainder of System | 5 | Average Weekday | CAISO | 1-in-2 | 2028 | 7 | 547.6436 | 548.866 | 8.3682 | 56.5906 | 0
| Zone | Remainder of System | 5 | Average Weekday | CAISO | 1-in-2 | 2028 | 8 | 544.8484 | 556.0178 | 8.5211 | 56.9009 | 0
| Zone | Remainder of System | 5 | Average Weekday | CAISO | 1-in-2 | 2028 | 9 | 512.2386 | 548.2343 | 8.7082 | 58.6635 | 0
| Zone | Remainder of System | 5 | Average Weekday | CAISO | 1-in-2 | 2028 | 10 | 502.3119 | 525.5439 | 8.579 | 61.0024 | 0
| Zone | Remainder of System | 5 | Average Weekday | CAISO | 1-in-2 | 2028 | 11 | 481.8319 | 496.6777 | 8.6531 | 63.674 | 0
| Zone | Remainder of System | 5 | Average Weekday | CAISO | 1-in-2 | 2028 | 12 | 475.0452 | 486.7411 | 8.7371 | 66.1969 | 0
| Zone | Remainder of System | 5 | Average Weekday | CAISO | 1-in-2 | 2028 | 13 | 384.4093 | 395.6333 | 8.8088 | 68.4385 | 0
| Zone | Remainder of System | 5 | Average Weekday | CAISO | 1-in-2 | 2028 | 14 | 361.6909 | 369.409 | 8.762 | 70.1752 | 0
| Zone | Remainder of System | 5 | Average Weekday | CAISO | 1-in-2 | 2028 | 15 | 318.3665 | 325.4733 | 8.6007 | 71.341 | 0
| Zone | Remainder of System | 5 | Average Weekday | CAISO | 1-in-2 | 2028 | 16 | 277.0956 | 279.9391 | 8.3901 | 71.901 | 0
| Zone | Remainder of System | 5 | Average Weekday | CAISO | 1-in-2 | 2028 | 17 | 265.3987 | 270.8907 | 8.2621 | 71.8083 | 0
| Zone | Remainder of System | 5 | Average Weekday | CAISO | 1-in-2 | 2028 | 18 | 239.1069 | 245.0738 | 8.2711 | 71.1675 | 0
| Zone | Remainder of System | 5 | Average Weekday | CAISO | 1-in-2 | 2028 | 19 | 248.2487 | 255.1246 | 8.497 | 69.8052 | 0
| Zone | Remainder of System | 5 | Average Weekday | CAISO | 1-in-2 | 2028 | 20 | 235.7348 | 239.0989 | 8.3945 | 67.6863 | 0
| Zone | Remainder of System | 5 | Average Weekday | CAISO | 1-in-2 | 2028 | 21 | 240.7886 | 246.1586 | 8.0861 | 64.9519 | 0
| Zone | Remainder of System | 5 | Average Weekday | CAISO | 1-in-2 | 2028 | 22 | 430.0316 | 448.2966 | 8.3408 | 62.6968 | 0
| Zone | Remainder of System | 5 | Average Weekday | CAISO | 1-in-2 | 2028 | 23 | 430.4538 | 452.1378 | 8.45 | 61.385 | 0
| Zone | Remainder of System | 5 | Average Weekday | CAISO | 1-in-2 | 2028 | 24 | 369.0518 | 394.0105 | 8.54 | 60.3901 | 0
| Zone | Remainder of System | 5 | Monthly System Peak Day | CAISO | 1-in-2 | 2028 | 1 | 282.8709 | 294.2226 | 8.4967 | 65.9416 | 0
| Zone | Remainder of System | 5 | Monthly System Peak Day | CAISO | 1-in-2 | 2028 | 2 | 283.444 | 291.2584 | 8.4497 | 64.3504 | 0
| Zone | Remainder of System | 5 | Monthly System Peak Day | CAISO | 1-in-2 | 2028 | 3 | 443.5811 | 456.6017 | 8.4426 | 62.958 | 0
| Zone | Remainder of System | 5 | Monthly System Peak Day | CAISO | 1-in-2 | 2028 | 4 | 606.7754 | 624.7937 | 8.4257 | 61.4581 | 0
| Zone | Remainder of System | 5 | Monthly System Peak Day | CAISO | 1-in-2 | 2028 | 5 | 567.5186 | 586.5541 | 8.4188 | 60.1746 | 0
| Zone | Remainder of System | 5 | Monthly System Peak Day | CAISO | 1-in-2 | 2028 | 6 | 553.68 | 574.1593 | 8.3861 | 59.4602 | 0
| Zone | Remainder of System | 5 | Monthly System Peak Day | CAISO | 1-in-2 | 2028 | 7 | 547.6436 | 548.866 | 8.3682 | 59.1397 | 0
| Zone | Remainder of System | 5 | Monthly System Peak Day | CAISO | 1-in-2 | 2028 | 8 | 544.8484 | 556.0178 | 8.5211 | 59.4891 | 0
| Zone | Remainder of System | 5 | Monthly System Peak Day | CAISO | 1-in-2 | 2028 | 9 | 512.2386 | 548.2343 | 8.7082 | 61.7404 | 0
| Zone | Remainder of System | 5 | Monthly System Peak Day | CAISO | 1-in-2 | 2028 | 10 | 502.3119 | 525.5439 | 8.579 | 66.3017 | 0
| Zone | Remainder of System | 5 | Monthly System Peak Day | CAISO | 1-in-2 | 2028 | 11 | 481.8319 | 496.6777 | 8.6531 | 71.7468 | 0
| Zone | Remainder of System | 5 | Monthly System Peak Day | CAISO | 1-in-2 | 2028 | 12 | 475.0452 | 486.7411 | 8.7371 | 76.4342 | 0
| Zone | Remainder of System | 5 | Monthly System Peak Day | CAISO | 1-in-2 | 2028 | 13 | 384.4093 | 395.6333 | 8.8088 | 79.7976 | 0
| Zone | Remainder of System | 5 | Monthly System Peak Day | CAISO | 1-in-2 | 2028 | 14 | 361.6909 | 369.409 | 8.762 | 81.949 | 0
| Zone | Remainder of System | 5 | Monthly System Peak Day | CAISO | 1-in-2 | 2028 | 15 | 318.3665 | 325.4733 | 8.6007 | 82.9769 | 0
| Zone | Remainder of System | 5 | Monthly System Peak Day | CAISO | 1-in-2 | 2028 | 16 | 277.0956 | 279.9391 | 8.3901 | 83.3815 | 0
| Zone | Remainder of System | 5 | Monthly System Peak Day | CAISO | 1-in-2 | 2028 | 17 | 265.3987 | 270.8907 | 8.2621 | 83.2329 | 0
| Zone | Remainder of System | 5 | Monthly System Peak Day | CAISO | 1-in-2 | 2028 | 18 | 239.1069 | 245.0738 | 8.2711 | 81.6257 | 0
| Zone | Remainder of System | 5 | Monthly System Peak Day | CAISO | 1-in-2 | 2028 | 19 | 248.2487 | 255.1246 | 8.497 | 79.3771 | 0
| Zone | Remainder of System | 5 | Monthly System Peak Day | CAISO | 1-in-2 | 2028 | 20 | 235.7348 | 239.0989 | 8.3945 | 76.33 | 0
| Zone | Remainder of System | 5 | Monthly System Peak Day | CAISO | 1-in-2 | 2028 | 21 | 240.7886 | 246.1586 | 8.0861 | 72.094 | 0
| Zone | Remainder of System | 5 | Monthly System Peak Day | CAISO | 1-in-2 | 2028 | 22 | 430.0316 | 448.2966 | 8.3408 | 68.7355 | 0
| Zone | Remainder of System | 5 | Monthly System Peak Day | CAISO | 1-in-2 | 2028 | 23 | 430.4538 | 452.1378 | 8.45 | 66.6746 | 0
| Zone | Remainder of System | 5 | Monthly System Peak Day | CAISO | 1-in-2 | 2028 | 24 | 369.0518 | 394.0105 | 8.54 | 64.9491 | 0
| Zone | Remainder of System | 6 | Average Weekday | CAISO | 1-in-2 | 2028 | 1 | 272.9723 | 291.0363 | 8.7266 | 63.1112 | 0
| Zone | Remainder of System | 6 | Average Weekday | CAISO | 1-in-2 | 2028 | 2 | 269.5358 | 287.1115 | 8.6979 | 62.1452 | 0
| Zone | Remainder of System | 6 | Average Weekday | CAISO | 1-in-2 | 2028 | 3 | 419.6695 | 453.3449 | 8.6904 | 61.3041 | 0
| Zone | Remainder of System | 6 | Average Weekday | CAISO | 1-in-2 | 2028 | 4 | 575.1375 | 620.1999 | 8.6854 | 60.6018 | 0
| Zone | Remainder of System | 6 | Average Weekday | CAISO | 1-in-2 | 2028 | 5 | 530.5893 | 579.0574 | 8.7009 | 60.0304 | 0
| Zone | Remainder of System | 6 | Average Weekday | CAISO | 1-in-2 | 2028 | 6 | 536.1437 | 589.3495 | 8.7304 | 59.4565 | 0
| Zone | Remainder of System | 6 | Average Weekday | CAISO | 1-in-2 | 2028 | 7 | 545.605 | 575.1297 | 9.0012 | 58.9785 | 0
| Zone | Remainder of System | 6 | Average Weekday | CAISO | 1-in-2 | 2028 | 8 | 537.279 | 572.1196 | 8.6982 | 59.7299 | 0
| Zone | Remainder of System | 6 | Average Weekday | CAISO | 1-in-2 | 2028 | 9 | 539.1638 | 556.4894 | 8.7578 | 62.174 | 0
| Zone | Remainder of System | 6 | Average Weekday | CAISO | 1-in-2 | 2028 | 10 | 524.3027 | 531.6616 | 8.9561 | 65.2314 | 0
| Zone | Remainder of System | 6 | Average Weekday | CAISO | 1-in-2 | 2028 | 11 | 486.9138 | 489.5524 | 9.0005 | 68.4714 | 0
| Zone | Remainder of System | 6 | Average Weekday | CAISO | 1-in-2 | 2028 | 12 | 479.9565 | 491.2976 | 8.9336 | 71.628 | 0
| Zone | Remainder of System | 6 | Average Weekday | CAISO | 1-in-2 | 2028 | 13 | 389.0081 | 419.8106 | 9.0207 | 74.2421 | 0
| Zone | Remainder of System | 6 | Average Weekday | CAISO | 1-in-2 | 2028 | 14 | 362.3025 | 384.9275 | 8.9787 | 76.363 | 0
| Zone | Remainder of System | 6 | Average Weekday | CAISO | 1-in-2 | 2028 | 15 | 301.2808 | 320.0137 | 9.1574 | 77.827 | 0
| Zone | Remainder of System | 6 | Average Weekday | CAISO | 1-in-2 | 2028 | 16 | 264.3995 | 274.8293 | 9.4627 | 78.4645 | 0
| Zone | Remainder of System | 6 | Average Weekday | CAISO | 1-in-2 | 2028 | 17 | 260.9455 | 267.1361 | 9.9133 | 78.5503 | 0
| Zone | Remainder of System | 6 | Average Weekday | CAISO | 1-in-2 | 2028 | 18 | 226.3225 | 240.4782 | 9.6161 | 77.7222 | 0
| Zone | Remainder of System | 6 | Average Weekday | CAISO | 1-in-2 | 2028 | 19 | 218.1205 | 229.3539 | 14.8997 | 76.2164 | 0
| Zone | Remainder of System | 6 | Average Weekday | CAISO | 1-in-2 | 2028 | 20 | 199.6361 | 206.2774 | 8.5564 | 74.0276 | 0
| Zone | Remainder of System | 6 | Average Weekday | CAISO | 1-in-2 | 2028 | 21 | 219.0022 | 225.4079 | 8.9969 | 70.9789 | 0
| Zone | Remainder of System | 6 | Average Weekday | CAISO | 1-in-2 | 2028 | 22 | 386.6501 | 429.9445 | 8.5597 | 67.784 | 0
| Zone | Remainder of System | 6 | Average Weekday | CAISO | 1-in-2 | 2028 | 23 | 409.3559 | 454.6197 | 8.6443 | 65.8352 | 0
| Zone | Remainder of System | 6 | Average Weekday | CAISO | 1-in-2 | 2028 | 24 | 377.7657 | 412.6986 | 8.6744 | 64.4629 | 0
| Zone | Remainder of System | 6 | Monthly System Peak Day | CAISO | 1-in-2 | 2028 | 1 | 272.9723 | 290.279 | 8.3442 | 65.2895 | 0
| Zone | Remainder of System | 6 | Monthly System Peak Day | CAISO | 1-in-2 | 2028 | 2 | 269.5358 | 283.8289 | 8.3536 | 64.5317 | 0
| Zone | Remainder of System | 6 | Monthly System Peak Day | CAISO | 1-in-2 | 2028 | 3 | 419.6695 | 440.7855 | 8.3553 | 63.7888 | 0
| Zone | Remainder of System | 6 | Monthly System Peak Day | CAISO | 1-in-2 | 2028 | 4 | 575.1375 | 594.1588 | 8.3578 | 62.9638 | 0
| Zone | Remainder of System | 6 | Monthly System Peak Day | CAISO | 1-in-2 | 2028 | 5 | 530.5893 | 558.1158 | 8.3566 | 62.0477 | 0
| Zone | Remainder of System | 6 | Monthly System Peak Day | CAISO | 1-in-2 | 2028 | 6 | 536.1437 | 566.0531 | 8.3582 | 60.8109 | 0
| Zone | Remainder of System | 6 | Monthly System Peak Day | CAISO | 1-in-2 | 2028 | 7 | 545.605 | 543.675 | 8.4001 | 60.1144 | 0
| Zone | Remainder of System | 6 | Monthly System Peak Day | CAISO | 1-in-2 | 2028 | 8 | 537.279 | 551.023 | 8.2779 | 60.8839 | 0
| Zone | Remainder of System | 6 | Monthly System Peak Day | CAISO | 1-in-2 | 2028 | 9 | 539.1638 | 565.4614 | 8.2697 | 64.0861 | 0
| Zone | Remainder of System | 6 | Monthly System Peak Day | CAISO | 1-in-2 | 2028 | 10 | 524.3027 | 540.5905 | 8.3512 | 67.6713 | 0
| Zone | Remainder of System | 6 | Monthly System Peak Day | CAISO | 1-in-2 | 2028 | 11 | 486.9138 | 501.602 | 8.3356 | 71.258 | 0
| Zone | Remainder of System | 6 | Monthly System Peak Day | CAISO | 1-in-2 | 2028 | 12 | 479.9565 | 498.0772 | 8.2947 | 75.0038 | 0
| Zone | Remainder of System | 6 | Monthly System Peak Day | CAISO | 1-in-2 | 2028 | 13 | 389.0081 | 414.1231 | 8.3001 | 78.5255 | 0
| Zone | Remainder of System | 6 | Monthly System Peak Day | CAISO | 1-in-2 | 2028 | 14 | 362.3025 | 383.5576 | 8.3253 | 81.1311 | 0
| Zone | Remainder of System | 6 | Monthly System Peak Day | CAISO | 1-in-2 | 2028 | 15 | 301.2808 | 321.0168 | 8.4347 | 83.4287 | 0
| Zone | Remainder of System | 6 | Monthly System Peak Day | CAISO | 1-in-2 | 2028 | 16 | 264.3995 | 271.3861 | 8.5623 | 84.2761 | 0
| Zone | Remainder of System | 6 | Monthly System Peak Day | CAISO | 1-in-2 | 2028 | 17 | 260.9455 | 268.5676 | 9.4122 | 84.0626 | 0
| Zone | Remainder of System | 6 | Monthly System Peak Day | CAISO | 1-in-2 | 2028 | 18 | 226.3225 | 244.2923 | 9.3093 | 83.0593 | 0
| Zone | Remainder of System | 6 | Monthly System Peak Day | CAISO | 1-in-2 | 2028 | 19 | 218.1205 | 240.499 | 10.2084 | 81.2172 | 0
| Zone | Remainder of System | 6 | Monthly System Peak Day | CAISO | 1-in-2 | 2028 | 20 | 199.6361 | 213.2704 | 8.4734 | 78.5937 | 0
| Zone | Remainder of System | 6 | Monthly System Peak Day | CAISO | 1-in-2 | 2028 | 21 | 219.0022 | 238.9376 | 9.0977 | 74.8448 | 0
| Zone | Remainder of System | 6 | Monthly System Peak Day | CAISO | 1-in-2 | 2028 | 22 | 386.6501 | 414.083 | 8.3653 | 70.7275 | 0
| Zone | Remainder of System | 6 | Monthly System Peak Day | CAISO | 1-in-2 | 2028 | 23 | 409.3559 | 441.6032 | 8.3519 | 68.2082 | 0
| Zone | Remainder of System | 6 | Monthly System Peak Day | CAISO | 1-in-2 | 2028 | 24 | 377.7657 | 407.3969 | 8.3164 | 66.809 | 0
| Zone | Remainder of System | 7 | Average Weekday | CAISO | 1-in-2 | 2028 | 1 | 265.3192 | 282.4288 | 8.8814 | 68.08 | 0
| Zone | Remainder of System | 7 | Average Weekday | CAISO | 1-in-2 | 2028 | 2 | 263.4506 | 274.9108 | 8.8927 | 67.3516 | 0
| Zone | Remainder of System | 7 | Average Weekday | CAISO | 1-in-2 | 2028 | 3 | 405.6774 | 426.2061 | 8.8947 | 66.697 | 0
| Zone | Remainder of System | 7 | Average Weekday | CAISO | 1-in-2 | 2028 | 4 | 559.5558 | 581.1182 | 8.8972 | 66.1335 | 0
| Zone | Remainder of System | 7 | Average Weekday | CAISO | 1-in-2 | 2028 | 5 | 515.149 | 540.6688 | 8.8952 | 65.6106 | 0
| Zone | Remainder of System | 7 | Average Weekday | CAISO | 1-in-2 | 2028 | 6 | 515.6426 | 543.2232 | 8.8937 | 65.1256 | 0
| Zone | Remainder of System | 7 | Average Weekday | CAISO | 1-in-2 | 2028 | 7 | 524.2531 | 523.1378 | 8.8761 | 64.7652 | 0
| Zone | Remainder of System | 7 | Average Weekday | CAISO | 1-in-2 | 2028 | 8 | 514.8501 | 530.3738 | 8.8201 | 65.1789 | 0
| Zone | Remainder of System | 7 | Average Weekday | CAISO | 1-in-2 | 2028 | 9 | 504.0559 | 532.168 | 8.8074 | 67.2839 | 0
| Zone | Remainder of System | 7 | Average Weekday | CAISO | 1-in-2 | 2028 | 10 | 489.6417 | 505.8222 | 8.8478 | 70.1065 | 0
| Zone | Remainder of System | 7 | Average Weekday | CAISO | 1-in-2 | 2028 | 11 | 459.0491 | 474.3026 | 8.8323 | 73.2348 | 0
| Zone | Remainder of System | 7 | Average Weekday | CAISO | 1-in-2 | 2028 | 12 | 452.5823 | 472.7101 | 8.8186 | 76.4308 | 0
| Zone | Remainder of System | 7 | Average Weekday | CAISO | 1-in-2 | 2028 | 13 | 362.5879 | 387.3433 | 8.8123 | 79.0108 | 0
| Zone | Remainder of System | 7 | Average Weekday | CAISO | 1-in-2 | 2028 | 14 | 335.8669 | 357.4419 | 8.8357 | 81.0239 | 0
| Zone | Remainder of System | 7 | Average Weekday | CAISO | 1-in-2 | 2028 | 15 | 283.723 | 303.6656 | 8.8894 | 82.3721 | 0
| Zone | Remainder of System | 7 | Average Weekday | CAISO | 1-in-2 | 2028 | 16 | 245.5926 | 252.308 | 8.9286 | 82.9063 | 0
| Zone | Remainder of System | 7 | Average Weekday | CAISO | 1-in-2 | 2028 | 17 | 247.2317 | 255.864 | 9.8652 | 82.877 | 0
| Zone | Remainder of System | 7 | Average Weekday | CAISO | 1-in-2 | 2028 | 18 | 217.8996 | 236.0226 | 9.7762 | 82.0052 | 0
| Zone | Remainder of System | 7 | Average Weekday | CAISO | 1-in-2 | 2028 | 19 | 214.0173 | 236.6581 | 9.5395 | 80.3719 | 0
| Zone | Remainder of System | 7 | Average Weekday | CAISO | 1-in-2 | 2028 | 20 | 202.4883 | 216.1239 | 9.1802 | 78.1158 | 0
| Zone | Remainder of System | 7 | Average Weekday | CAISO | 1-in-2 | 2028 | 21 | 220.2375 | 240.239 | 9.2791 | 75.1175 | 0
| Zone | Remainder of System | 7 | Average Weekday | CAISO | 1-in-2 | 2028 | 22 | 385.3568 | 412.3013 | 8.8853 | 71.9882 | 0
| Zone | Remainder of System | 7 | Average Weekday | CAISO | 1-in-2 | 2028 | 23 | 402.1554 | 433.3652 | 8.8941 | 70.0845 | 0
| Zone | Remainder of System | 7 | Average Weekday | CAISO | 1-in-2 | 2028 | 24 | 362.1172 | 390.4265 | 8.8622 | 68.8469 | 0
| Zone | Remainder of System | 7 | Monthly System Peak Day | CAISO | 1-in-2 | 2028 | 1 | 265.3192 | 261.9201 | 8.9517 | 73.1955 | 0
| Zone | Remainder of System | 7 | Monthly System Peak Day | CAISO | 1-in-2 | 2028 | 2 | 263.4506 | 245.3891 | 8.9653 | 72.0249 | 0
| Zone | Remainder of System | 7 | Monthly System Peak Day | CAISO | 1-in-2 | 2028 | 3 | 405.6774 | 350.7851 | 8.9689 | 71.091 | 0
| Zone | Remainder of System | 7 | Monthly System Peak Day | CAISO | 1-in-2 | 2028 | 4 | 559.5558 | 461.4196 | 8.9678 | 70.2162 | 0
| Zone | Remainder of System | 7 | Monthly System Peak Day | CAISO | 1-in-2 | 2028 | 5 | 515.149 | 430.8084 | 8.9661 | 69.6015 | 0
| Zone | Remainder of System | 7 | Monthly System Peak Day | CAISO | 1-in-2 | 2028 | 6 | 515.6426 | 454.3347 | 8.9644 | 69.0472 | 0
| Zone | Remainder of System | 7 | Monthly System Peak Day | CAISO | 1-in-2 | 2028 | 7 | 524.2531 | 444.5052 | 8.9719 | 68.4552 | 0
| Zone | Remainder of System | 7 | Monthly System Peak Day | CAISO | 1-in-2 | 2028 | 8 | 514.8501 | 459.3766 | 8.9029 | 68.8219 | 0
| Zone | Remainder of System | 7 | Monthly System Peak Day | CAISO | 1-in-2 | 2028 | 9 | 504.0559 | 485.9348 | 8.8838 | 71.8173 | 0
| Zone | Remainder of System | 7 | Monthly System Peak Day | CAISO | 1-in-2 | 2028 | 10 | 489.6417 | 458.3424 | 8.9254 | 75.7699 | 0
| Zone | Remainder of System | 7 | Monthly System Peak Day | CAISO | 1-in-2 | 2028 | 11 | 459.0491 | 428.2316 | 8.8932 | 79.9919 | 0
| Zone | Remainder of System | 7 | Monthly System Peak Day | CAISO | 1-in-2 | 2028 | 12 | 452.5823 | 426.7026 | 8.8639 | 83.7897 | 0
| Zone | Remainder of System | 7 | Monthly System Peak Day | CAISO | 1-in-2 | 2028 | 13 | 362.5879 | 358.9128 | 8.8541 | 86.8527 | 0
| Zone | Remainder of System | 7 | Monthly System Peak Day | CAISO | 1-in-2 | 2028 | 14 | 335.8669 | 336.2123 | 8.884 | 88.9939 | 0
| Zone | Remainder of System | 7 | Monthly System Peak Day | CAISO | 1-in-2 | 2028 | 15 | 283.723 | 290.9372 | 8.9697 | 90.4931 | 0
| Zone | Remainder of System | 7 | Monthly System Peak Day | CAISO | 1-in-2 | 2028 | 16 | 245.5926 | 240.2162 | 9.0233 | 90.6156 | 0
| Zone | Remainder of System | 7 | Monthly System Peak Day | CAISO | 1-in-2 | 2028 | 17 | 247.2317 | 252.9524 | 9.9259 | 90.4844 | 0
| Zone | Remainder of System | 7 | Monthly System Peak Day | CAISO | 1-in-2 | 2028 | 18 | 217.8996 | 249.474 | 9.954 | 88.756 | 0
| Zone | Remainder of System | 7 | Monthly System Peak Day | CAISO | 1-in-2 | 2028 | 19 | 214.0173 | 199.4157 | 9.1134 | 87.1895 | 0
| Zone | Remainder of System | 7 | Monthly System Peak Day | CAISO | 1-in-2 | 2028 | 20 | 202.4883 | 176.8145 | 8.9513 | 84.4147 | 0
| Zone | Remainder of System | 7 | Monthly System Peak Day | CAISO | 1-in-2 | 2028 | 21 | 220.2375 | 201.7589 | 10.4978 | 81.3972 | 0
| Zone | Remainder of System | 7 | Monthly System Peak Day | CAISO | 1-in-2 | 2028 | 22 | 385.3568 | 355.215 | 9.0854 | 79.1916 | 0
| Zone | Remainder of System | 7 | Monthly System Peak Day | CAISO | 1-in-2 | 2028 | 23 | 402.1554 | 363.974 | 8.9307 | 77.6472 | 0
| Zone | Remainder of System | 7 | Monthly System Peak Day | CAISO | 1-in-2 | 2028 | 24 | 362.1172 | 342.5219 | 8.9232 | 76.3413 | 0
| Zone | Remainder of System | 8 | Average Weekday | CAISO | 1-in-2 | 2028 | 1 | 274.4468 | 296.1246 | 8.4466 | 68.1134 | 0
| Zone | Remainder of System | 8 | Average Weekday | CAISO | 1-in-2 | 2028 | 2 | 274.5501 | 290.9551 | 8.4603 | 67.1923 | 0
| Zone | Remainder of System | 8 | Average Weekday | CAISO | 1-in-2 | 2028 | 3 | 414.1171 | 433.9957 | 8.4627 | 66.3666 | 0
| Zone | Remainder of System | 8 | Average Weekday | CAISO | 1-in-2 | 2028 | 4 | 570.9643 | 594.6287 | 8.4654 | 65.6033 | 0
| Zone | Remainder of System | 8 | Average Weekday | CAISO | 1-in-2 | 2028 | 5 | 522.8887 | 554.9035 | 8.4629 | 64.9066 | 0
| Zone | Remainder of System | 8 | Average Weekday | CAISO | 1-in-2 | 2028 | 6 | 527.7167 | 562.4774 | 8.4607 | 64.3295 | 0
| Zone | Remainder of System | 8 | Average Weekday | CAISO | 1-in-2 | 2028 | 7 | 537.4964 | 537.6832 | 8.4418 | 63.8791 | 0
| Zone | Remainder of System | 8 | Average Weekday | CAISO | 1-in-2 | 2028 | 8 | 528.0981 | 546.7433 | 8.3754 | 63.8355 | 0
| Zone | Remainder of System | 8 | Average Weekday | CAISO | 1-in-2 | 2028 | 9 | 511.539 | 538.3903 | 8.3583 | 65.9972 | 0
| Zone | Remainder of System | 8 | Average Weekday | CAISO | 1-in-2 | 2028 | 10 | 499.6422 | 516.2751 | 8.4076 | 69.4323 | 0
| Zone | Remainder of System | 8 | Average Weekday | CAISO | 1-in-2 | 2028 | 11 | 463.6096 | 479.2592 | 8.3863 | 73.4127 | 0
| Zone | Remainder of System | 8 | Average Weekday | CAISO | 1-in-2 | 2028 | 12 | 453.6824 | 474.2827 | 8.3658 | 77.2854 | 0
| Zone | Remainder of System | 8 | Average Weekday | CAISO | 1-in-2 | 2028 | 13 | 373.2357 | 399.2986 | 8.3566 | 80.4135 | 0
| Zone | Remainder of System | 8 | Average Weekday | CAISO | 1-in-2 | 2028 | 14 | 343.4282 | 365.2878 | 8.388 | 82.7527 | 0
| Zone | Remainder of System | 8 | Average Weekday | CAISO | 1-in-2 | 2028 | 15 | 291.7001 | 311.8806 | 8.4559 | 84.1637 | 0
| Zone | Remainder of System | 8 | Average Weekday | CAISO | 1-in-2 | 2028 | 16 | 251.6627 | 258.6566 | 8.5037 | 84.6461 | 0
| Zone | Remainder of System | 8 | Average Weekday | CAISO | 1-in-2 | 2028 | 17 | 255.5123 | 261.7547 | 9.5816 | 84.5587 | 0
| Zone | Remainder of System | 8 | Average Weekday | CAISO | 1-in-2 | 2028 | 18 | 223.9957 | 241.6225 | 9.4844 | 83.6467 | 0
| Zone | Remainder of System | 8 | Average Weekday | CAISO | 1-in-2 | 2028 | 19 | 218.7428 | 240.8102 | 9.004 | 81.9145 | 0
| Zone | Remainder of System | 8 | Average Weekday | CAISO | 1-in-2 | 2028 | 20 | 215.3336 | 228.5709 | 8.6723 | 79.2555 | 0
| Zone | Remainder of System | 8 | Average Weekday | CAISO | 1-in-2 | 2028 | 21 | 230.0032 | 250.0156 | 8.9206 | 75.5248 | 0
| Zone | Remainder of System | 8 | Average Weekday | CAISO | 1-in-2 | 2028 | 22 | 388.3012 | 416.4738 | 8.4567 | 72.4927 | 0
| Zone | Remainder of System | 8 | Average Weekday | CAISO | 1-in-2 | 2028 | 23 | 406.0933 | 439.7778 | 8.4573 | 70.5976 | 0
| Zone | Remainder of System | 8 | Average Weekday | CAISO | 1-in-2 | 2028 | 24 | 367.3391 | 398.8361 | 8.423 | 69.2749 | 0
| Zone | Remainder of System | 8 | Monthly System Peak Day | CAISO | 1-in-2 | 2028 | 1 | 274.4468 | 269.5951 | 7.5026 | 77.2145 | 0
| Zone | Remainder of System | 8 | Monthly System Peak Day | CAISO | 1-in-2 | 2028 | 2 | 274.5501 | 259.1126 | 7.5217 | 76.3125 | 0
| Zone | Remainder of System | 8 | Monthly System Peak Day | CAISO | 1-in-2 | 2028 | 3 | 414.1171 | 367.2391 | 7.5267 | 75.6019 | 0
| Zone | Remainder of System | 8 | Monthly System Peak Day | CAISO | 1-in-2 | 2028 | 4 | 570.9643 | 477.687 | 7.5259 | 74.8021 | 0
| Zone | Remainder of System | 8 | Monthly System Peak Day | CAISO | 1-in-2 | 2028 | 5 | 522.8887 | 449.0703 | 7.5232 | 74.091 | 0
| Zone | Remainder of System | 8 | Monthly System Peak Day | CAISO | 1-in-2 | 2028 | 6 | 527.7167 | 463.8883 | 7.5207 | 73.4628 | 0
| Zone | Remainder of System | 8 | Monthly System Peak Day | CAISO | 1-in-2 | 2028 | 7 | 537.4964 | 450.2919 | 7.5236 | 72.8738 | 0
| Zone | Remainder of System | 8 | Monthly System Peak Day | CAISO | 1-in-2 | 2028 | 8 | 528.0981 | 468.883 | 7.4335 | 72.891 | 0
| Zone | Remainder of System | 8 | Monthly System Peak Day | CAISO | 1-in-2 | 2028 | 9 | 511.539 | 493.625 | 7.4011 | 74.8105 | 0
| Zone | Remainder of System | 8 | Monthly System Peak Day | CAISO | 1-in-2 | 2028 | 10 | 499.6422 | 469.5139 | 7.457 | 78.5087 | 0
| Zone | Remainder of System | 8 | Monthly System Peak Day | CAISO | 1-in-2 | 2028 | 11 | 463.6096 | 432.1087 | 7.4085 | 82.6998 | 0
| Zone | Remainder of System | 8 | Monthly System Peak Day | CAISO | 1-in-2 | 2028 | 12 | 453.6824 | 426.3031 | 7.3634 | 86.6394 | 0
| Zone | Remainder of System | 8 | Monthly System Peak Day | CAISO | 1-in-2 | 2028 | 13 | 373.2357 | 370.7255 | 7.3446 | 89.5515 | 0
| Zone | Remainder of System | 8 | Monthly System Peak Day | CAISO | 1-in-2 | 2028 | 14 | 343.4282 | 344.4913 | 7.3961 | 91.4475 | 0
| Zone | Remainder of System | 8 | Monthly System Peak Day | CAISO | 1-in-2 | 2028 | 15 | 291.7001 | 299.3083 | 7.5176 | 92.1121 | 0
| Zone | Remainder of System | 8 | Monthly System Peak Day | CAISO | 1-in-2 | 2028 | 16 | 251.6627 | 246.6626 | 7.5837 | 91.6303 | 0
| Zone | Remainder of System | 8 | Monthly System Peak Day | CAISO | 1-in-2 | 2028 | 17 | 255.5123 | 258.9457 | 8.6304 | 91 | 0
| Zone | Remainder of System | 8 | Monthly System Peak Day | CAISO | 1-in-2 | 2028 | 18 | 223.9957 | 256.4989 | 8.6654 | 88.8061 | 0
| Zone | Remainder of System | 8 | Monthly System Peak Day | CAISO | 1-in-2 | 2028 | 19 | 218.7428 | 202.9624 | 7.2305 | 86.6429 | 0
| Zone | Remainder of System | 8 | Monthly System Peak Day | CAISO | 1-in-2 | 2028 | 20 | 215.3336 | 187.5863 | 7.1089 | 84.8327 | 0
| Zone | Remainder of System | 8 | Monthly System Peak Day | CAISO | 1-in-2 | 2028 | 21 | 230.0032 | 209.2408 | 9.2995 | 82.0898 | 0
| Zone | Remainder of System | 8 | Monthly System Peak Day | CAISO | 1-in-2 | 2028 | 22 | 388.3012 | 360.9465 | 7.6785 | 80.2281 | 0
| Zone | Remainder of System | 8 | Monthly System Peak Day | CAISO | 1-in-2 | 2028 | 23 | 406.0933 | 373.2811 | 7.4804 | 79.0136 | 0
| Zone | Remainder of System | 8 | Monthly System Peak Day | CAISO | 1-in-2 | 2028 | 24 | 367.3391 | 351.3777 | 7.4655 | 78.0096 | 0
| Zone | Remainder of System | 8 | Typical Event Day | CAISO | 1-in-2 | 2028 | 1 | 274.4468 | 269.5951 | 7.5026 | 73.4009 | 0
| Zone | Remainder of System | 8 | Typical Event Day | CAISO | 1-in-2 | 2028 | 2 | 274.5501 | 259.1126 | 7.5217 | 72.3688 | 0
| Zone | Remainder of System | 8 | Typical Event Day | CAISO | 1-in-2 | 2028 | 3 | 414.1171 | 367.2391 | 7.5267 | 71.4642 | 0
| Zone | Remainder of System | 8 | Typical Event Day | CAISO | 1-in-2 | 2028 | 4 | 570.9643 | 477.687 | 7.5259 | 70.5395 | 0
| Zone | Remainder of System | 8 | Typical Event Day | CAISO | 1-in-2 | 2028 | 5 | 522.8887 | 449.0703 | 7.5232 | 69.7313 | 0
| Zone | Remainder of System | 8 | Typical Event Day | CAISO | 1-in-2 | 2028 | 6 | 527.7167 | 463.8883 | 7.5207 | 68.8608 | 0
| Zone | Remainder of System | 8 | Typical Event Day | CAISO | 1-in-2 | 2028 | 7 | 537.4964 | 450.2919 | 7.5236 | 68.3746 | 0
| Zone | Remainder of System | 8 | Typical Event Day | CAISO | 1-in-2 | 2028 | 8 | 528.0981 | 468.883 | 7.4335 | 68.6934 | 0
| Zone | Remainder of System | 8 | Typical Event Day | CAISO | 1-in-2 | 2028 | 9 | 511.539 | 493.625 | 7.4011 | 71.1218 | 0
| Zone | Remainder of System | 8 | Typical Event Day | CAISO | 1-in-2 | 2028 | 10 | 499.6422 | 469.5139 | 7.457 | 75.0502 | 0
| Zone | Remainder of System | 8 | Typical Event Day | CAISO | 1-in-2 | 2028 | 11 | 463.6096 | 432.1087 | 7.4085 | 79.5998 | 0
| Zone | Remainder of System | 8 | Typical Event Day | CAISO | 1-in-2 | 2028 | 12 | 453.6824 | 426.3031 | 7.3634 | 83.6838 | 0
| Zone | Remainder of System | 8 | Typical Event Day | CAISO | 1-in-2 | 2028 | 13 | 373.2357 | 370.7255 | 7.3446 | 86.811 | 0
| Zone | Remainder of System | 8 | Typical Event Day | CAISO | 1-in-2 | 2028 | 14 | 343.4282 | 344.4913 | 7.3961 | 88.9964 | 0
| Zone | Remainder of System | 8 | Typical Event Day | CAISO | 1-in-2 | 2028 | 15 | 291.7001 | 299.3083 | 7.5176 | 90.3398 | 0
| Zone | Remainder of System | 8 | Typical Event Day | CAISO | 1-in-2 | 2028 | 16 | 251.6627 | 246.6626 | 7.5837 | 90.2511 | 0
| Zone | Remainder of System | 8 | Typical Event Day | CAISO | 1-in-2 | 2028 | 17 | 255.5123 | 258.9457 | 8.6304 | 89.8103 | 0
| Zone | Remainder of System | 8 | Typical Event Day | CAISO | 1-in-2 | 2028 | 18 | 223.9957 | 256.4989 | 8.6654 | 88.2706 | 0
| Zone | Remainder of System | 8 | Typical Event Day | CAISO | 1-in-2 | 2028 | 19 | 218.7428 | 202.9624 | 7.2305 | 86.5935 | 0
| Zone | Remainder of System | 8 | Typical Event Day | CAISO | 1-in-2 | 2028 | 20 | 215.3336 | 187.5863 | 7.1089 | 84.3378 | 0
| Zone | Remainder of System | 8 | Typical Event Day | CAISO | 1-in-2 | 2028 | 21 | 230.0032 | 209.2408 | 9.2995 | 81.1077 | 0
| Zone | Remainder of System | 8 | Typical Event Day | CAISO | 1-in-2 | 2028 | 22 | 388.3012 | 360.9465 | 7.6785 | 78.5052 | 0
| Zone | Remainder of System | 8 | Typical Event Day | CAISO | 1-in-2 | 2028 | 23 | 406.0933 | 373.2811 | 7.4804 | 76.6856 | 0
| Zone | Remainder of System | 8 | Typical Event Day | CAISO | 1-in-2 | 2028 | 24 | 367.3391 | 351.3777 | 7.4655 | 75.379 | 0
| Zone | Remainder of System | 9 | Average Weekday | CAISO | 1-in-2 | 2028 | 1 | 270.2845 | 279.6899 | 9.1508 | 67.9163 | 0
| Zone | Remainder of System | 9 | Average Weekday | CAISO | 1-in-2 | 2028 | 2 | 277.6211 | 279.3277 | 9.1682 | 67.0577 | 0
| Zone | Remainder of System | 9 | Average Weekday | CAISO | 1-in-2 | 2028 | 3 | 440.7559 | 435.7155 | 9.1706 | 66.3107 | 0
| Zone | Remainder of System | 9 | Average Weekday | CAISO | 1-in-2 | 2028 | 4 | 601.1293 | 597.989 | 9.1731 | 65.6674 | 0
| Zone | Remainder of System | 9 | Average Weekday | CAISO | 1-in-2 | 2028 | 5 | 537.0913 | 536.0096 | 9.1679 | 65.0638 | 0
| Zone | Remainder of System | 9 | Average Weekday | CAISO | 1-in-2 | 2028 | 6 | 525.5294 | 533.7771 | 9.1592 | 64.4963 | 0
| Zone | Remainder of System | 9 | Average Weekday | CAISO | 1-in-2 | 2028 | 7 | 554.2345 | 541.6768 | 9.1315 | 64.1368 | 0
| Zone | Remainder of System | 9 | Average Weekday | CAISO | 1-in-2 | 2028 | 8 | 527.7896 | 524.8467 | 9.084 | 63.932 | 0
| Zone | Remainder of System | 9 | Average Weekday | CAISO | 1-in-2 | 2028 | 9 | 484.2701 | 506.3558 | 9.0718 | 65.0104 | 0
| Zone | Remainder of System | 9 | Average Weekday | CAISO | 1-in-2 | 2028 | 10 | 478.6655 | 490.7828 | 9.1236 | 67.9774 | 0
| Zone | Remainder of System | 9 | Average Weekday | CAISO | 1-in-2 | 2028 | 11 | 447.7469 | 459.9974 | 9.1018 | 71.7876 | 0
| Zone | Remainder of System | 9 | Average Weekday | CAISO | 1-in-2 | 2028 | 12 | 440.2956 | 452.9104 | 9.0781 | 75.6626 | 0
| Zone | Remainder of System | 9 | Average Weekday | CAISO | 1-in-2 | 2028 | 13 | 371.5527 | 385.4016 | 9.0657 | 78.8927 | 0
| Zone | Remainder of System | 9 | Average Weekday | CAISO | 1-in-2 | 2028 | 14 | 333.5179 | 347.4245 | 9.0928 | 81.1439 | 0
| Zone | Remainder of System | 9 | Average Weekday | CAISO | 1-in-2 | 2028 | 15 | 283.5247 | 298.5385 | 9.1452 | 82.3872 | 0
| Zone | Remainder of System | 9 | Average Weekday | CAISO | 1-in-2 | 2028 | 16 | 253.0847 | 255.6733 | 9.1907 | 82.7874 | 0
| Zone | Remainder of System | 9 | Average Weekday | CAISO | 1-in-2 | 2028 | 17 | 258.7166 | 264.7201 | 10.1841 | 82.4533 | 0
| Zone | Remainder of System | 9 | Average Weekday | CAISO | 1-in-2 | 2028 | 18 | 229.2259 | 246.5284 | 10.0663 | 81.2939 | 0
| Zone | Remainder of System | 9 | Average Weekday | CAISO | 1-in-2 | 2028 | 19 | 229.7614 | 249.8637 | 10.0793 | 79.3617 | 0
| Zone | Remainder of System | 9 | Average Weekday | CAISO | 1-in-2 | 2028 | 20 | 226.6859 | 238.2912 | 9.1774 | 76.3554 | 0
| Zone | Remainder of System | 9 | Average Weekday | CAISO | 1-in-2 | 2028 | 21 | 235.9054 | 253.254 | 9.4032 | 73.1548 | 0
| Zone | Remainder of System | 9 | Average Weekday | CAISO | 1-in-2 | 2028 | 22 | 394.0536 | 417.0772 | 9.1047 | 71.2851 | 0
| Zone | Remainder of System | 9 | Average Weekday | CAISO | 1-in-2 | 2028 | 23 | 407.6247 | 430.1824 | 9.1409 | 69.929 | 0
| Zone | Remainder of System | 9 | Average Weekday | CAISO | 1-in-2 | 2028 | 24 | 363.5132 | 382.3989 | 9.1237 | 68.7915 | 0
| Zone | Remainder of System | 9 | Monthly System Peak Day | CAISO | 1-in-2 | 2028 | 1 | 270.2845 | 258.8755 | 9.2117 | 77.904 | 0
| Zone | Remainder of System | 9 | Monthly System Peak Day | CAISO | 1-in-2 | 2028 | 2 | 277.6211 | 252.8172 | 9.2311 | 76.6059 | 0
| Zone | Remainder of System | 9 | Monthly System Peak Day | CAISO | 1-in-2 | 2028 | 3 | 440.7559 | 371.688 | 9.2354 | 75.3749 | 0
| Zone | Remainder of System | 9 | Monthly System Peak Day | CAISO | 1-in-2 | 2028 | 4 | 601.1293 | 470.9908 | 9.234 | 74.1759 | 0
| Zone | Remainder of System | 9 | Monthly System Peak Day | CAISO | 1-in-2 | 2028 | 5 | 537.0913 | 419.7371 | 9.2293 | 73.1852 | 0
| Zone | Remainder of System | 9 | Monthly System Peak Day | CAISO | 1-in-2 | 2028 | 6 | 525.5294 | 421.0677 | 9.2208 | 72.1223 | 0
| Zone | Remainder of System | 9 | Monthly System Peak Day | CAISO | 1-in-2 | 2028 | 7 | 554.2345 | 440.3328 | 9.2208 | 72.0548 | 0
| Zone | Remainder of System | 9 | Monthly System Peak Day | CAISO | 1-in-2 | 2028 | 8 | 527.7896 | 431.7561 | 9.1592 | 72.1768 | 0
| Zone | Remainder of System | 9 | Monthly System Peak Day | CAISO | 1-in-2 | 2028 | 9 | 484.2701 | 459.2433 | 9.14 | 73.7735 | 0
| Zone | Remainder of System | 9 | Monthly System Peak Day | CAISO | 1-in-2 | 2028 | 10 | 478.6655 | 439.8128 | 9.1909 | 78.2508 | 0
| Zone | Remainder of System | 9 | Monthly System Peak Day | CAISO | 1-in-2 | 2028 | 11 | 447.7469 | 409.4131 | 9.1516 | 84.4497 | 0
| Zone | Remainder of System | 9 | Monthly System Peak Day | CAISO | 1-in-2 | 2028 | 12 | 440.2956 | 405.9391 | 9.1128 | 89.3024 | 0
| Zone | Remainder of System | 9 | Monthly System Peak Day | CAISO | 1-in-2 | 2028 | 13 | 371.5527 | 349.2591 | 9.0969 | 92.3143 | 0
| Zone | Remainder of System | 9 | Monthly System Peak Day | CAISO | 1-in-2 | 2028 | 14 | 333.5179 | 320.7216 | 9.131 | 94.4131 | 0
| Zone | Remainder of System | 9 | Monthly System Peak Day | CAISO | 1-in-2 | 2028 | 15 | 283.5247 | 281.8828 | 9.2183 | 95.3252 | 0
| Zone | Remainder of System | 9 | Monthly System Peak Day | CAISO | 1-in-2 | 2028 | 16 | 253.0847 | 240.5601 | 9.2766 | 94.4826 | 0
| Zone | Remainder of System | 9 | Monthly System Peak Day | CAISO | 1-in-2 | 2028 | 17 | 258.7166 | 262.1927 | 10.2012 | 93.6941 | 0
| Zone | Remainder of System | 9 | Monthly System Peak Day | CAISO | 1-in-2 | 2028 | 18 | 229.2259 | 258.9239 | 10.1878 | 92.461 | 0
| Zone | Remainder of System | 9 | Monthly System Peak Day | CAISO | 1-in-2 | 2028 | 19 | 229.7614 | 210.2051 | 9.6372 | 91.3242 | 0
| Zone | Remainder of System | 9 | Monthly System Peak Day | CAISO | 1-in-2 | 2028 | 20 | 226.6859 | 197.7688 | 8.9657 | 89.5099 | 0
| Zone | Remainder of System | 9 | Monthly System Peak Day | CAISO | 1-in-2 | 2028 | 21 | 235.9054 | 216.3696 | 10.4094 | 86.0988 | 0
| Zone | Remainder of System | 9 | Monthly System Peak Day | CAISO | 1-in-2 | 2028 | 22 | 394.0536 | 354.8208 | 9.3174 | 83.8735 | 0
| Zone | Remainder of System | 9 | Monthly System Peak Day | CAISO | 1-in-2 | 2028 | 23 | 407.6247 | 354.8489 | 9.1684 | 81.8733 | 0
| Zone | Remainder of System | 9 | Monthly System Peak Day | CAISO | 1-in-2 | 2028 | 24 | 363.5132 | 331.103 | 9.1755 | 80.3562 | 0
| Zone | Remainder of System | 10 | Average Weekday | CAISO | 1-in-2 | 2028 | 1 | 287.4412 | 298.021 | 8.5645 | 62.4444 | 0
| Zone | Remainder of System | 10 | Average Weekday | CAISO | 1-in-2 | 2028 | 2 | 281.1996 | 287.7998 | 8.4537 | 61.5437 | 0
| Zone | Remainder of System | 10 | Average Weekday | CAISO | 1-in-2 | 2028 | 3 | 433.46 | 442.8796 | 8.4386 | 60.6485 | 0
| Zone | Remainder of System | 10 | Average Weekday | CAISO | 1-in-2 | 2028 | 4 | 598.8326 | 613.5753 | 8.401 | 59.9332 | 0
| Zone | Remainder of System | 10 | Average Weekday | CAISO | 1-in-2 | 2028 | 5 | 584.8741 | 598.7192 | 8.3975 | 59.2025 | 0
| Zone | Remainder of System | 10 | Average Weekday | CAISO | 1-in-2 | 2028 | 6 | 581.8969 | 596.9911 | 8.347 | 58.6584 | 0
| Zone | Remainder of System | 10 | Average Weekday | CAISO | 1-in-2 | 2028 | 7 | 581.901 | 581.4211 | 8.3327 | 58.2291 | 0
| Zone | Remainder of System | 10 | Average Weekday | CAISO | 1-in-2 | 2028 | 8 | 569.9868 | 574.254 | 8.6366 | 57.9539 | 0
| Zone | Remainder of System | 10 | Average Weekday | CAISO | 1-in-2 | 2028 | 9 | 543.7339 | 581.8983 | 9.0642 | 58.3197 | 0
| Zone | Remainder of System | 10 | Average Weekday | CAISO | 1-in-2 | 2028 | 10 | 525.2994 | 542.8981 | 8.7834 | 60.8693 | 0
| Zone | Remainder of System | 10 | Average Weekday | CAISO | 1-in-2 | 2028 | 11 | 508.4589 | 521.4527 | 9.0046 | 64.43 | 0
| Zone | Remainder of System | 10 | Average Weekday | CAISO | 1-in-2 | 2028 | 12 | 497.1814 | 509.2468 | 9.2499 | 68.177 | 0
| Zone | Remainder of System | 10 | Average Weekday | CAISO | 1-in-2 | 2028 | 13 | 399.5996 | 409.9814 | 9.4452 | 71.2953 | 0
| Zone | Remainder of System | 10 | Average Weekday | CAISO | 1-in-2 | 2028 | 14 | 350.3084 | 357.5184 | 9.3081 | 73.5492 | 0
| Zone | Remainder of System | 10 | Average Weekday | CAISO | 1-in-2 | 2028 | 15 | 304.1941 | 310.9507 | 8.914 | 74.9618 | 0
| Zone | Remainder of System | 10 | Average Weekday | CAISO | 1-in-2 | 2028 | 16 | 273.5082 | 276.2045 | 8.4107 | 75.8111 | 0
| Zone | Remainder of System | 10 | Average Weekday | CAISO | 1-in-2 | 2028 | 17 | 270.7747 | 276.9619 | 8.2061 | 75.6843 | 0
| Zone | Remainder of System | 10 | Average Weekday | CAISO | 1-in-2 | 2028 | 18 | 252.1709 | 258.8587 | 8.2636 | 74.5942 | 0
| Zone | Remainder of System | 10 | Average Weekday | CAISO | 1-in-2 | 2028 | 19 | 266.972 | 273.5886 | 8.6906 | 72.5631 | 0
| Zone | Remainder of System | 10 | Average Weekday | CAISO | 1-in-2 | 2028 | 20 | 258.5453 | 262.0055 | 8.3952 | 69.6331 | 0
| Zone | Remainder of System | 10 | Average Weekday | CAISO | 1-in-2 | 2028 | 21 | 246.3936 | 252.0424 | 8.0954 | 67.329 | 0
| Zone | Remainder of System | 10 | Average Weekday | CAISO | 1-in-2 | 2028 | 22 | 431.09 | 448.9076 | 8.3288 | 65.6424 | 0
| Zone | Remainder of System | 10 | Average Weekday | CAISO | 1-in-2 | 2028 | 23 | 411.5913 | 432.157 | 8.4825 | 64.3401 | 0
| Zone | Remainder of System | 10 | Average Weekday | CAISO | 1-in-2 | 2028 | 24 | 341.6093 | 365.0205 | 8.6628 | 63.2154 | 0
| Zone | Remainder of System | 10 | Monthly System Peak Day | CAISO | 1-in-2 | 2028 | 1 | 287.4412 | 307.8376 | 8.3932 | 72.2171 | 0
| Zone | Remainder of System | 10 | Monthly System Peak Day | CAISO | 1-in-2 | 2028 | 2 | 281.1996 | 293.0993 | 8.3377 | 70.8415 | 0
| Zone | Remainder of System | 10 | Monthly System Peak Day | CAISO | 1-in-2 | 2028 | 3 | 433.46 | 447.8378 | 8.3313 | 70.0803 | 0
| Zone | Remainder of System | 10 | Monthly System Peak Day | CAISO | 1-in-2 | 2028 | 4 | 598.8326 | 615.2236 | 8.3184 | 68.827 | 0
| Zone | Remainder of System | 10 | Monthly System Peak Day | CAISO | 1-in-2 | 2028 | 5 | 584.8741 | 603.869 | 8.3123 | 67.8458 | 0
| Zone | Remainder of System | 10 | Monthly System Peak Day | CAISO | 1-in-2 | 2028 | 6 | 581.8969 | 595.6428 | 8.2897 | 66.7427 | 0
| Zone | Remainder of System | 10 | Monthly System Peak Day | CAISO | 1-in-2 | 2028 | 7 | 581.901 | 575.6472 | 8.2776 | 65.8678 | 0
| Zone | Remainder of System | 10 | Monthly System Peak Day | CAISO | 1-in-2 | 2028 | 8 | 569.9868 | 574.5635 | 8.4347 | 65.4377 | 0
| Zone | Remainder of System | 10 | Monthly System Peak Day | CAISO | 1-in-2 | 2028 | 9 | 543.7339 | 593.6336 | 8.7323 | 66.2452 | 0
| Zone | Remainder of System | 10 | Monthly System Peak Day | CAISO | 1-in-2 | 2028 | 10 | 525.2994 | 549.7911 | 8.5194 | 69.8979 | 0
| Zone | Remainder of System | 10 | Monthly System Peak Day | CAISO | 1-in-2 | 2028 | 11 | 508.4589 | 530.4445 | 8.661 | 74.5908 | 0
| Zone | Remainder of System | 10 | Monthly System Peak Day | CAISO | 1-in-2 | 2028 | 12 | 497.1814 | 522.6363 | 8.832 | 79.3034 | 0
| Zone | Remainder of System | 10 | Monthly System Peak Day | CAISO | 1-in-2 | 2028 | 13 | 399.5996 | 409.2158 | 8.9791 | 83.164 | 0
| Zone | Remainder of System | 10 | Monthly System Peak Day | CAISO | 1-in-2 | 2028 | 14 | 350.3084 | 356.2381 | 8.8835 | 85.6548 | 0
| Zone | Remainder of System | 10 | Monthly System Peak Day | CAISO | 1-in-2 | 2028 | 15 | 304.1941 | 311.2954 | 8.5948 | 86.4362 | 0
| Zone | Remainder of System | 10 | Monthly System Peak Day | CAISO | 1-in-2 | 2028 | 16 | 273.5082 | 274.8595 | 8.2813 | 86.5258 | 0
| Zone | Remainder of System | 10 | Monthly System Peak Day | CAISO | 1-in-2 | 2028 | 17 | 270.7747 | 276.9214 | 8.1522 | 85.9902 | 0
| Zone | Remainder of System | 10 | Monthly System Peak Day | CAISO | 1-in-2 | 2028 | 18 | 252.1709 | 258.6464 | 8.1485 | 84.5165 | 0
| Zone | Remainder of System | 10 | Monthly System Peak Day | CAISO | 1-in-2 | 2028 | 19 | 266.972 | 272.6702 | 8.6498 | 82.4122 | 0
| Zone | Remainder of System | 10 | Monthly System Peak Day | CAISO | 1-in-2 | 2028 | 20 | 258.5453 | 262.5835 | 8.3947 | 79.6766 | 0
| Zone | Remainder of System | 10 | Monthly System Peak Day | CAISO | 1-in-2 | 2028 | 21 | 246.3936 | 254.6297 | 8.3368 | 76.8708 | 0
| Zone | Remainder of System | 10 | Monthly System Peak Day | CAISO | 1-in-2 | 2028 | 22 | 431.09 | 448.8589 | 8.2571 | 74.658 | 0
| Zone | Remainder of System | 10 | Monthly System Peak Day | CAISO | 1-in-2 | 2028 | 23 | 411.5913 | 435.5102 | 8.3457 | 72.984 | 0
| Zone | Remainder of System | 10 | Monthly System Peak Day | CAISO | 1-in-2 | 2028 | 24 | 341.6093 | 379.2706 | 8.4554 | 71.6792 | 0
| Zone | Remainder of System | 11 | Average Weekday | CAISO | 1-in-2 | 2028 | 1 | 270.3455 | 277.0053 | 8.4465 | 55.1393 | 0
| Zone | Remainder of System | 11 | Average Weekday | CAISO | 1-in-2 | 2028 | 2 | 269.2245 | 275.5222 | 8.4652 | 54.2468 | 0
| Zone | Remainder of System | 11 | Average Weekday | CAISO | 1-in-2 | 2028 | 3 | 416.093 | 426.6945 | 8.4402 | 53.5402 | 0
| Zone | Remainder of System | 11 | Average Weekday | CAISO | 1-in-2 | 2028 | 4 | 592.2648 | 609.6971 | 8.4517 | 52.8548 | 0
| Zone | Remainder of System | 11 | Average Weekday | CAISO | 1-in-2 | 2028 | 5 | 557.9651 | 583.6858 | 8.4252 | 52.2064 | 0
| Zone | Remainder of System | 11 | Average Weekday | CAISO | 1-in-2 | 2028 | 6 | 546.05 | 573.6249 | 8.4312 | 51.6886 | 0
| Zone | Remainder of System | 11 | Average Weekday | CAISO | 1-in-2 | 2028 | 7 | 554.4119 | 551.5914 | 8.62 | 51.4006 | 0
| Zone | Remainder of System | 11 | Average Weekday | CAISO | 1-in-2 | 2028 | 8 | 532.4677 | 536.7797 | 8.924 | 51.2337 | 0
| Zone | Remainder of System | 11 | Average Weekday | CAISO | 1-in-2 | 2028 | 9 | 517.7349 | 545.0206 | 8.6093 | 52.617 | 0
| Zone | Remainder of System | 11 | Average Weekday | CAISO | 1-in-2 | 2028 | 10 | 495.2757 | 507.6455 | 8.9054 | 55.9436 | 0
| Zone | Remainder of System | 11 | Average Weekday | CAISO | 1-in-2 | 2028 | 11 | 468.5389 | 476.6551 | 9.0962 | 59.9898 | 0
| Zone | Remainder of System | 11 | Average Weekday | CAISO | 1-in-2 | 2028 | 12 | 462.0728 | 469.481 | 9.193 | 63.6279 | 0
| Zone | Remainder of System | 11 | Average Weekday | CAISO | 1-in-2 | 2028 | 13 | 373.3301 | 384.5144 | 8.973 | 66.3108 | 0
| Zone | Remainder of System | 11 | Average Weekday | CAISO | 1-in-2 | 2028 | 14 | 340.8817 | 348.5736 | 8.7093 | 67.955 | 0
| Zone | Remainder of System | 11 | Average Weekday | CAISO | 1-in-2 | 2028 | 15 | 287.8704 | 297.3396 | 8.3908 | 68.7613 | 0
| Zone | Remainder of System | 11 | Average Weekday | CAISO | 1-in-2 | 2028 | 16 | 260.1415 | 262.7038 | 8.4732 | 68.8401 | 0
| Zone | Remainder of System | 11 | Average Weekday | CAISO | 1-in-2 | 2028 | 17 | 264.9582 | 270.5196 | 8.2879 | 67.8879 | 0
| Zone | Remainder of System | 11 | Average Weekday | CAISO | 1-in-2 | 2028 | 18 | 247.1283 | 253.2616 | 8.4574 | 65.6421 | 0
| Zone | Remainder of System | 11 | Average Weekday | CAISO | 1-in-2 | 2028 | 19 | 263.8937 | 268.2207 | 8.4122 | 63.0659 | 0
| Zone | Remainder of System | 11 | Average Weekday | CAISO | 1-in-2 | 2028 | 20 | 248.6398 | 309.6068 | 10.4817 | 61.0428 | 0
| Zone | Remainder of System | 11 | Average Weekday | CAISO | 1-in-2 | 2028 | 21 | 235.44 | 241.709 | 8.0636 | 59.4763 | 0
| Zone | Remainder of System | 11 | Average Weekday | CAISO | 1-in-2 | 2028 | 22 | 412.9146 | 428.849 | 8.4129 | 58.1157 | 0
| Zone | Remainder of System | 11 | Average Weekday | CAISO | 1-in-2 | 2028 | 23 | 393.7992 | 408.8934 | 8.5787 | 57.0092 | 0
| Zone | Remainder of System | 11 | Average Weekday | CAISO | 1-in-2 | 2028 | 24 | 322.2574 | 334.9924 | 8.503 | 56.044 | 0
| Zone | Remainder of System | 11 | Monthly System Peak Day | CAISO | 1-in-2 | 2028 | 1 | 270.3455 | 277.0053 | 8.4465 | 56.8952 | 0
| Zone | Remainder of System | 11 | Monthly System Peak Day | CAISO | 1-in-2 | 2028 | 2 | 269.2245 | 275.5222 | 8.4652 | 55.5083 | 0
| Zone | Remainder of System | 11 | Monthly System Peak Day | CAISO | 1-in-2 | 2028 | 3 | 416.093 | 426.6945 | 8.4402 | 54.5876 | 0
| Zone | Remainder of System | 11 | Monthly System Peak Day | CAISO | 1-in-2 | 2028 | 4 | 592.2648 | 609.6971 | 8.4517 | 53.8228 | 0
| Zone | Remainder of System | 11 | Monthly System Peak Day | CAISO | 1-in-2 | 2028 | 5 | 557.9651 | 583.6858 | 8.4252 | 53.0023 | 0
| Zone | Remainder of System | 11 | Monthly System Peak Day | CAISO | 1-in-2 | 2028 | 6 | 546.05 | 573.6249 | 8.4312 | 52.0448 | 0
| Zone | Remainder of System | 11 | Monthly System Peak Day | CAISO | 1-in-2 | 2028 | 7 | 554.4119 | 551.5914 | 8.62 | 51.8419 | 0
| Zone | Remainder of System | 11 | Monthly System Peak Day | CAISO | 1-in-2 | 2028 | 8 | 532.4677 | 536.7797 | 8.924 | 51.2473 | 0
| Zone | Remainder of System | 11 | Monthly System Peak Day | CAISO | 1-in-2 | 2028 | 9 | 517.7349 | 545.0206 | 8.6093 | 53.9035 | 0
| Zone | Remainder of System | 11 | Monthly System Peak Day | CAISO | 1-in-2 | 2028 | 10 | 495.2757 | 507.6455 | 8.9054 | 59.5086 | 0
| Zone | Remainder of System | 11 | Monthly System Peak Day | CAISO | 1-in-2 | 2028 | 11 | 468.5389 | 476.6551 | 9.0962 | 65.8059 | 0
| Zone | Remainder of System | 11 | Monthly System Peak Day | CAISO | 1-in-2 | 2028 | 12 | 462.0728 | 469.481 | 9.193 | 71.0123 | 0
| Zone | Remainder of System | 11 | Monthly System Peak Day | CAISO | 1-in-2 | 2028 | 13 | 373.3301 | 384.5144 | 8.973 | 74.1978 | 0
| Zone | Remainder of System | 11 | Monthly System Peak Day | CAISO | 1-in-2 | 2028 | 14 | 340.8817 | 348.5736 | 8.7093 | 76.0754 | 0
| Zone | Remainder of System | 11 | Monthly System Peak Day | CAISO | 1-in-2 | 2028 | 15 | 287.8704 | 297.3396 | 8.3908 | 77.1162 | 0
| Zone | Remainder of System | 11 | Monthly System Peak Day | CAISO | 1-in-2 | 2028 | 16 | 260.1415 | 262.7038 | 8.4732 | 77.2485 | 0
| Zone | Remainder of System | 11 | Monthly System Peak Day | CAISO | 1-in-2 | 2028 | 17 | 264.9582 | 270.5196 | 8.2879 | 75.9806 | 0
| Zone | Remainder of System | 11 | Monthly System Peak Day | CAISO | 1-in-2 | 2028 | 18 | 247.1283 | 253.2616 | 8.4574 | 73.0124 | 0
| Zone | Remainder of System | 11 | Monthly System Peak Day | CAISO | 1-in-2 | 2028 | 19 | 263.8937 | 268.2207 | 8.4122 | 69.2583 | 0
| Zone | Remainder of System | 11 | Monthly System Peak Day | CAISO | 1-in-2 | 2028 | 20 | 248.6398 | 309.6068 | 10.4817 | 66.8881 | 0
| Zone | Remainder of System | 11 | Monthly System Peak Day | CAISO | 1-in-2 | 2028 | 21 | 235.44 | 241.709 | 8.0636 | 64.7514 | 0
| Zone | Remainder of System | 11 | Monthly System Peak Day | CAISO | 1-in-2 | 2028 | 22 | 412.9146 | 428.849 | 8.4129 | 62.7621 | 0
| Zone | Remainder of System | 11 | Monthly System Peak Day | CAISO | 1-in-2 | 2028 | 23 | 393.7992 | 408.8934 | 8.5787 | 61.0133 | 0
| Zone | Remainder of System | 11 | Monthly System Peak Day | CAISO | 1-in-2 | 2028 | 24 | 322.2574 | 334.9924 | 8.503 | 59.4414 | 0
| Zone | Remainder of System | 12 | Average Weekday | CAISO | 1-in-2 | 2028 | 1 | 255.311 | 262.3671 | 8.3079 | 48.4162 | 0
| Zone | Remainder of System | 12 | Average Weekday | CAISO | 1-in-2 | 2028 | 2 | 251.2918 | 257.9704 | 8.3339 | 47.6968 | 0
| Zone | Remainder of System | 12 | Average Weekday | CAISO | 1-in-2 | 2028 | 3 | 392.5284 | 404.7704 | 8.3396 | 47.0922 | 0
| Zone | Remainder of System | 12 | Average Weekday | CAISO | 1-in-2 | 2028 | 4 | 567.8604 | 587.2875 | 8.3463 | 46.5967 | 0
| Zone | Remainder of System | 12 | Average Weekday | CAISO | 1-in-2 | 2028 | 5 | 537.8275 | 566.6807 | 8.3498 | 46.1058 | 0
| Zone | Remainder of System | 12 | Average Weekday | CAISO | 1-in-2 | 2028 | 6 | 514.7269 | 546.9925 | 8.355 | 45.6281 | 0
| Zone | Remainder of System | 12 | Average Weekday | CAISO | 1-in-2 | 2028 | 7 | 508.8139 | 507.6562 | 8.316 | 45.2597 | 0
| Zone | Remainder of System | 12 | Average Weekday | CAISO | 1-in-2 | 2028 | 8 | 499.8683 | 506.7237 | 8.2675 | 44.9964 | 0
| Zone | Remainder of System | 12 | Average Weekday | CAISO | 1-in-2 | 2028 | 9 | 480.8266 | 508.9942 | 8.2191 | 45.5801 | 0
| Zone | Remainder of System | 12 | Average Weekday | CAISO | 1-in-2 | 2028 | 10 | 451.3402 | 467.8493 | 8.2463 | 48.5465 | 0
| Zone | Remainder of System | 12 | Average Weekday | CAISO | 1-in-2 | 2028 | 11 | 426.4639 | 436.5039 | 8.2036 | 52.2576 | 0
| Zone | Remainder of System | 12 | Average Weekday | CAISO | 1-in-2 | 2028 | 12 | 418.892 | 425.9112 | 8.1641 | 55.5505 | 0
| Zone | Remainder of System | 12 | Average Weekday | CAISO | 1-in-2 | 2028 | 13 | 339.4747 | 350.2493 | 8.1544 | 58.0477 | 0
| Zone | Remainder of System | 12 | Average Weekday | CAISO | 1-in-2 | 2028 | 14 | 309.5201 | 318.0462 | 8.1879 | 59.6814 | 0
| Zone | Remainder of System | 12 | Average Weekday | CAISO | 1-in-2 | 2028 | 15 | 270.8116 | 279.537 | 8.2434 | 60.6344 | 0
| Zone | Remainder of System | 12 | Average Weekday | CAISO | 1-in-2 | 2028 | 16 | 237.9225 | 240.4152 | 8.3022 | 60.924 | 0
| Zone | Remainder of System | 12 | Average Weekday | CAISO | 1-in-2 | 2028 | 17 | 243.7724 | 250.3116 | 8.167 | 60.2163 | 0
| Zone | Remainder of System | 12 | Average Weekday | CAISO | 1-in-2 | 2028 | 18 | 228.1327 | 234.0271 | 8.1458 | 58.125 | 0
| Zone | Remainder of System | 12 | Average Weekday | CAISO | 1-in-2 | 2028 | 19 | 246.1352 | 250.4539 | 8.4118 | 55.6097 | 0
| Zone | Remainder of System | 12 | Average Weekday | CAISO | 1-in-2 | 2028 | 20 | 238.3128 | 300.0772 | 8.4276 | 53.8019 | 0
| Zone | Remainder of System | 12 | Average Weekday | CAISO | 1-in-2 | 2028 | 21 | 225.3188 | 232.0115 | 8.0633 | 52.3231 | 0
| Zone | Remainder of System | 12 | Average Weekday | CAISO | 1-in-2 | 2028 | 22 | 400.3306 | 415.9371 | 8.2508 | 51.115 | 0
| Zone | Remainder of System | 12 | Average Weekday | CAISO | 1-in-2 | 2028 | 23 | 382.7299 | 397.4258 | 8.2763 | 50.11 | 0
| Zone | Remainder of System | 12 | Average Weekday | CAISO | 1-in-2 | 2028 | 24 | 312.1889 | 325.7455 | 8.2796 | 49.1232 | 0
| Zone | Remainder of System | 12 | Monthly System Peak Day | CAISO | 1-in-2 | 2028 | 1 | 255.311 | 262.3671 | 8.3079 | 48.2948 | 0
| Zone | Remainder of System | 12 | Monthly System Peak Day | CAISO | 1-in-2 | 2028 | 2 | 251.2918 | 257.9704 | 8.3339 | 46.93 | 0
| Zone | Remainder of System | 12 | Monthly System Peak Day | CAISO | 1-in-2 | 2028 | 3 | 392.5284 | 404.7704 | 8.3396 | 46.1477 | 0
| Zone | Remainder of System | 12 | Monthly System Peak Day | CAISO | 1-in-2 | 2028 | 4 | 567.8604 | 587.2875 | 8.3463 | 45.4458 | 0
| Zone | Remainder of System | 12 | Monthly System Peak Day | CAISO | 1-in-2 | 2028 | 5 | 537.8275 | 566.6807 | 8.3498 | 44.5797 | 0
| Zone | Remainder of System | 12 | Monthly System Peak Day | CAISO | 1-in-2 | 2028 | 6 | 514.7269 | 546.9925 | 8.355 | 44.0612 | 0
| Zone | Remainder of System | 12 | Monthly System Peak Day | CAISO | 1-in-2 | 2028 | 7 | 508.8139 | 507.6562 | 8.316 | 43.8067 | 0
| Zone | Remainder of System | 12 | Monthly System Peak Day | CAISO | 1-in-2 | 2028 | 8 | 499.8683 | 506.7237 | 8.2675 | 43.7139 | 0
| Zone | Remainder of System | 12 | Monthly System Peak Day | CAISO | 1-in-2 | 2028 | 9 | 480.8266 | 508.9942 | 8.2191 | 44.6007 | 0
| Zone | Remainder of System | 12 | Monthly System Peak Day | CAISO | 1-in-2 | 2028 | 10 | 451.3402 | 467.8493 | 8.2463 | 48.3374 | 0
| Zone | Remainder of System | 12 | Monthly System Peak Day | CAISO | 1-in-2 | 2028 | 11 | 426.4639 | 436.5039 | 8.2036 | 53.0775 | 0
| Zone | Remainder of System | 12 | Monthly System Peak Day | CAISO | 1-in-2 | 2028 | 12 | 418.892 | 425.9112 | 8.1641 | 57.7845 | 0
| Zone | Remainder of System | 12 | Monthly System Peak Day | CAISO | 1-in-2 | 2028 | 13 | 339.4747 | 350.2493 | 8.1544 | 61.0577 | 0
| Zone | Remainder of System | 12 | Monthly System Peak Day | CAISO | 1-in-2 | 2028 | 14 | 309.5201 | 318.0462 | 8.1879 | 62.7922 | 0
| Zone | Remainder of System | 12 | Monthly System Peak Day | CAISO | 1-in-2 | 2028 | 15 | 270.8116 | 279.537 | 8.2434 | 63.3541 | 0
| Zone | Remainder of System | 12 | Monthly System Peak Day | CAISO | 1-in-2 | 2028 | 16 | 237.9225 | 240.4152 | 8.3022 | 63.3348 | 0
| Zone | Remainder of System | 12 | Monthly System Peak Day | CAISO | 1-in-2 | 2028 | 17 | 243.7724 | 250.3116 | 8.167 | 62.5976 | 0
| Zone | Remainder of System | 12 | Monthly System Peak Day | CAISO | 1-in-2 | 2028 | 18 | 228.1327 | 234.0271 | 8.1458 | 60.1329 | 0
| Zone | Remainder of System | 12 | Monthly System Peak Day | CAISO | 1-in-2 | 2028 | 19 | 246.1352 | 250.4539 | 8.4118 | 57.542 | 0
| Zone | Remainder of System | 12 | Monthly System Peak Day | CAISO | 1-in-2 | 2028 | 20 | 238.3128 | 300.0772 | 8.4276 | 55.6973 | 0
| Zone | Remainder of System | 12 | Monthly System Peak Day | CAISO | 1-in-2 | 2028 | 21 | 225.3188 | 232.0115 | 8.0633 | 54.0723 | 0
| Zone | Remainder of System | 12 | Monthly System Peak Day | CAISO | 1-in-2 | 2028 | 22 | 400.3306 | 415.9371 | 8.2508 | 52.6684 | 0
| Zone | Remainder of System | 12 | Monthly System Peak Day | CAISO | 1-in-2 | 2028 | 23 | 382.7299 | 397.4258 | 8.2763 | 51.6911 | 0
| Zone | Remainder of System | 12 | Monthly System Peak Day | CAISO | 1-in-2 | 2028 | 24 | 312.1889 | 325.7455 | 8.2796 | 50.2983 | 0
| Zone | Remainder of System | 1 | Average Weekday | CAISO | 1-in-2 | 2029 | 1 | 264.1719 | 270.517 | 8.3088 | 51.6966 | 0
| Zone | Remainder of System | 1 | Average Weekday | CAISO | 1-in-2 | 2029 | 2 | 261.9113 | 269.1691 | 8.3346 | 50.8567 | 0
| Zone | Remainder of System | 1 | Average Weekday | CAISO | 1-in-2 | 2029 | 3 | 405.76 | 417.5233 | 8.3402 | 50.0656 | 0
| Zone | Remainder of System | 1 | Average Weekday | CAISO | 1-in-2 | 2029 | 4 | 577.1229 | 595.4827 | 8.3469 | 49.4579 | 0
| Zone | Remainder of System | 1 | Average Weekday | CAISO | 1-in-2 | 2029 | 5 | 549.2049 | 577.1824 | 8.3505 | 48.6945 | 0
| Zone | Remainder of System | 1 | Average Weekday | CAISO | 1-in-2 | 2029 | 6 | 535.5519 | 566.7266 | 8.3557 | 48.0933 | 0
| Zone | Remainder of System | 1 | Average Weekday | CAISO | 1-in-2 | 2029 | 7 | 542.368 | 540.2351 | 8.3169 | 47.6913 | 0
| Zone | Remainder of System | 1 | Average Weekday | CAISO | 1-in-2 | 2029 | 8 | 533.6573 | 539.4389 | 8.2688 | 47.4835 | 0
| Zone | Remainder of System | 1 | Average Weekday | CAISO | 1-in-2 | 2029 | 9 | 501.8299 | 527.5017 | 8.2206 | 48.0697 | 0
| Zone | Remainder of System | 1 | Average Weekday | CAISO | 1-in-2 | 2029 | 10 | 483.778 | 496.9362 | 8.2475 | 51.1465 | 0
| Zone | Remainder of System | 1 | Average Weekday | CAISO | 1-in-2 | 2029 | 11 | 455.0719 | 463.4447 | 8.2053 | 55.3765 | 0
| Zone | Remainder of System | 1 | Average Weekday | CAISO | 1-in-2 | 2029 | 12 | 450.0912 | 457.1882 | 8.1663 | 59.3259 | 0
| Zone | Remainder of System | 1 | Average Weekday | CAISO | 1-in-2 | 2029 | 13 | 378.0746 | 388.8663 | 8.1567 | 62.3629 | 0
| Zone | Remainder of System | 1 | Average Weekday | CAISO | 1-in-2 | 2029 | 14 | 342.8649 | 350.5545 | 8.1898 | 64.3351 | 0
| Zone | Remainder of System | 1 | Average Weekday | CAISO | 1-in-2 | 2029 | 15 | 297.33 | 305.1078 | 8.2448 | 65.597 | 0
| Zone | Remainder of System | 1 | Average Weekday | CAISO | 1-in-2 | 2029 | 16 | 264.3788 | 266.6208 | 8.303 | 66.0866 | 0
| Zone | Remainder of System | 1 | Average Weekday | CAISO | 1-in-2 | 2029 | 17 | 267.7216 | 274.1021 | 8.1753 | 65.5552 | 0
| Zone | Remainder of System | 1 | Average Weekday | CAISO | 1-in-2 | 2029 | 18 | 248.8556 | 254.9225 | 8.1541 | 63.7601 | 0
| Zone | Remainder of System | 1 | Average Weekday | CAISO | 1-in-2 | 2029 | 19 | 262.5334 | 266.916 | 8.4168 | 60.7946 | 0
| Zone | Remainder of System | 1 | Average Weekday | CAISO | 1-in-2 | 2029 | 20 | 252.9269 | 314.7311 | 8.4319 | 58.559 | 0
| Zone | Remainder of System | 1 | Average Weekday | CAISO | 1-in-2 | 2029 | 21 | 235.8518 | 242.3032 | 8.07 | 56.9225 | 0
| Zone | Remainder of System | 1 | Average Weekday | CAISO | 1-in-2 | 2029 | 22 | 410.33 | 426.1993 | 8.2516 | 55.4974 | 0
| Zone | Remainder of System | 1 | Average Weekday | CAISO | 1-in-2 | 2029 | 23 | 397.5898 | 412.3601 | 8.2775 | 54.2455 | 0
| Zone | Remainder of System | 1 | Average Weekday | CAISO | 1-in-2 | 2029 | 24 | 328.1291 | 340.5254 | 8.2807 | 53.1421 | 0
| Zone | Remainder of System | 1 | Monthly System Peak Day | CAISO | 1-in-2 | 2029 | 1 | 264.1719 | 270.517 | 8.3088 | 47.5791 | 0
| Zone | Remainder of System | 1 | Monthly System Peak Day | CAISO | 1-in-2 | 2029 | 2 | 261.9113 | 269.1691 | 8.3346 | 46.5599 | 0
| Zone | Remainder of System | 1 | Monthly System Peak Day | CAISO | 1-in-2 | 2029 | 3 | 405.76 | 417.5233 | 8.3402 | 45.5395 | 0
| Zone | Remainder of System | 1 | Monthly System Peak Day | CAISO | 1-in-2 | 2029 | 4 | 577.1229 | 595.4827 | 8.3469 | 44.8071 | 0
| Zone | Remainder of System | 1 | Monthly System Peak Day | CAISO | 1-in-2 | 2029 | 5 | 549.2049 | 577.1824 | 8.3505 | 44.0112 | 0
| Zone | Remainder of System | 1 | Monthly System Peak Day | CAISO | 1-in-2 | 2029 | 6 | 535.5519 | 566.7266 | 8.3557 | 43.5364 | 0
| Zone | Remainder of System | 1 | Monthly System Peak Day | CAISO | 1-in-2 | 2029 | 7 | 542.368 | 540.2351 | 8.3169 | 43.2181 | 0
| Zone | Remainder of System | 1 | Monthly System Peak Day | CAISO | 1-in-2 | 2029 | 8 | 533.6573 | 539.4389 | 8.2688 | 43.1351 | 0
| Zone | Remainder of System | 1 | Monthly System Peak Day | CAISO | 1-in-2 | 2029 | 9 | 501.8299 | 527.5017 | 8.2206 | 43.8574 | 0
| Zone | Remainder of System | 1 | Monthly System Peak Day | CAISO | 1-in-2 | 2029 | 10 | 483.778 | 496.9362 | 8.2475 | 46.2637 | 0
| Zone | Remainder of System | 1 | Monthly System Peak Day | CAISO | 1-in-2 | 2029 | 11 | 455.0719 | 463.4447 | 8.2053 | 49.3761 | 0
| Zone | Remainder of System | 1 | Monthly System Peak Day | CAISO | 1-in-2 | 2029 | 12 | 450.0912 | 457.1882 | 8.1663 | 52.0586 | 0
| Zone | Remainder of System | 1 | Monthly System Peak Day | CAISO | 1-in-2 | 2029 | 13 | 378.0746 | 388.8663 | 8.1567 | 53.2747 | 0
| Zone | Remainder of System | 1 | Monthly System Peak Day | CAISO | 1-in-2 | 2029 | 14 | 342.8649 | 350.5545 | 8.1898 | 54.3508 | 0
| Zone | Remainder of System | 1 | Monthly System Peak Day | CAISO | 1-in-2 | 2029 | 15 | 297.33 | 305.1078 | 8.2448 | 55.45 | 0
| Zone | Remainder of System | 1 | Monthly System Peak Day | CAISO | 1-in-2 | 2029 | 16 | 264.3788 | 266.6208 | 8.303 | 56.1591 | 0
| Zone | Remainder of System | 1 | Monthly System Peak Day | CAISO | 1-in-2 | 2029 | 17 | 267.7216 | 274.1021 | 8.1753 | 55.461 | 0
| Zone | Remainder of System | 1 | Monthly System Peak Day | CAISO | 1-in-2 | 2029 | 18 | 248.8556 | 254.9225 | 8.1541 | 54.1689 | 0
| Zone | Remainder of System | 1 | Monthly System Peak Day | CAISO | 1-in-2 | 2029 | 19 | 262.5334 | 266.916 | 8.4168 | 52.5576 | 0
| Zone | Remainder of System | 1 | Monthly System Peak Day | CAISO | 1-in-2 | 2029 | 20 | 252.9269 | 314.7311 | 8.4319 | 51.4093 | 0
| Zone | Remainder of System | 1 | Monthly System Peak Day | CAISO | 1-in-2 | 2029 | 21 | 235.8518 | 242.3032 | 8.07 | 50.2882 | 0
| Zone | Remainder of System | 1 | Monthly System Peak Day | CAISO | 1-in-2 | 2029 | 22 | 410.33 | 426.1993 | 8.2516 | 49.3354 | 0
| Zone | Remainder of System | 1 | Monthly System Peak Day | CAISO | 1-in-2 | 2029 | 23 | 397.5898 | 412.3601 | 8.2775 | 48.5349 | 0
| Zone | Remainder of System | 1 | Monthly System Peak Day | CAISO | 1-in-2 | 2029 | 24 | 328.1291 | 340.5254 | 8.2807 | 47.6998 | 0
| Zone | Remainder of System | 2 | Average Weekday | CAISO | 1-in-2 | 2029 | 1 | 264.2205 | 271.3826 | 8.3655 | 52.5675 | 0
| Zone | Remainder of System | 2 | Average Weekday | CAISO | 1-in-2 | 2029 | 2 | 258.5684 | 266.713 | 8.397 | 51.7224 | 0
| Zone | Remainder of System | 2 | Average Weekday | CAISO | 1-in-2 | 2029 | 3 | 398.8226 | 412.0154 | 8.4036 | 50.9045 | 0
| Zone | Remainder of System | 2 | Average Weekday | CAISO | 1-in-2 | 2029 | 4 | 566.4269 | 587.6147 | 8.4115 | 50.1164 | 0
| Zone | Remainder of System | 2 | Average Weekday | CAISO | 1-in-2 | 2029 | 5 | 546.8052 | 577.7766 | 8.4148 | 49.374 | 0
| Zone | Remainder of System | 2 | Average Weekday | CAISO | 1-in-2 | 2029 | 6 | 537.3135 | 570.45 | 8.4196 | 48.7755 | 0
| Zone | Remainder of System | 2 | Average Weekday | CAISO | 1-in-2 | 2029 | 7 | 530.0975 | 529.4262 | 8.3722 | 48.3328 | 0
| Zone | Remainder of System | 2 | Average Weekday | CAISO | 1-in-2 | 2029 | 8 | 520.2839 | 526.5058 | 8.3149 | 48.1435 | 0
| Zone | Remainder of System | 2 | Average Weekday | CAISO | 1-in-2 | 2029 | 9 | 500.7249 | 526.8077 | 8.2567 | 49.3982 | 0
| Zone | Remainder of System | 2 | Average Weekday | CAISO | 1-in-2 | 2029 | 10 | 478.4728 | 491.0003 | 8.2916 | 52.9426 | 0
| Zone | Remainder of System | 2 | Average Weekday | CAISO | 1-in-2 | 2029 | 11 | 454.2537 | 462.8603 | 8.2381 | 57.0736 | 0
| Zone | Remainder of System | 2 | Average Weekday | CAISO | 1-in-2 | 2029 | 12 | 449.0812 | 456.859 | 8.1874 | 60.5918 | 0
| Zone | Remainder of System | 2 | Average Weekday | CAISO | 1-in-2 | 2029 | 13 | 372.8126 | 384.6506 | 8.1739 | 63.117 | 0
| Zone | Remainder of System | 2 | Average Weekday | CAISO | 1-in-2 | 2029 | 14 | 334.584 | 342.8984 | 8.2172 | 64.6805 | 0
| Zone | Remainder of System | 2 | Average Weekday | CAISO | 1-in-2 | 2029 | 15 | 283.7572 | 293.8359 | 8.2871 | 65.5714 | 0
| Zone | Remainder of System | 2 | Average Weekday | CAISO | 1-in-2 | 2029 | 16 | 253.9969 | 257.8227 | 8.359 | 65.833 | 0
| Zone | Remainder of System | 2 | Average Weekday | CAISO | 1-in-2 | 2029 | 17 | 246.5013 | 251.6404 | 8.2076 | 65.4214 | 0
| Zone | Remainder of System | 2 | Average Weekday | CAISO | 1-in-2 | 2029 | 18 | 233.1492 | 238.3084 | 8.18 | 64.0855 | 0
| Zone | Remainder of System | 2 | Average Weekday | CAISO | 1-in-2 | 2029 | 19 | 254.9782 | 259.4419 | 8.4168 | 61.5241 | 0
| Zone | Remainder of System | 2 | Average Weekday | CAISO | 1-in-2 | 2029 | 20 | 246.1058 | 306.0298 | 8.4354 | 59.1486 | 0
| Zone | Remainder of System | 2 | Average Weekday | CAISO | 1-in-2 | 2029 | 21 | 224.3226 | 230.5127 | 8.0444 | 57.4325 | 0
| Zone | Remainder of System | 2 | Average Weekday | CAISO | 1-in-2 | 2029 | 22 | 395.287 | 411.0038 | 8.2925 | 55.9779 | 0
| Zone | Remainder of System | 2 | Average Weekday | CAISO | 1-in-2 | 2029 | 23 | 380.8798 | 396.0494 | 8.3265 | 54.7327 | 0
| Zone | Remainder of System | 2 | Average Weekday | CAISO | 1-in-2 | 2029 | 24 | 321.1147 | 334.7779 | 8.3307 | 53.6434 | 0
| Zone | Remainder of System | 2 | Monthly System Peak Day | CAISO | 1-in-2 | 2029 | 1 | 264.2205 | 271.3826 | 8.3655 | 43.5438 | 0
| Zone | Remainder of System | 2 | Monthly System Peak Day | CAISO | 1-in-2 | 2029 | 2 | 258.5684 | 266.713 | 8.397 | 42.7868 | 0
| Zone | Remainder of System | 2 | Monthly System Peak Day | CAISO | 1-in-2 | 2029 | 3 | 398.8226 | 412.0154 | 8.4036 | 42.1016 | 0
| Zone | Remainder of System | 2 | Monthly System Peak Day | CAISO | 1-in-2 | 2029 | 4 | 566.4269 | 587.6147 | 8.4115 | 41.5683 | 0
| Zone | Remainder of System | 2 | Monthly System Peak Day | CAISO | 1-in-2 | 2029 | 5 | 546.8052 | 577.7766 | 8.4148 | 40.7986 | 0
| Zone | Remainder of System | 2 | Monthly System Peak Day | CAISO | 1-in-2 | 2029 | 6 | 537.3135 | 570.45 | 8.4196 | 40.0606 | 0
| Zone | Remainder of System | 2 | Monthly System Peak Day | CAISO | 1-in-2 | 2029 | 7 | 530.0975 | 529.4262 | 8.3722 | 39.4674 | 0
| Zone | Remainder of System | 2 | Monthly System Peak Day | CAISO | 1-in-2 | 2029 | 8 | 520.2839 | 526.5058 | 8.3149 | 39.2967 | 0
| Zone | Remainder of System | 2 | Monthly System Peak Day | CAISO | 1-in-2 | 2029 | 9 | 500.7249 | 526.8077 | 8.2567 | 40.8391 | 0
| Zone | Remainder of System | 2 | Monthly System Peak Day | CAISO | 1-in-2 | 2029 | 10 | 478.4728 | 491.0003 | 8.2916 | 44.0474 | 0
| Zone | Remainder of System | 2 | Monthly System Peak Day | CAISO | 1-in-2 | 2029 | 11 | 454.2537 | 462.8603 | 8.2381 | 47.42 | 0
| Zone | Remainder of System | 2 | Monthly System Peak Day | CAISO | 1-in-2 | 2029 | 12 | 449.0812 | 456.859 | 8.1874 | 50.4917 | 0
| Zone | Remainder of System | 2 | Monthly System Peak Day | CAISO | 1-in-2 | 2029 | 13 | 372.8126 | 384.6506 | 8.1739 | 52.9941 | 0
| Zone | Remainder of System | 2 | Monthly System Peak Day | CAISO | 1-in-2 | 2029 | 14 | 334.584 | 342.8984 | 8.2172 | 54.6576 | 0
| Zone | Remainder of System | 2 | Monthly System Peak Day | CAISO | 1-in-2 | 2029 | 15 | 283.7572 | 293.8359 | 8.2871 | 55.7966 | 0
| Zone | Remainder of System | 2 | Monthly System Peak Day | CAISO | 1-in-2 | 2029 | 16 | 253.9969 | 257.8227 | 8.359 | 56.3506 | 0
| Zone | Remainder of System | 2 | Monthly System Peak Day | CAISO | 1-in-2 | 2029 | 17 | 246.5013 | 251.6404 | 8.2076 | 56.1764 | 0
| Zone | Remainder of System | 2 | Monthly System Peak Day | CAISO | 1-in-2 | 2029 | 18 | 233.1492 | 238.3084 | 8.18 | 55.1213 | 0
| Zone | Remainder of System | 2 | Monthly System Peak Day | CAISO | 1-in-2 | 2029 | 19 | 254.9782 | 259.4419 | 8.4168 | 52.9983 | 0
| Zone | Remainder of System | 2 | Monthly System Peak Day | CAISO | 1-in-2 | 2029 | 20 | 246.1058 | 306.0298 | 8.4354 | 50.8817 | 0
| Zone | Remainder of System | 2 | Monthly System Peak Day | CAISO | 1-in-2 | 2029 | 21 | 224.3226 | 230.5127 | 8.0444 | 49.3216 | 0
| Zone | Remainder of System | 2 | Monthly System Peak Day | CAISO | 1-in-2 | 2029 | 22 | 395.287 | 411.0038 | 8.2925 | 47.9568 | 0
| Zone | Remainder of System | 2 | Monthly System Peak Day | CAISO | 1-in-2 | 2029 | 23 | 380.8798 | 396.0494 | 8.3265 | 46.7378 | 0
| Zone | Remainder of System | 2 | Monthly System Peak Day | CAISO | 1-in-2 | 2029 | 24 | 321.1147 | 334.7779 | 8.3307 | 45.5444 | 0
| Zone | Remainder of System | 3 | Average Weekday | CAISO | 1-in-2 | 2029 | 1 | 271.677 | 283.5211 | 8.4524 | 54.0244 | 0
| Zone | Remainder of System | 3 | Average Weekday | CAISO | 1-in-2 | 2029 | 2 | 266.3118 | 274.1046 | 8.4037 | 53.0154 | 0
| Zone | Remainder of System | 3 | Average Weekday | CAISO | 1-in-2 | 2029 | 3 | 425.664 | 436.8375 | 8.3964 | 52.1085 | 0
| Zone | Remainder of System | 3 | Average Weekday | CAISO | 1-in-2 | 2029 | 4 | 599.0627 | 615.9171 | 8.3792 | 51.3271 | 0
| Zone | Remainder of System | 3 | Average Weekday | CAISO | 1-in-2 | 2029 | 5 | 565.4734 | 584.8558 | 8.3731 | 50.5861 | 0
| Zone | Remainder of System | 3 | Average Weekday | CAISO | 1-in-2 | 2029 | 6 | 556.3821 | 575.7324 | 8.3416 | 49.8821 | 0
| Zone | Remainder of System | 3 | Average Weekday | CAISO | 1-in-2 | 2029 | 7 | 560.5097 | 561.1981 | 8.3266 | 49.399 | 0
| Zone | Remainder of System | 3 | Average Weekday | CAISO | 1-in-2 | 2029 | 8 | 538.4022 | 548.8515 | 8.4807 | 49.1477 | 0
| Zone | Remainder of System | 3 | Average Weekday | CAISO | 1-in-2 | 2029 | 9 | 523.2246 | 563.0881 | 8.6712 | 50.1844 | 0
| Zone | Remainder of System | 3 | Average Weekday | CAISO | 1-in-2 | 2029 | 10 | 504.0348 | 526.6825 | 8.5386 | 53.2277 | 0
| Zone | Remainder of System | 3 | Average Weekday | CAISO | 1-in-2 | 2029 | 11 | 471.7393 | 488.2433 | 8.6176 | 56.8354 | 0
| Zone | Remainder of System | 3 | Average Weekday | CAISO | 1-in-2 | 2029 | 12 | 471.4268 | 483.5249 | 8.7069 | 60.1749 | 0
| Zone | Remainder of System | 3 | Average Weekday | CAISO | 1-in-2 | 2029 | 13 | 377.9228 | 388.7718 | 8.7819 | 62.8043 | 0
| Zone | Remainder of System | 3 | Average Weekday | CAISO | 1-in-2 | 2029 | 14 | 353.3977 | 361.0435 | 8.7318 | 64.6602 | 0
| Zone | Remainder of System | 3 | Average Weekday | CAISO | 1-in-2 | 2029 | 15 | 306.3562 | 313.3624 | 8.5651 | 65.8561 | 0
| Zone | Remainder of System | 3 | Average Weekday | CAISO | 1-in-2 | 2029 | 16 | 272.8718 | 275.7563 | 8.3483 | 66.5387 | 0
| Zone | Remainder of System | 3 | Average Weekday | CAISO | 1-in-2 | 2029 | 17 | 274.481 | 280.2086 | 8.2037 | 66.6098 | 0
| Zone | Remainder of System | 3 | Average Weekday | CAISO | 1-in-2 | 2029 | 18 | 247.7144 | 254.0929 | 8.2182 | 65.845 | 0
| Zone | Remainder of System | 3 | Average Weekday | CAISO | 1-in-2 | 2029 | 19 | 262.3253 | 268.9746 | 8.5037 | 64.2052 | 0
| Zone | Remainder of System | 3 | Average Weekday | CAISO | 1-in-2 | 2029 | 20 | 248.6445 | 251.8406 | 8.3997 | 61.7132 | 0
| Zone | Remainder of System | 3 | Average Weekday | CAISO | 1-in-2 | 2029 | 21 | 220.8728 | 225.8716 | 8.0735 | 59.1399 | 0
| Zone | Remainder of System | 3 | Average Weekday | CAISO | 1-in-2 | 2029 | 22 | 419.4898 | 437.8295 | 8.3061 | 57.4121 | 0
| Zone | Remainder of System | 3 | Average Weekday | CAISO | 1-in-2 | 2029 | 23 | 409.8828 | 431.3279 | 8.4076 | 56.1046 | 0
| Zone | Remainder of System | 3 | Average Weekday | CAISO | 1-in-2 | 2029 | 24 | 352.7283 | 377.7525 | 8.4976 | 54.9793 | 0
| Zone | Remainder of System | 3 | Monthly System Peak Day | CAISO | 1-in-2 | 2029 | 1 | 271.677 | 283.5211 | 8.4524 | 56.9603 | 0
| Zone | Remainder of System | 3 | Monthly System Peak Day | CAISO | 1-in-2 | 2029 | 2 | 266.3118 | 274.1046 | 8.4037 | 55.7974 | 0
| Zone | Remainder of System | 3 | Monthly System Peak Day | CAISO | 1-in-2 | 2029 | 3 | 425.664 | 436.8375 | 8.3964 | 54.1445 | 0
| Zone | Remainder of System | 3 | Monthly System Peak Day | CAISO | 1-in-2 | 2029 | 4 | 599.0627 | 615.9171 | 8.3792 | 53.2971 | 0
| Zone | Remainder of System | 3 | Monthly System Peak Day | CAISO | 1-in-2 | 2029 | 5 | 565.4734 | 584.8558 | 8.3731 | 52.3144 | 0
| Zone | Remainder of System | 3 | Monthly System Peak Day | CAISO | 1-in-2 | 2029 | 6 | 556.3821 | 575.7324 | 8.3416 | 51.3896 | 0
| Zone | Remainder of System | 3 | Monthly System Peak Day | CAISO | 1-in-2 | 2029 | 7 | 560.5097 | 561.1981 | 8.3266 | 50.9162 | 0
| Zone | Remainder of System | 3 | Monthly System Peak Day | CAISO | 1-in-2 | 2029 | 8 | 538.4022 | 548.8515 | 8.4807 | 50.0641 | 0
| Zone | Remainder of System | 3 | Monthly System Peak Day | CAISO | 1-in-2 | 2029 | 9 | 523.2246 | 563.0881 | 8.6712 | 50.4442 | 0
| Zone | Remainder of System | 3 | Monthly System Peak Day | CAISO | 1-in-2 | 2029 | 10 | 504.0348 | 526.6825 | 8.5386 | 53.4591 | 0
| Zone | Remainder of System | 3 | Monthly System Peak Day | CAISO | 1-in-2 | 2029 | 11 | 471.7393 | 488.2433 | 8.6176 | 58.2081 | 0
| Zone | Remainder of System | 3 | Monthly System Peak Day | CAISO | 1-in-2 | 2029 | 12 | 471.4268 | 483.5249 | 8.7069 | 62.4932 | 0
| Zone | Remainder of System | 3 | Monthly System Peak Day | CAISO | 1-in-2 | 2029 | 13 | 377.9228 | 388.7718 | 8.7819 | 65.7865 | 0
| Zone | Remainder of System | 3 | Monthly System Peak Day | CAISO | 1-in-2 | 2029 | 14 | 353.3977 | 361.0435 | 8.7318 | 67.6177 | 0
| Zone | Remainder of System | 3 | Monthly System Peak Day | CAISO | 1-in-2 | 2029 | 15 | 306.3562 | 313.3624 | 8.5651 | 68.7829 | 0
| Zone | Remainder of System | 3 | Monthly System Peak Day | CAISO | 1-in-2 | 2029 | 16 | 272.8718 | 275.7563 | 8.3483 | 69.7518 | 0
| Zone | Remainder of System | 3 | Monthly System Peak Day | CAISO | 1-in-2 | 2029 | 17 | 274.481 | 280.2086 | 8.2037 | 70.2778 | 0
| Zone | Remainder of System | 3 | Monthly System Peak Day | CAISO | 1-in-2 | 2029 | 18 | 247.7144 | 254.0929 | 8.2182 | 69.7317 | 0
| Zone | Remainder of System | 3 | Monthly System Peak Day | CAISO | 1-in-2 | 2029 | 19 | 262.3253 | 268.9746 | 8.5037 | 68.0419 | 0
| Zone | Remainder of System | 3 | Monthly System Peak Day | CAISO | 1-in-2 | 2029 | 20 | 248.6445 | 251.8406 | 8.3997 | 65.005 | 0
| Zone | Remainder of System | 3 | Monthly System Peak Day | CAISO | 1-in-2 | 2029 | 21 | 220.8728 | 225.8716 | 8.0735 | 62.0225 | 0
| Zone | Remainder of System | 3 | Monthly System Peak Day | CAISO | 1-in-2 | 2029 | 22 | 419.4898 | 437.8295 | 8.3061 | 60.067 | 0
| Zone | Remainder of System | 3 | Monthly System Peak Day | CAISO | 1-in-2 | 2029 | 23 | 409.8828 | 431.3279 | 8.4076 | 58.747 | 0
| Zone | Remainder of System | 3 | Monthly System Peak Day | CAISO | 1-in-2 | 2029 | 24 | 352.7283 | 377.7525 | 8.4976 | 57.434 | 0
| Zone | Remainder of System | 4 | Average Weekday | CAISO | 1-in-2 | 2029 | 1 | 269.8219 | 281.0343 | 8.4689 | 56.7365 | 0
| Zone | Remainder of System | 4 | Average Weekday | CAISO | 1-in-2 | 2029 | 2 | 268.2278 | 276.8175 | 8.4208 | 55.8532 | 0
| Zone | Remainder of System | 4 | Average Weekday | CAISO | 1-in-2 | 2029 | 3 | 427.5861 | 439.4214 | 8.4136 | 55.0258 | 0
| Zone | Remainder of System | 4 | Average Weekday | CAISO | 1-in-2 | 2029 | 4 | 595.754 | 612.6732 | 8.3966 | 54.3534 | 0
| Zone | Remainder of System | 4 | Average Weekday | CAISO | 1-in-2 | 2029 | 5 | 550.5753 | 568.7583 | 8.3903 | 53.7644 | 0
| Zone | Remainder of System | 4 | Average Weekday | CAISO | 1-in-2 | 2029 | 6 | 546.5053 | 564.9527 | 8.3586 | 53.2815 | 0
| Zone | Remainder of System | 4 | Average Weekday | CAISO | 1-in-2 | 2029 | 7 | 549.9653 | 551.1263 | 8.3424 | 52.8216 | 0
| Zone | Remainder of System | 4 | Average Weekday | CAISO | 1-in-2 | 2029 | 8 | 534.2863 | 541.7261 | 8.4958 | 52.6788 | 0
| Zone | Remainder of System | 4 | Average Weekday | CAISO | 1-in-2 | 2029 | 9 | 505.3395 | 543.7832 | 8.6849 | 54.2211 | 0
| Zone | Remainder of System | 4 | Average Weekday | CAISO | 1-in-2 | 2029 | 10 | 486.916 | 510.1154 | 8.5536 | 57.0764 | 0
| Zone | Remainder of System | 4 | Average Weekday | CAISO | 1-in-2 | 2029 | 11 | 460.4781 | 474.742 | 8.6309 | 60.136 | 0
| Zone | Remainder of System | 4 | Average Weekday | CAISO | 1-in-2 | 2029 | 12 | 459.9801 | 472.0797 | 8.7185 | 63.031 | 0
| Zone | Remainder of System | 4 | Average Weekday | CAISO | 1-in-2 | 2029 | 13 | 375.9186 | 386.6995 | 8.7923 | 65.4726 | 0
| Zone | Remainder of System | 4 | Average Weekday | CAISO | 1-in-2 | 2029 | 14 | 346.8787 | 354.5644 | 8.7433 | 67.3555 | 0
| Zone | Remainder of System | 4 | Average Weekday | CAISO | 1-in-2 | 2029 | 15 | 293.9792 | 301.2628 | 8.5784 | 68.6662 | 0
| Zone | Remainder of System | 4 | Average Weekday | CAISO | 1-in-2 | 2029 | 16 | 261.8541 | 264.848 | 8.364 | 69.2704 | 0
| Zone | Remainder of System | 4 | Average Weekday | CAISO | 1-in-2 | 2029 | 17 | 260.8062 | 265.1677 | 8.2367 | 69.3555 | 0
| Zone | Remainder of System | 4 | Average Weekday | CAISO | 1-in-2 | 2029 | 18 | 224.9403 | 230.5562 | 8.2488 | 68.6446 | 0
| Zone | Remainder of System | 4 | Average Weekday | CAISO | 1-in-2 | 2029 | 19 | 230.5277 | 237.2007 | 8.5039 | 67.2712 | 0
| Zone | Remainder of System | 4 | Average Weekday | CAISO | 1-in-2 | 2029 | 20 | 222.6895 | 226.043 | 8.3998 | 64.9503 | 0
| Zone | Remainder of System | 4 | Average Weekday | CAISO | 1-in-2 | 2029 | 21 | 223.8545 | 229.1056 | 8.0887 | 61.9895 | 0
| Zone | Remainder of System | 4 | Average Weekday | CAISO | 1-in-2 | 2029 | 22 | 409.7083 | 427.6878 | 8.3182 | 59.9101 | 0
| Zone | Remainder of System | 4 | Average Weekday | CAISO | 1-in-2 | 2029 | 23 | 404.3566 | 425.3455 | 8.4239 | 58.5285 | 0
| Zone | Remainder of System | 4 | Average Weekday | CAISO | 1-in-2 | 2029 | 24 | 347.0833 | 371.2472 | 8.5135 | 57.4672 | 0
| Zone | Remainder of System | 4 | Monthly System Peak Day | CAISO | 1-in-2 | 2029 | 1 | 269.8219 | 281.0343 | 8.4689 | 62.08 | 0
| Zone | Remainder of System | 4 | Monthly System Peak Day | CAISO | 1-in-2 | 2029 | 2 | 268.2278 | 276.8175 | 8.4208 | 60.7156 | 0
| Zone | Remainder of System | 4 | Monthly System Peak Day | CAISO | 1-in-2 | 2029 | 3 | 427.5861 | 439.4214 | 8.4136 | 59.7607 | 0
| Zone | Remainder of System | 4 | Monthly System Peak Day | CAISO | 1-in-2 | 2029 | 4 | 595.754 | 612.6732 | 8.3966 | 58.8607 | 0
| Zone | Remainder of System | 4 | Monthly System Peak Day | CAISO | 1-in-2 | 2029 | 5 | 550.5753 | 568.7583 | 8.3903 | 57.7303 | 0
| Zone | Remainder of System | 4 | Monthly System Peak Day | CAISO | 1-in-2 | 2029 | 6 | 546.5053 | 564.9527 | 8.3586 | 56.8679 | 0
| Zone | Remainder of System | 4 | Monthly System Peak Day | CAISO | 1-in-2 | 2029 | 7 | 549.9653 | 551.1263 | 8.3424 | 56.0597 | 0
| Zone | Remainder of System | 4 | Monthly System Peak Day | CAISO | 1-in-2 | 2029 | 8 | 534.2863 | 541.7261 | 8.4958 | 55.6808 | 0
| Zone | Remainder of System | 4 | Monthly System Peak Day | CAISO | 1-in-2 | 2029 | 9 | 505.3395 | 543.7832 | 8.6849 | 57.449 | 0
| Zone | Remainder of System | 4 | Monthly System Peak Day | CAISO | 1-in-2 | 2029 | 10 | 486.916 | 510.1154 | 8.5536 | 61.5881 | 0
| Zone | Remainder of System | 4 | Monthly System Peak Day | CAISO | 1-in-2 | 2029 | 11 | 460.4781 | 474.742 | 8.6309 | 66.9769 | 0
| Zone | Remainder of System | 4 | Monthly System Peak Day | CAISO | 1-in-2 | 2029 | 12 | 459.9801 | 472.0797 | 8.7185 | 72.106 | 0
| Zone | Remainder of System | 4 | Monthly System Peak Day | CAISO | 1-in-2 | 2029 | 13 | 375.9186 | 386.6995 | 8.7923 | 76.1771 | 0
| Zone | Remainder of System | 4 | Monthly System Peak Day | CAISO | 1-in-2 | 2029 | 14 | 346.8787 | 354.5644 | 8.7433 | 79.0859 | 0
| Zone | Remainder of System | 4 | Monthly System Peak Day | CAISO | 1-in-2 | 2029 | 15 | 293.9792 | 301.2628 | 8.5784 | 80.9147 | 0
| Zone | Remainder of System | 4 | Monthly System Peak Day | CAISO | 1-in-2 | 2029 | 16 | 261.8541 | 264.848 | 8.364 | 81.4535 | 0
| Zone | Remainder of System | 4 | Monthly System Peak Day | CAISO | 1-in-2 | 2029 | 17 | 260.8062 | 265.1677 | 8.2367 | 81.2189 | 0
| Zone | Remainder of System | 4 | Monthly System Peak Day | CAISO | 1-in-2 | 2029 | 18 | 224.9403 | 230.5562 | 8.2488 | 80.2419 | 0
| Zone | Remainder of System | 4 | Monthly System Peak Day | CAISO | 1-in-2 | 2029 | 19 | 230.5277 | 237.2007 | 8.5039 | 79.0493 | 0
| Zone | Remainder of System | 4 | Monthly System Peak Day | CAISO | 1-in-2 | 2029 | 20 | 222.6895 | 226.043 | 8.3998 | 76.3662 | 0
| Zone | Remainder of System | 4 | Monthly System Peak Day | CAISO | 1-in-2 | 2029 | 21 | 223.8545 | 229.1056 | 8.0887 | 72.022 | 0
| Zone | Remainder of System | 4 | Monthly System Peak Day | CAISO | 1-in-2 | 2029 | 22 | 409.7083 | 427.6878 | 8.3182 | 68.2917 | 0
| Zone | Remainder of System | 4 | Monthly System Peak Day | CAISO | 1-in-2 | 2029 | 23 | 404.3566 | 425.3455 | 8.4239 | 65.3696 | 0
| Zone | Remainder of System | 4 | Monthly System Peak Day | CAISO | 1-in-2 | 2029 | 24 | 347.0833 | 371.2472 | 8.5135 | 63.3596 | 0
| Zone | Remainder of System | 5 | Average Weekday | CAISO | 1-in-2 | 2029 | 1 | 282.9184 | 294.2717 | 8.5006 | 59.7443 | 0
| Zone | Remainder of System | 5 | Average Weekday | CAISO | 1-in-2 | 2029 | 2 | 283.4901 | 291.3219 | 8.4536 | 59.0711 | 0
| Zone | Remainder of System | 5 | Average Weekday | CAISO | 1-in-2 | 2029 | 3 | 443.6854 | 456.7061 | 8.4465 | 58.4673 | 0
| Zone | Remainder of System | 5 | Average Weekday | CAISO | 1-in-2 | 2029 | 4 | 606.8851 | 624.9052 | 8.4296 | 57.9163 | 0
| Zone | Remainder of System | 5 | Average Weekday | CAISO | 1-in-2 | 2029 | 5 | 567.5914 | 586.6279 | 8.4228 | 57.4537 | 0
| Zone | Remainder of System | 5 | Average Weekday | CAISO | 1-in-2 | 2029 | 6 | 553.7797 | 574.2761 | 8.3901 | 57.0042 | 0
| Zone | Remainder of System | 5 | Average Weekday | CAISO | 1-in-2 | 2029 | 7 | 547.7446 | 548.967 | 8.3722 | 56.5906 | 0
| Zone | Remainder of System | 5 | Average Weekday | CAISO | 1-in-2 | 2029 | 8 | 544.926 | 556.0955 | 8.5251 | 56.9009 | 0
| Zone | Remainder of System | 5 | Average Weekday | CAISO | 1-in-2 | 2029 | 9 | 512.3141 | 548.3127 | 8.7121 | 58.6635 | 0
| Zone | Remainder of System | 5 | Average Weekday | CAISO | 1-in-2 | 2029 | 10 | 502.3822 | 525.6142 | 8.583 | 61.0024 | 0
| Zone | Remainder of System | 5 | Average Weekday | CAISO | 1-in-2 | 2029 | 11 | 481.8689 | 496.7245 | 8.6571 | 63.674 | 0
| Zone | Remainder of System | 5 | Average Weekday | CAISO | 1-in-2 | 2029 | 12 | 475.0843 | 486.7802 | 8.7411 | 66.1969 | 0
| Zone | Remainder of System | 5 | Average Weekday | CAISO | 1-in-2 | 2029 | 13 | 384.4171 | 395.6443 | 8.8128 | 68.4385 | 0
| Zone | Remainder of System | 5 | Average Weekday | CAISO | 1-in-2 | 2029 | 14 | 361.7215 | 369.4395 | 8.766 | 70.1752 | 0
| Zone | Remainder of System | 5 | Average Weekday | CAISO | 1-in-2 | 2029 | 15 | 318.3748 | 325.4823 | 8.6046 | 71.341 | 0
| Zone | Remainder of System | 5 | Average Weekday | CAISO | 1-in-2 | 2029 | 16 | 277.1048 | 279.9483 | 8.3941 | 71.901 | 0
| Zone | Remainder of System | 5 | Average Weekday | CAISO | 1-in-2 | 2029 | 17 | 265.4218 | 270.9153 | 8.2665 | 71.8083 | 0
| Zone | Remainder of System | 5 | Average Weekday | CAISO | 1-in-2 | 2029 | 18 | 239.13 | 245.0986 | 8.2754 | 71.1675 | 0
| Zone | Remainder of System | 5 | Average Weekday | CAISO | 1-in-2 | 2029 | 19 | 248.261 | 255.1369 | 8.502 | 69.8052 | 0
| Zone | Remainder of System | 5 | Average Weekday | CAISO | 1-in-2 | 2029 | 20 | 235.7306 | 239.0963 | 8.3994 | 67.6863 | 0
| Zone | Remainder of System | 5 | Average Weekday | CAISO | 1-in-2 | 2029 | 21 | 240.7791 | 246.1491 | 8.0907 | 64.9519 | 0
| Zone | Remainder of System | 5 | Average Weekday | CAISO | 1-in-2 | 2029 | 22 | 430.0691 | 448.3339 | 8.3448 | 62.6968 | 0
| Zone | Remainder of System | 5 | Average Weekday | CAISO | 1-in-2 | 2029 | 23 | 430.5335 | 452.2176 | 8.4539 | 61.385 | 0
| Zone | Remainder of System | 5 | Average Weekday | CAISO | 1-in-2 | 2029 | 24 | 369.1471 | 394.1058 | 8.5439 | 60.3901 | 0
| Zone | Remainder of System | 5 | Monthly System Peak Day | CAISO | 1-in-2 | 2029 | 1 | 282.9184 | 294.2717 | 8.5006 | 65.9416 | 0
| Zone | Remainder of System | 5 | Monthly System Peak Day | CAISO | 1-in-2 | 2029 | 2 | 283.4901 | 291.3219 | 8.4536 | 64.3504 | 0
| Zone | Remainder of System | 5 | Monthly System Peak Day | CAISO | 1-in-2 | 2029 | 3 | 443.6854 | 456.7061 | 8.4465 | 62.958 | 0
| Zone | Remainder of System | 5 | Monthly System Peak Day | CAISO | 1-in-2 | 2029 | 4 | 606.8851 | 624.9052 | 8.4296 | 61.4581 | 0
| Zone | Remainder of System | 5 | Monthly System Peak Day | CAISO | 1-in-2 | 2029 | 5 | 567.5914 | 586.6279 | 8.4228 | 60.1746 | 0
| Zone | Remainder of System | 5 | Monthly System Peak Day | CAISO | 1-in-2 | 2029 | 6 | 553.7797 | 574.2761 | 8.3901 | 59.4602 | 0
| Zone | Remainder of System | 5 | Monthly System Peak Day | CAISO | 1-in-2 | 2029 | 7 | 547.7446 | 548.967 | 8.3722 | 59.1397 | 0
| Zone | Remainder of System | 5 | Monthly System Peak Day | CAISO | 1-in-2 | 2029 | 8 | 544.926 | 556.0955 | 8.5251 | 59.4891 | 0
| Zone | Remainder of System | 5 | Monthly System Peak Day | CAISO | 1-in-2 | 2029 | 9 | 512.3141 | 548.3127 | 8.7121 | 61.7404 | 0
| Zone | Remainder of System | 5 | Monthly System Peak Day | CAISO | 1-in-2 | 2029 | 10 | 502.3822 | 525.6142 | 8.583 | 66.3017 | 0
| Zone | Remainder of System | 5 | Monthly System Peak Day | CAISO | 1-in-2 | 2029 | 11 | 481.8689 | 496.7245 | 8.6571 | 71.7468 | 0
| Zone | Remainder of System | 5 | Monthly System Peak Day | CAISO | 1-in-2 | 2029 | 12 | 475.0843 | 486.7802 | 8.7411 | 76.4342 | 0
| Zone | Remainder of System | 5 | Monthly System Peak Day | CAISO | 1-in-2 | 2029 | 13 | 384.4171 | 395.6443 | 8.8128 | 79.7976 | 0
| Zone | Remainder of System | 5 | Monthly System Peak Day | CAISO | 1-in-2 | 2029 | 14 | 361.7215 | 369.4395 | 8.766 | 81.949 | 0
| Zone | Remainder of System | 5 | Monthly System Peak Day | CAISO | 1-in-2 | 2029 | 15 | 318.3748 | 325.4823 | 8.6046 | 82.9769 | 0
| Zone | Remainder of System | 5 | Monthly System Peak Day | CAISO | 1-in-2 | 2029 | 16 | 277.1048 | 279.9483 | 8.3941 | 83.3815 | 0
| Zone | Remainder of System | 5 | Monthly System Peak Day | CAISO | 1-in-2 | 2029 | 17 | 265.4218 | 270.9153 | 8.2665 | 83.2329 | 0
| Zone | Remainder of System | 5 | Monthly System Peak Day | CAISO | 1-in-2 | 2029 | 18 | 239.13 | 245.0986 | 8.2754 | 81.6257 | 0
| Zone | Remainder of System | 5 | Monthly System Peak Day | CAISO | 1-in-2 | 2029 | 19 | 248.261 | 255.1369 | 8.502 | 79.3771 | 0
| Zone | Remainder of System | 5 | Monthly System Peak Day | CAISO | 1-in-2 | 2029 | 20 | 235.7306 | 239.0963 | 8.3994 | 76.33 | 0
| Zone | Remainder of System | 5 | Monthly System Peak Day | CAISO | 1-in-2 | 2029 | 21 | 240.7791 | 246.1491 | 8.0907 | 72.094 | 0
| Zone | Remainder of System | 5 | Monthly System Peak Day | CAISO | 1-in-2 | 2029 | 22 | 430.0691 | 448.3339 | 8.3448 | 68.7355 | 0
| Zone | Remainder of System | 5 | Monthly System Peak Day | CAISO | 1-in-2 | 2029 | 23 | 430.5335 | 452.2176 | 8.4539 | 66.6746 | 0
| Zone | Remainder of System | 5 | Monthly System Peak Day | CAISO | 1-in-2 | 2029 | 24 | 369.1471 | 394.1058 | 8.5439 | 64.9491 | 0
| Zone | Remainder of System | 6 | Average Weekday | CAISO | 1-in-2 | 2029 | 1 | 273.01 | 291.0838 | 8.7304 | 63.1112 | 0
| Zone | Remainder of System | 6 | Average Weekday | CAISO | 1-in-2 | 2029 | 2 | 269.6262 | 287.2189 | 8.7017 | 62.1452 | 0
| Zone | Remainder of System | 6 | Average Weekday | CAISO | 1-in-2 | 2029 | 3 | 419.7555 | 453.4428 | 8.6942 | 61.3041 | 0
| Zone | Remainder of System | 6 | Average Weekday | CAISO | 1-in-2 | 2029 | 4 | 575.2483 | 620.2945 | 8.6892 | 60.6018 | 0
| Zone | Remainder of System | 6 | Average Weekday | CAISO | 1-in-2 | 2029 | 5 | 530.659 | 579.1429 | 8.7047 | 60.0304 | 0
| Zone | Remainder of System | 6 | Average Weekday | CAISO | 1-in-2 | 2029 | 6 | 536.2403 | 589.4565 | 8.7342 | 59.4565 | 0
| Zone | Remainder of System | 6 | Average Weekday | CAISO | 1-in-2 | 2029 | 7 | 545.6985 | 575.2276 | 9.0049 | 58.9785 | 0
| Zone | Remainder of System | 6 | Average Weekday | CAISO | 1-in-2 | 2029 | 8 | 537.3326 | 572.1871 | 8.702 | 59.7299 | 0
| Zone | Remainder of System | 6 | Average Weekday | CAISO | 1-in-2 | 2029 | 9 | 539.2317 | 556.5601 | 8.7617 | 62.174 | 0
| Zone | Remainder of System | 6 | Average Weekday | CAISO | 1-in-2 | 2029 | 10 | 524.3593 | 531.7209 | 8.9599 | 65.2314 | 0
| Zone | Remainder of System | 6 | Average Weekday | CAISO | 1-in-2 | 2029 | 11 | 486.9497 | 489.5916 | 9.0043 | 68.4714 | 0
| Zone | Remainder of System | 6 | Average Weekday | CAISO | 1-in-2 | 2029 | 12 | 479.9831 | 491.3273 | 8.9376 | 71.628 | 0
| Zone | Remainder of System | 6 | Average Weekday | CAISO | 1-in-2 | 2029 | 13 | 389.0275 | 419.8329 | 9.0246 | 74.2421 | 0
| Zone | Remainder of System | 6 | Average Weekday | CAISO | 1-in-2 | 2029 | 14 | 362.3322 | 384.9585 | 8.9826 | 76.363 | 0
| Zone | Remainder of System | 6 | Average Weekday | CAISO | 1-in-2 | 2029 | 15 | 301.2895 | 320.0258 | 9.1611 | 77.827 | 0
| Zone | Remainder of System | 6 | Average Weekday | CAISO | 1-in-2 | 2029 | 16 | 264.4072 | 274.8362 | 9.4662 | 78.4645 | 0
| Zone | Remainder of System | 6 | Average Weekday | CAISO | 1-in-2 | 2029 | 17 | 260.9695 | 267.1588 | 9.9169 | 78.5503 | 0
| Zone | Remainder of System | 6 | Average Weekday | CAISO | 1-in-2 | 2029 | 18 | 226.3475 | 240.5014 | 9.6199 | 77.7222 | 0
| Zone | Remainder of System | 6 | Average Weekday | CAISO | 1-in-2 | 2029 | 19 | 218.1332 | 229.3664 | 14.9026 | 76.2164 | 0
| Zone | Remainder of System | 6 | Average Weekday | CAISO | 1-in-2 | 2029 | 20 | 199.6307 | 206.2726 | 8.5612 | 74.0276 | 0
| Zone | Remainder of System | 6 | Average Weekday | CAISO | 1-in-2 | 2029 | 21 | 218.9924 | 225.3927 | 9.001 | 70.9789 | 0
| Zone | Remainder of System | 6 | Average Weekday | CAISO | 1-in-2 | 2029 | 22 | 386.6863 | 429.9771 | 8.5636 | 67.784 | 0
| Zone | Remainder of System | 6 | Average Weekday | CAISO | 1-in-2 | 2029 | 23 | 409.4333 | 454.6934 | 8.6482 | 65.8352 | 0
| Zone | Remainder of System | 6 | Average Weekday | CAISO | 1-in-2 | 2029 | 24 | 377.8578 | 412.7908 | 8.6783 | 64.4629 | 0
| Zone | Remainder of System | 6 | Monthly System Peak Day | CAISO | 1-in-2 | 2029 | 1 | 273.01 | 290.3185 | 8.3482 | 65.2895 | 0
| Zone | Remainder of System | 6 | Monthly System Peak Day | CAISO | 1-in-2 | 2029 | 2 | 269.6262 | 283.9365 | 8.3576 | 64.5317 | 0
| Zone | Remainder of System | 6 | Monthly System Peak Day | CAISO | 1-in-2 | 2029 | 3 | 419.7555 | 440.8837 | 8.3593 | 63.7888 | 0
| Zone | Remainder of System | 6 | Monthly System Peak Day | CAISO | 1-in-2 | 2029 | 4 | 575.2483 | 594.2669 | 8.3618 | 62.9638 | 0
| Zone | Remainder of System | 6 | Monthly System Peak Day | CAISO | 1-in-2 | 2029 | 5 | 530.659 | 558.2014 | 8.3605 | 62.0477 | 0
| Zone | Remainder of System | 6 | Monthly System Peak Day | CAISO | 1-in-2 | 2029 | 6 | 536.2403 | 566.16 | 8.3622 | 60.8109 | 0
| Zone | Remainder of System | 6 | Monthly System Peak Day | CAISO | 1-in-2 | 2029 | 7 | 545.6985 | 543.7729 | 8.4041 | 60.1144 | 0
| Zone | Remainder of System | 6 | Monthly System Peak Day | CAISO | 1-in-2 | 2029 | 8 | 537.3326 | 551.0983 | 8.282 | 60.8839 | 0
| Zone | Remainder of System | 6 | Monthly System Peak Day | CAISO | 1-in-2 | 2029 | 9 | 539.2317 | 565.5293 | 8.2738 | 64.0861 | 0
| Zone | Remainder of System | 6 | Monthly System Peak Day | CAISO | 1-in-2 | 2029 | 10 | 524.3593 | 540.647 | 8.3552 | 67.6713 | 0
| Zone | Remainder of System | 6 | Monthly System Peak Day | CAISO | 1-in-2 | 2029 | 11 | 486.9497 | 501.638 | 8.3397 | 71.258 | 0
| Zone | Remainder of System | 6 | Monthly System Peak Day | CAISO | 1-in-2 | 2029 | 12 | 479.9831 | 498.1039 | 8.299 | 75.0038 | 0
| Zone | Remainder of System | 6 | Monthly System Peak Day | CAISO | 1-in-2 | 2029 | 13 | 389.0275 | 414.1424 | 8.3043 | 78.5255 | 0
| Zone | Remainder of System | 6 | Monthly System Peak Day | CAISO | 1-in-2 | 2029 | 14 | 362.3322 | 383.5872 | 8.3295 | 81.1311 | 0
| Zone | Remainder of System | 6 | Monthly System Peak Day | CAISO | 1-in-2 | 2029 | 15 | 301.2895 | 321.0255 | 8.4388 | 83.4287 | 0
| Zone | Remainder of System | 6 | Monthly System Peak Day | CAISO | 1-in-2 | 2029 | 16 | 264.4072 | 271.3993 | 8.5662 | 84.2761 | 0
| Zone | Remainder of System | 6 | Monthly System Peak Day | CAISO | 1-in-2 | 2029 | 17 | 260.9695 | 268.5903 | 9.4161 | 84.0626 | 0
| Zone | Remainder of System | 6 | Monthly System Peak Day | CAISO | 1-in-2 | 2029 | 18 | 226.3475 | 244.3156 | 9.3132 | 83.0593 | 0
| Zone | Remainder of System | 6 | Monthly System Peak Day | CAISO | 1-in-2 | 2029 | 19 | 218.1332 | 240.5117 | 10.2125 | 81.2172 | 0
| Zone | Remainder of System | 6 | Monthly System Peak Day | CAISO | 1-in-2 | 2029 | 20 | 199.6307 | 213.265 | 8.4783 | 78.5937 | 0
| Zone | Remainder of System | 6 | Monthly System Peak Day | CAISO | 1-in-2 | 2029 | 21 | 218.9924 | 238.9254 | 9.1018 | 74.8448 | 0
| Zone | Remainder of System | 6 | Monthly System Peak Day | CAISO | 1-in-2 | 2029 | 22 | 386.6863 | 414.1191 | 8.3693 | 70.7275 | 0
| Zone | Remainder of System | 6 | Monthly System Peak Day | CAISO | 1-in-2 | 2029 | 23 | 409.4333 | 441.6806 | 8.3559 | 68.2082 | 0
| Zone | Remainder of System | 6 | Monthly System Peak Day | CAISO | 1-in-2 | 2029 | 24 | 377.8578 | 407.4893 | 8.3204 | 66.809 | 0
| Zone | Remainder of System | 7 | Average Weekday | CAISO | 1-in-2 | 2029 | 1 | 265.3569 | 282.4683 | 8.8851 | 68.08 | 0
| Zone | Remainder of System | 7 | Average Weekday | CAISO | 1-in-2 | 2029 | 2 | 263.5461 | 275.0215 | 8.8965 | 67.3516 | 0
| Zone | Remainder of System | 7 | Average Weekday | CAISO | 1-in-2 | 2029 | 3 | 405.7632 | 426.3044 | 8.8985 | 66.697 | 0
| Zone | Remainder of System | 7 | Average Weekday | CAISO | 1-in-2 | 2029 | 4 | 559.6664 | 581.2125 | 8.9009 | 66.1335 | 0
| Zone | Remainder of System | 7 | Average Weekday | CAISO | 1-in-2 | 2029 | 5 | 515.2177 | 540.7384 | 8.899 | 65.6106 | 0
| Zone | Remainder of System | 7 | Average Weekday | CAISO | 1-in-2 | 2029 | 6 | 515.7363 | 543.3302 | 8.8974 | 65.1256 | 0
| Zone | Remainder of System | 7 | Average Weekday | CAISO | 1-in-2 | 2029 | 7 | 524.3515 | 523.2358 | 8.8798 | 64.7652 | 0
| Zone | Remainder of System | 7 | Average Weekday | CAISO | 1-in-2 | 2029 | 8 | 514.9116 | 530.449 | 8.8239 | 65.1789 | 0
| Zone | Remainder of System | 7 | Average Weekday | CAISO | 1-in-2 | 2029 | 9 | 504.1238 | 532.2446 | 8.8113 | 67.2839 | 0
| Zone | Remainder of System | 7 | Average Weekday | CAISO | 1-in-2 | 2029 | 10 | 489.6982 | 505.8788 | 8.8516 | 70.1065 | 0
| Zone | Remainder of System | 7 | Average Weekday | CAISO | 1-in-2 | 2029 | 11 | 459.0851 | 474.3387 | 8.8362 | 73.2348 | 0
| Zone | Remainder of System | 7 | Average Weekday | CAISO | 1-in-2 | 2029 | 12 | 452.6219 | 472.7498 | 8.8225 | 76.4308 | 0
| Zone | Remainder of System | 7 | Average Weekday | CAISO | 1-in-2 | 2029 | 13 | 362.6072 | 387.3626 | 8.8163 | 79.0108 | 0
| Zone | Remainder of System | 7 | Average Weekday | CAISO | 1-in-2 | 2029 | 14 | 335.8965 | 357.4812 | 8.8397 | 81.0239 | 0
| Zone | Remainder of System | 7 | Average Weekday | CAISO | 1-in-2 | 2029 | 15 | 283.7304 | 303.6743 | 8.8932 | 82.3721 | 0
| Zone | Remainder of System | 7 | Average Weekday | CAISO | 1-in-2 | 2029 | 16 | 245.5995 | 252.3204 | 8.9324 | 82.9063 | 0
| Zone | Remainder of System | 7 | Average Weekday | CAISO | 1-in-2 | 2029 | 17 | 247.2557 | 255.8854 | 9.8688 | 82.877 | 0
| Zone | Remainder of System | 7 | Average Weekday | CAISO | 1-in-2 | 2029 | 18 | 217.9246 | 236.0459 | 9.7798 | 82.0052 | 0
| Zone | Remainder of System | 7 | Average Weekday | CAISO | 1-in-2 | 2029 | 19 | 214.0301 | 236.6708 | 9.5439 | 80.3719 | 0
| Zone | Remainder of System | 7 | Average Weekday | CAISO | 1-in-2 | 2029 | 20 | 202.4829 | 216.1185 | 9.1848 | 78.1158 | 0
| Zone | Remainder of System | 7 | Average Weekday | CAISO | 1-in-2 | 2029 | 21 | 220.2253 | 240.2268 | 9.2831 | 75.1175 | 0
| Zone | Remainder of System | 7 | Average Weekday | CAISO | 1-in-2 | 2029 | 22 | 385.393 | 412.3375 | 8.889 | 71.9882 | 0
| Zone | Remainder of System | 7 | Average Weekday | CAISO | 1-in-2 | 2029 | 23 | 402.2328 | 433.4425 | 8.8978 | 70.0845 | 0
| Zone | Remainder of System | 7 | Average Weekday | CAISO | 1-in-2 | 2029 | 24 | 362.2094 | 390.5187 | 8.8659 | 68.8469 | 0
| Zone | Remainder of System | 7 | Monthly System Peak Day | CAISO | 1-in-2 | 2029 | 1 | 265.3569 | 261.9597 | 8.9554 | 73.1955 | 0
| Zone | Remainder of System | 7 | Monthly System Peak Day | CAISO | 1-in-2 | 2029 | 2 | 263.5461 | 245.4803 | 8.9691 | 72.0249 | 0
| Zone | Remainder of System | 7 | Monthly System Peak Day | CAISO | 1-in-2 | 2029 | 3 | 405.7632 | 350.8741 | 8.9726 | 71.091 | 0
| Zone | Remainder of System | 7 | Monthly System Peak Day | CAISO | 1-in-2 | 2029 | 4 | 559.6664 | 461.5276 | 8.9715 | 70.2162 | 0
| Zone | Remainder of System | 7 | Monthly System Peak Day | CAISO | 1-in-2 | 2029 | 5 | 515.2177 | 430.8939 | 8.9698 | 69.6015 | 0
| Zone | Remainder of System | 7 | Monthly System Peak Day | CAISO | 1-in-2 | 2029 | 6 | 515.7363 | 454.4117 | 8.9681 | 69.0472 | 0
| Zone | Remainder of System | 7 | Monthly System Peak Day | CAISO | 1-in-2 | 2029 | 7 | 524.3515 | 444.5659 | 8.9756 | 68.4552 | 0
| Zone | Remainder of System | 7 | Monthly System Peak Day | CAISO | 1-in-2 | 2029 | 8 | 514.9116 | 459.4265 | 8.9066 | 68.8219 | 0
| Zone | Remainder of System | 7 | Monthly System Peak Day | CAISO | 1-in-2 | 2029 | 9 | 504.1238 | 486.007 | 8.8877 | 71.8173 | 0
| Zone | Remainder of System | 7 | Monthly System Peak Day | CAISO | 1-in-2 | 2029 | 10 | 489.6982 | 458.3981 | 8.9292 | 75.7699 | 0
| Zone | Remainder of System | 7 | Monthly System Peak Day | CAISO | 1-in-2 | 2029 | 11 | 459.0851 | 428.2416 | 8.8971 | 79.9919 | 0
| Zone | Remainder of System | 7 | Monthly System Peak Day | CAISO | 1-in-2 | 2029 | 12 | 452.6219 | 426.727 | 8.8679 | 83.7897 | 0
| Zone | Remainder of System | 7 | Monthly System Peak Day | CAISO | 1-in-2 | 2029 | 13 | 362.6072 | 358.9187 | 8.8581 | 86.8527 | 0
| Zone | Remainder of System | 7 | Monthly System Peak Day | CAISO | 1-in-2 | 2029 | 14 | 335.8965 | 336.2401 | 8.8879 | 88.9939 | 0
| Zone | Remainder of System | 7 | Monthly System Peak Day | CAISO | 1-in-2 | 2029 | 15 | 283.7304 | 290.9455 | 8.9735 | 90.4931 | 0
| Zone | Remainder of System | 7 | Monthly System Peak Day | CAISO | 1-in-2 | 2029 | 16 | 245.5995 | 240.2228 | 9.027 | 90.6156 | 0
| Zone | Remainder of System | 7 | Monthly System Peak Day | CAISO | 1-in-2 | 2029 | 17 | 247.2557 | 252.9738 | 9.9295 | 90.4844 | 0
| Zone | Remainder of System | 7 | Monthly System Peak Day | CAISO | 1-in-2 | 2029 | 18 | 217.9246 | 249.4973 | 9.9576 | 88.756 | 0
| Zone | Remainder of System | 7 | Monthly System Peak Day | CAISO | 1-in-2 | 2029 | 19 | 214.0301 | 199.4349 | 9.118 | 87.1895 | 0
| Zone | Remainder of System | 7 | Monthly System Peak Day | CAISO | 1-in-2 | 2029 | 20 | 202.4829 | 176.824 | 8.9559 | 84.4147 | 0
| Zone | Remainder of System | 7 | Monthly System Peak Day | CAISO | 1-in-2 | 2029 | 21 | 220.2253 | 201.7514 | 10.5013 | 81.3972 | 0
| Zone | Remainder of System | 7 | Monthly System Peak Day | CAISO | 1-in-2 | 2029 | 22 | 385.393 | 355.2478 | 9.089 | 79.1916 | 0
| Zone | Remainder of System | 7 | Monthly System Peak Day | CAISO | 1-in-2 | 2029 | 23 | 402.2328 | 364.0454 | 8.9345 | 77.6472 | 0
| Zone | Remainder of System | 7 | Monthly System Peak Day | CAISO | 1-in-2 | 2029 | 24 | 362.2094 | 342.613 | 8.9269 | 76.3413 | 0
| Zone | Remainder of System | 8 | Average Weekday | CAISO | 1-in-2 | 2029 | 1 | 274.4926 | 296.1721 | 8.4505 | 68.1134 | 0
| Zone | Remainder of System | 8 | Average Weekday | CAISO | 1-in-2 | 2029 | 2 | 274.6425 | 291.0627 | 8.4642 | 67.1923 | 0
| Zone | Remainder of System | 8 | Average Weekday | CAISO | 1-in-2 | 2029 | 3 | 414.2166 | 434.0903 | 8.4667 | 66.3666 | 0
| Zone | Remainder of System | 8 | Average Weekday | CAISO | 1-in-2 | 2029 | 4 | 571.0749 | 594.7527 | 8.4693 | 65.6033 | 0
| Zone | Remainder of System | 8 | Average Weekday | CAISO | 1-in-2 | 2029 | 5 | 522.9732 | 554.989 | 8.4668 | 64.9066 | 0
| Zone | Remainder of System | 8 | Average Weekday | CAISO | 1-in-2 | 2029 | 6 | 527.8133 | 562.5844 | 8.4646 | 64.3295 | 0
| Zone | Remainder of System | 8 | Average Weekday | CAISO | 1-in-2 | 2029 | 7 | 537.5943 | 537.7811 | 8.4458 | 63.8791 | 0
| Zone | Remainder of System | 8 | Average Weekday | CAISO | 1-in-2 | 2029 | 8 | 528.1734 | 546.8186 | 8.3794 | 63.8355 | 0
| Zone | Remainder of System | 8 | Average Weekday | CAISO | 1-in-2 | 2029 | 9 | 511.6069 | 538.4583 | 8.3624 | 65.9972 | 0
| Zone | Remainder of System | 8 | Average Weekday | CAISO | 1-in-2 | 2029 | 10 | 499.6987 | 516.3317 | 8.4116 | 69.4323 | 0
| Zone | Remainder of System | 8 | Average Weekday | CAISO | 1-in-2 | 2029 | 11 | 463.6456 | 479.2952 | 8.3904 | 73.4127 | 0
| Zone | Remainder of System | 8 | Average Weekday | CAISO | 1-in-2 | 2029 | 12 | 453.722 | 474.3223 | 8.37 | 77.2854 | 0
| Zone | Remainder of System | 8 | Average Weekday | CAISO | 1-in-2 | 2029 | 13 | 373.2551 | 399.3179 | 8.3608 | 80.4135 | 0
| Zone | Remainder of System | 8 | Average Weekday | CAISO | 1-in-2 | 2029 | 14 | 343.4578 | 365.3174 | 8.3922 | 82.7527 | 0
| Zone | Remainder of System | 8 | Average Weekday | CAISO | 1-in-2 | 2029 | 15 | 291.7088 | 311.8893 | 8.46 | 84.1637 | 0
| Zone | Remainder of System | 8 | Average Weekday | CAISO | 1-in-2 | 2029 | 16 | 251.6696 | 258.6635 | 8.5076 | 84.6461 | 0
| Zone | Remainder of System | 8 | Average Weekday | CAISO | 1-in-2 | 2029 | 17 | 255.5363 | 261.7761 | 9.5854 | 84.5587 | 0
| Zone | Remainder of System | 8 | Average Weekday | CAISO | 1-in-2 | 2029 | 18 | 224.0208 | 241.6457 | 9.4882 | 83.6467 | 0
| Zone | Remainder of System | 8 | Average Weekday | CAISO | 1-in-2 | 2029 | 19 | 218.7521 | 240.8229 | 9.0087 | 81.9145 | 0
| Zone | Remainder of System | 8 | Average Weekday | CAISO | 1-in-2 | 2029 | 20 | 215.3271 | 228.5644 | 8.6771 | 79.2555 | 0
| Zone | Remainder of System | 8 | Average Weekday | CAISO | 1-in-2 | 2029 | 21 | 229.9924 | 250.0034 | 8.9247 | 75.5248 | 0
| Zone | Remainder of System | 8 | Average Weekday | CAISO | 1-in-2 | 2029 | 22 | 388.3374 | 416.51 | 8.4606 | 72.4927 | 0
| Zone | Remainder of System | 8 | Average Weekday | CAISO | 1-in-2 | 2029 | 23 | 406.1706 | 439.8552 | 8.4613 | 70.5976 | 0
| Zone | Remainder of System | 8 | Average Weekday | CAISO | 1-in-2 | 2029 | 24 | 367.4313 | 398.9283 | 8.427 | 69.2749 | 0
| Zone | Remainder of System | 8 | Monthly System Peak Day | CAISO | 1-in-2 | 2029 | 1 | 274.4926 | 269.6347 | 7.507 | 77.2145 | 0
| Zone | Remainder of System | 8 | Monthly System Peak Day | CAISO | 1-in-2 | 2029 | 2 | 274.6425 | 259.2089 | 7.5261 | 76.3125 | 0
| Zone | Remainder of System | 8 | Monthly System Peak Day | CAISO | 1-in-2 | 2029 | 3 | 414.2166 | 367.3393 | 7.5312 | 75.6019 | 0
| Zone | Remainder of System | 8 | Monthly System Peak Day | CAISO | 1-in-2 | 2029 | 4 | 571.0749 | 477.813 | 7.5303 | 74.8021 | 0
| Zone | Remainder of System | 8 | Monthly System Peak Day | CAISO | 1-in-2 | 2029 | 5 | 522.9732 | 449.1569 | 7.5276 | 74.091 | 0
| Zone | Remainder of System | 8 | Monthly System Peak Day | CAISO | 1-in-2 | 2029 | 6 | 527.8133 | 463.9653 | 7.5251 | 73.4628 | 0
| Zone | Remainder of System | 8 | Monthly System Peak Day | CAISO | 1-in-2 | 2029 | 7 | 537.5943 | 450.3525 | 7.528 | 72.8738 | 0
| Zone | Remainder of System | 8 | Monthly System Peak Day | CAISO | 1-in-2 | 2029 | 8 | 528.1734 | 468.9328 | 7.438 | 72.891 | 0
| Zone | Remainder of System | 8 | Monthly System Peak Day | CAISO | 1-in-2 | 2029 | 9 | 511.6069 | 493.6885 | 7.4058 | 74.8105 | 0
| Zone | Remainder of System | 8 | Monthly System Peak Day | CAISO | 1-in-2 | 2029 | 10 | 499.6987 | 469.5697 | 7.4615 | 78.5087 | 0
| Zone | Remainder of System | 8 | Monthly System Peak Day | CAISO | 1-in-2 | 2029 | 11 | 463.6456 | 432.1445 | 7.4131 | 82.6998 | 0
| Zone | Remainder of System | 8 | Monthly System Peak Day | CAISO | 1-in-2 | 2029 | 12 | 453.722 | 426.3275 | 7.3682 | 86.6394 | 0
| Zone | Remainder of System | 8 | Monthly System Peak Day | CAISO | 1-in-2 | 2029 | 13 | 373.2551 | 370.7223 | 7.3494 | 89.5515 | 0
| Zone | Remainder of System | 8 | Monthly System Peak Day | CAISO | 1-in-2 | 2029 | 14 | 343.4578 | 344.5227 | 7.4008 | 91.4475 | 0
| Zone | Remainder of System | 8 | Monthly System Peak Day | CAISO | 1-in-2 | 2029 | 15 | 291.7088 | 299.3167 | 7.5221 | 92.1121 | 0
| Zone | Remainder of System | 8 | Monthly System Peak Day | CAISO | 1-in-2 | 2029 | 16 | 251.6696 | 246.6692 | 7.5881 | 91.6303 | 0
| Zone | Remainder of System | 8 | Monthly System Peak Day | CAISO | 1-in-2 | 2029 | 17 | 255.5363 | 258.9672 | 8.6346 | 91 | 0
| Zone | Remainder of System | 8 | Monthly System Peak Day | CAISO | 1-in-2 | 2029 | 18 | 224.0208 | 256.5201 | 8.6695 | 88.8061 | 0
| Zone | Remainder of System | 8 | Monthly System Peak Day | CAISO | 1-in-2 | 2029 | 19 | 218.7521 | 202.98 | 7.2363 | 86.6429 | 0
| Zone | Remainder of System | 8 | Monthly System Peak Day | CAISO | 1-in-2 | 2029 | 20 | 215.3271 | 187.5909 | 7.1147 | 84.8327 | 0
| Zone | Remainder of System | 8 | Monthly System Peak Day | CAISO | 1-in-2 | 2029 | 21 | 229.9924 | 209.2294 | 9.3035 | 82.0898 | 0
| Zone | Remainder of System | 8 | Monthly System Peak Day | CAISO | 1-in-2 | 2029 | 22 | 388.3374 | 360.9795 | 7.6828 | 80.2281 | 0
| Zone | Remainder of System | 8 | Monthly System Peak Day | CAISO | 1-in-2 | 2029 | 23 | 406.1706 | 373.3525 | 7.4848 | 79.0136 | 0
| Zone | Remainder of System | 8 | Monthly System Peak Day | CAISO | 1-in-2 | 2029 | 24 | 367.4313 | 351.4688 | 7.47 | 78.0096 | 0
| Zone | Remainder of System | 8 | Typical Event Day | CAISO | 1-in-2 | 2029 | 1 | 274.4926 | 269.6347 | 7.507 | 73.4009 | 0
| Zone | Remainder of System | 8 | Typical Event Day | CAISO | 1-in-2 | 2029 | 2 | 274.6425 | 259.2089 | 7.5261 | 72.3688 | 0
| Zone | Remainder of System | 8 | Typical Event Day | CAISO | 1-in-2 | 2029 | 3 | 414.2166 | 367.3393 | 7.5312 | 71.4642 | 0
| Zone | Remainder of System | 8 | Typical Event Day | CAISO | 1-in-2 | 2029 | 4 | 571.0749 | 477.813 | 7.5303 | 70.5395 | 0
| Zone | Remainder of System | 8 | Typical Event Day | CAISO | 1-in-2 | 2029 | 5 | 522.9732 | 449.1569 | 7.5276 | 69.7313 | 0
| Zone | Remainder of System | 8 | Typical Event Day | CAISO | 1-in-2 | 2029 | 6 | 527.8133 | 463.9653 | 7.5251 | 68.8608 | 0
| Zone | Remainder of System | 8 | Typical Event Day | CAISO | 1-in-2 | 2029 | 7 | 537.5943 | 450.3525 | 7.528 | 68.3746 | 0
| Zone | Remainder of System | 8 | Typical Event Day | CAISO | 1-in-2 | 2029 | 8 | 528.1734 | 468.9328 | 7.438 | 68.6934 | 0
| Zone | Remainder of System | 8 | Typical Event Day | CAISO | 1-in-2 | 2029 | 9 | 511.6069 | 493.6885 | 7.4058 | 71.1218 | 0
| Zone | Remainder of System | 8 | Typical Event Day | CAISO | 1-in-2 | 2029 | 10 | 499.6987 | 469.5697 | 7.4615 | 75.0502 | 0
| Zone | Remainder of System | 8 | Typical Event Day | CAISO | 1-in-2 | 2029 | 11 | 463.6456 | 432.1445 | 7.4131 | 79.5998 | 0
| Zone | Remainder of System | 8 | Typical Event Day | CAISO | 1-in-2 | 2029 | 12 | 453.722 | 426.3275 | 7.3682 | 83.6838 | 0
| Zone | Remainder of System | 8 | Typical Event Day | CAISO | 1-in-2 | 2029 | 13 | 373.2551 | 370.7223 | 7.3494 | 86.811 | 0
| Zone | Remainder of System | 8 | Typical Event Day | CAISO | 1-in-2 | 2029 | 14 | 343.4578 | 344.5227 | 7.4008 | 88.9964 | 0
| Zone | Remainder of System | 8 | Typical Event Day | CAISO | 1-in-2 | 2029 | 15 | 291.7088 | 299.3167 | 7.5221 | 90.3398 | 0
| Zone | Remainder of System | 8 | Typical Event Day | CAISO | 1-in-2 | 2029 | 16 | 251.6696 | 246.6692 | 7.5881 | 90.2511 | 0
| Zone | Remainder of System | 8 | Typical Event Day | CAISO | 1-in-2 | 2029 | 17 | 255.5363 | 258.9672 | 8.6346 | 89.8103 | 0
| Zone | Remainder of System | 8 | Typical Event Day | CAISO | 1-in-2 | 2029 | 18 | 224.0208 | 256.5201 | 8.6695 | 88.2706 | 0
| Zone | Remainder of System | 8 | Typical Event Day | CAISO | 1-in-2 | 2029 | 19 | 218.7521 | 202.98 | 7.2363 | 86.5935 | 0
| Zone | Remainder of System | 8 | Typical Event Day | CAISO | 1-in-2 | 2029 | 20 | 215.3271 | 187.5909 | 7.1147 | 84.3378 | 0
| Zone | Remainder of System | 8 | Typical Event Day | CAISO | 1-in-2 | 2029 | 21 | 229.9924 | 209.2294 | 9.3035 | 81.1077 | 0
| Zone | Remainder of System | 8 | Typical Event Day | CAISO | 1-in-2 | 2029 | 22 | 388.3374 | 360.9795 | 7.6828 | 78.5052 | 0
| Zone | Remainder of System | 8 | Typical Event Day | CAISO | 1-in-2 | 2029 | 23 | 406.1706 | 373.3525 | 7.4848 | 76.6856 | 0
| Zone | Remainder of System | 8 | Typical Event Day | CAISO | 1-in-2 | 2029 | 24 | 367.4313 | 351.4688 | 7.47 | 75.379 | 0
| Zone | Remainder of System | 9 | Average Weekday | CAISO | 1-in-2 | 2029 | 1 | 270.3223 | 279.7277 | 9.1545 | 67.9163 | 0
| Zone | Remainder of System | 9 | Average Weekday | CAISO | 1-in-2 | 2029 | 2 | 277.6694 | 279.376 | 9.1718 | 67.0577 | 0
| Zone | Remainder of System | 9 | Average Weekday | CAISO | 1-in-2 | 2029 | 3 | 440.8407 | 435.8003 | 9.1742 | 66.3107 | 0
| Zone | Remainder of System | 9 | Average Weekday | CAISO | 1-in-2 | 2029 | 4 | 601.2399 | 598.0995 | 9.1768 | 65.6674 | 0
| Zone | Remainder of System | 9 | Average Weekday | CAISO | 1-in-2 | 2029 | 5 | 537.1584 | 536.0782 | 9.1715 | 65.0638 | 0
| Zone | Remainder of System | 9 | Average Weekday | CAISO | 1-in-2 | 2029 | 6 | 525.6219 | 533.8737 | 9.1628 | 64.4963 | 0
| Zone | Remainder of System | 9 | Average Weekday | CAISO | 1-in-2 | 2029 | 7 | 554.3285 | 541.7751 | 9.1351 | 64.1368 | 0
| Zone | Remainder of System | 9 | Average Weekday | CAISO | 1-in-2 | 2029 | 8 | 527.8432 | 524.9081 | 9.0877 | 63.932 | 0
| Zone | Remainder of System | 9 | Average Weekday | CAISO | 1-in-2 | 2029 | 9 | 484.338 | 506.4237 | 9.0756 | 65.0104 | 0
| Zone | Remainder of System | 9 | Average Weekday | CAISO | 1-in-2 | 2029 | 10 | 478.722 | 490.8393 | 9.1273 | 67.9774 | 0
| Zone | Remainder of System | 9 | Average Weekday | CAISO | 1-in-2 | 2029 | 11 | 447.7829 | 460.0334 | 9.1056 | 71.7876 | 0
| Zone | Remainder of System | 9 | Average Weekday | CAISO | 1-in-2 | 2029 | 12 | 440.3222 | 452.9371 | 9.082 | 75.6626 | 0
| Zone | Remainder of System | 9 | Average Weekday | CAISO | 1-in-2 | 2029 | 13 | 371.5721 | 385.421 | 9.0696 | 78.8927 | 0
| Zone | Remainder of System | 9 | Average Weekday | CAISO | 1-in-2 | 2029 | 14 | 333.5458 | 347.4525 | 9.0967 | 81.1439 | 0
| Zone | Remainder of System | 9 | Average Weekday | CAISO | 1-in-2 | 2029 | 15 | 283.5321 | 298.5458 | 9.149 | 82.3872 | 0
| Zone | Remainder of System | 9 | Average Weekday | CAISO | 1-in-2 | 2029 | 16 | 253.0917 | 255.6802 | 9.1943 | 82.7874 | 0
| Zone | Remainder of System | 9 | Average Weekday | CAISO | 1-in-2 | 2029 | 17 | 258.7392 | 264.7415 | 10.1877 | 82.4533 | 0
| Zone | Remainder of System | 9 | Average Weekday | CAISO | 1-in-2 | 2029 | 18 | 229.2491 | 246.5517 | 10.0699 | 81.2939 | 0
| Zone | Remainder of System | 9 | Average Weekday | CAISO | 1-in-2 | 2029 | 19 | 229.7742 | 249.8764 | 10.0835 | 79.3617 | 0
| Zone | Remainder of System | 9 | Average Weekday | CAISO | 1-in-2 | 2029 | 20 | 226.6804 | 238.2864 | 9.1819 | 76.3554 | 0
| Zone | Remainder of System | 9 | Average Weekday | CAISO | 1-in-2 | 2029 | 21 | 235.8932 | 253.2418 | 9.4072 | 73.1548 | 0
| Zone | Remainder of System | 9 | Average Weekday | CAISO | 1-in-2 | 2029 | 22 | 394.0898 | 417.1134 | 9.1084 | 71.2851 | 0
| Zone | Remainder of System | 9 | Average Weekday | CAISO | 1-in-2 | 2029 | 23 | 407.7021 | 430.2598 | 9.1445 | 69.929 | 0
| Zone | Remainder of System | 9 | Average Weekday | CAISO | 1-in-2 | 2029 | 24 | 363.6053 | 382.491 | 9.1274 | 68.7915 | 0
| Zone | Remainder of System | 9 | Monthly System Peak Day | CAISO | 1-in-2 | 2029 | 1 | 270.3223 | 258.9132 | 9.2154 | 77.904 | 0
| Zone | Remainder of System | 9 | Monthly System Peak Day | CAISO | 1-in-2 | 2029 | 2 | 277.6694 | 252.8882 | 9.2347 | 76.6059 | 0
| Zone | Remainder of System | 9 | Monthly System Peak Day | CAISO | 1-in-2 | 2029 | 3 | 440.8407 | 371.7613 | 9.239 | 75.3749 | 0
| Zone | Remainder of System | 9 | Monthly System Peak Day | CAISO | 1-in-2 | 2029 | 4 | 601.2399 | 471.0972 | 9.2376 | 74.1759 | 0
| Zone | Remainder of System | 9 | Monthly System Peak Day | CAISO | 1-in-2 | 2029 | 5 | 537.1584 | 419.8052 | 9.2329 | 73.1852 | 0
| Zone | Remainder of System | 9 | Monthly System Peak Day | CAISO | 1-in-2 | 2029 | 6 | 525.6219 | 421.1331 | 9.2244 | 72.1223 | 0
| Zone | Remainder of System | 9 | Monthly System Peak Day | CAISO | 1-in-2 | 2029 | 7 | 554.3285 | 440.394 | 9.2244 | 72.0548 | 0
| Zone | Remainder of System | 9 | Monthly System Peak Day | CAISO | 1-in-2 | 2029 | 8 | 527.8432 | 431.7921 | 9.1629 | 72.1768 | 0
| Zone | Remainder of System | 9 | Monthly System Peak Day | CAISO | 1-in-2 | 2029 | 9 | 484.338 | 459.3069 | 9.1437 | 73.7735 | 0
| Zone | Remainder of System | 9 | Monthly System Peak Day | CAISO | 1-in-2 | 2029 | 10 | 478.722 | 439.8693 | 9.1946 | 78.2508 | 0
| Zone | Remainder of System | 9 | Monthly System Peak Day | CAISO | 1-in-2 | 2029 | 11 | 447.7829 | 409.4489 | 9.1554 | 84.4497 | 0
| Zone | Remainder of System | 9 | Monthly System Peak Day | CAISO | 1-in-2 | 2029 | 12 | 440.3222 | 405.9505 | 9.1167 | 89.3024 | 0
| Zone | Remainder of System | 9 | Monthly System Peak Day | CAISO | 1-in-2 | 2029 | 13 | 371.5721 | 349.26 | 9.1008 | 92.3143 | 0
| Zone | Remainder of System | 9 | Monthly System Peak Day | CAISO | 1-in-2 | 2029 | 14 | 333.5458 | 320.753 | 9.1348 | 94.4131 | 0
| Zone | Remainder of System | 9 | Monthly System Peak Day | CAISO | 1-in-2 | 2029 | 15 | 283.5321 | 281.8912 | 9.222 | 95.3252 | 0
| Zone | Remainder of System | 9 | Monthly System Peak Day | CAISO | 1-in-2 | 2029 | 16 | 253.0917 | 240.5667 | 9.2802 | 94.4826 | 0
| Zone | Remainder of System | 9 | Monthly System Peak Day | CAISO | 1-in-2 | 2029 | 17 | 258.7392 | 262.2141 | 10.2047 | 93.6941 | 0
| Zone | Remainder of System | 9 | Monthly System Peak Day | CAISO | 1-in-2 | 2029 | 18 | 229.2491 | 258.9471 | 10.1913 | 92.461 | 0
| Zone | Remainder of System | 9 | Monthly System Peak Day | CAISO | 1-in-2 | 2029 | 19 | 229.7742 | 210.2243 | 9.6416 | 91.3242 | 0
| Zone | Remainder of System | 9 | Monthly System Peak Day | CAISO | 1-in-2 | 2029 | 20 | 226.6804 | 197.7749 | 8.9703 | 89.5099 | 0
| Zone | Remainder of System | 9 | Monthly System Peak Day | CAISO | 1-in-2 | 2029 | 21 | 235.8932 | 216.3607 | 10.4129 | 86.0988 | 0
| Zone | Remainder of System | 9 | Monthly System Peak Day | CAISO | 1-in-2 | 2029 | 22 | 394.0898 | 354.8538 | 9.321 | 83.8735 | 0
| Zone | Remainder of System | 9 | Monthly System Peak Day | CAISO | 1-in-2 | 2029 | 23 | 407.7021 | 354.9203 | 9.172 | 81.8733 | 0
| Zone | Remainder of System | 9 | Monthly System Peak Day | CAISO | 1-in-2 | 2029 | 24 | 363.6053 | 331.1941 | 9.1791 | 80.3562 | 0
| Zone | Remainder of System | 10 | Average Weekday | CAISO | 1-in-2 | 2029 | 1 | 287.4886 | 298.0702 | 8.5684 | 62.4444 | 0
| Zone | Remainder of System | 10 | Average Weekday | CAISO | 1-in-2 | 2029 | 2 | 281.2477 | 287.8479 | 8.4577 | 61.5437 | 0
| Zone | Remainder of System | 10 | Average Weekday | CAISO | 1-in-2 | 2029 | 3 | 433.5424 | 442.9621 | 8.4425 | 60.6485 | 0
| Zone | Remainder of System | 10 | Average Weekday | CAISO | 1-in-2 | 2029 | 4 | 598.9283 | 613.671 | 8.405 | 59.9332 | 0
| Zone | Remainder of System | 10 | Average Weekday | CAISO | 1-in-2 | 2029 | 5 | 584.9455 | 598.7762 | 8.4014 | 59.2025 | 0
| Zone | Remainder of System | 10 | Average Weekday | CAISO | 1-in-2 | 2029 | 6 | 581.9935 | 597.0878 | 8.351 | 58.6584 | 0
| Zone | Remainder of System | 10 | Average Weekday | CAISO | 1-in-2 | 2029 | 7 | 581.9979 | 581.5221 | 8.3367 | 58.2291 | 0
| Zone | Remainder of System | 10 | Average Weekday | CAISO | 1-in-2 | 2029 | 8 | 570.0421 | 574.3316 | 8.6405 | 57.9539 | 0
| Zone | Remainder of System | 10 | Average Weekday | CAISO | 1-in-2 | 2029 | 9 | 543.801 | 581.9772 | 9.068 | 58.3197 | 0
| Zone | Remainder of System | 10 | Average Weekday | CAISO | 1-in-2 | 2029 | 10 | 525.3577 | 542.9564 | 8.7873 | 60.8693 | 0
| Zone | Remainder of System | 10 | Average Weekday | CAISO | 1-in-2 | 2029 | 11 | 508.496 | 521.4899 | 9.0085 | 64.43 | 0
| Zone | Remainder of System | 10 | Average Weekday | CAISO | 1-in-2 | 2029 | 12 | 497.2222 | 509.2876 | 9.2536 | 68.177 | 0
| Zone | Remainder of System | 10 | Average Weekday | CAISO | 1-in-2 | 2029 | 13 | 399.6116 | 409.9933 | 9.4489 | 71.2953 | 0
| Zone | Remainder of System | 10 | Average Weekday | CAISO | 1-in-2 | 2029 | 14 | 350.3389 | 357.549 | 9.3118 | 73.5492 | 0
| Zone | Remainder of System | 10 | Average Weekday | CAISO | 1-in-2 | 2029 | 15 | 304.2017 | 310.9583 | 8.9178 | 74.9618 | 0
| Zone | Remainder of System | 10 | Average Weekday | CAISO | 1-in-2 | 2029 | 16 | 273.514 | 276.2103 | 8.4146 | 75.8111 | 0
| Zone | Remainder of System | 10 | Average Weekday | CAISO | 1-in-2 | 2029 | 17 | 270.7968 | 276.9865 | 8.2105 | 75.6843 | 0
| Zone | Remainder of System | 10 | Average Weekday | CAISO | 1-in-2 | 2029 | 18 | 252.191 | 258.8835 | 8.268 | 74.5942 | 0
| Zone | Remainder of System | 10 | Average Weekday | CAISO | 1-in-2 | 2029 | 19 | 266.9831 | 273.5996 | 8.6955 | 72.5631 | 0
| Zone | Remainder of System | 10 | Average Weekday | CAISO | 1-in-2 | 2029 | 20 | 258.5403 | 262.0005 | 8.4002 | 69.6331 | 0
| Zone | Remainder of System | 10 | Average Weekday | CAISO | 1-in-2 | 2029 | 21 | 246.3792 | 252.0281 | 8.1 | 67.329 | 0
| Zone | Remainder of System | 10 | Average Weekday | CAISO | 1-in-2 | 2029 | 22 | 431.1266 | 448.9449 | 8.3328 | 65.6424 | 0
| Zone | Remainder of System | 10 | Average Weekday | CAISO | 1-in-2 | 2029 | 23 | 411.6711 | 432.2367 | 8.4864 | 64.3401 | 0
| Zone | Remainder of System | 10 | Average Weekday | CAISO | 1-in-2 | 2029 | 24 | 341.7032 | 365.1145 | 8.6667 | 63.2154 | 0
| Zone | Remainder of System | 10 | Monthly System Peak Day | CAISO | 1-in-2 | 2029 | 1 | 287.4886 | 307.8868 | 8.3972 | 72.2171 | 0
| Zone | Remainder of System | 10 | Monthly System Peak Day | CAISO | 1-in-2 | 2029 | 2 | 281.2477 | 293.1628 | 8.3417 | 70.8415 | 0
| Zone | Remainder of System | 10 | Monthly System Peak Day | CAISO | 1-in-2 | 2029 | 3 | 433.5424 | 447.9354 | 8.3353 | 70.0803 | 0
| Zone | Remainder of System | 10 | Monthly System Peak Day | CAISO | 1-in-2 | 2029 | 4 | 598.9283 | 615.3193 | 8.3223 | 68.827 | 0
| Zone | Remainder of System | 10 | Monthly System Peak Day | CAISO | 1-in-2 | 2029 | 5 | 584.9455 | 603.9265 | 8.3163 | 67.8458 | 0
| Zone | Remainder of System | 10 | Monthly System Peak Day | CAISO | 1-in-2 | 2029 | 6 | 581.9935 | 595.7424 | 8.2937 | 66.7427 | 0
| Zone | Remainder of System | 10 | Monthly System Peak Day | CAISO | 1-in-2 | 2029 | 7 | 581.9979 | 575.7481 | 8.2817 | 65.8678 | 0
| Zone | Remainder of System | 10 | Monthly System Peak Day | CAISO | 1-in-2 | 2029 | 8 | 570.0421 | 574.6367 | 8.4387 | 65.4377 | 0
| Zone | Remainder of System | 10 | Monthly System Peak Day | CAISO | 1-in-2 | 2029 | 9 | 543.801 | 593.7125 | 8.7362 | 66.2452 | 0
| Zone | Remainder of System | 10 | Monthly System Peak Day | CAISO | 1-in-2 | 2029 | 10 | 525.3577 | 549.8622 | 8.5233 | 69.8979 | 0
| Zone | Remainder of System | 10 | Monthly System Peak Day | CAISO | 1-in-2 | 2029 | 11 | 508.496 | 530.4914 | 8.665 | 74.5908 | 0
| Zone | Remainder of System | 10 | Monthly System Peak Day | CAISO | 1-in-2 | 2029 | 12 | 497.2222 | 522.6771 | 8.836 | 79.3034 | 0
| Zone | Remainder of System | 10 | Monthly System Peak Day | CAISO | 1-in-2 | 2029 | 13 | 399.6116 | 409.2244 | 8.983 | 83.164 | 0
| Zone | Remainder of System | 10 | Monthly System Peak Day | CAISO | 1-in-2 | 2029 | 14 | 350.3389 | 356.2686 | 8.8875 | 85.6548 | 0
| Zone | Remainder of System | 10 | Monthly System Peak Day | CAISO | 1-in-2 | 2029 | 15 | 304.2017 | 311.3044 | 8.5988 | 86.4362 | 0
| Zone | Remainder of System | 10 | Monthly System Peak Day | CAISO | 1-in-2 | 2029 | 16 | 273.514 | 274.8653 | 8.2853 | 86.5258 | 0
| Zone | Remainder of System | 10 | Monthly System Peak Day | CAISO | 1-in-2 | 2029 | 17 | 270.7968 | 276.946 | 8.1566 | 85.9902 | 0
| Zone | Remainder of System | 10 | Monthly System Peak Day | CAISO | 1-in-2 | 2029 | 18 | 252.191 | 258.6712 | 8.1529 | 84.5165 | 0
| Zone | Remainder of System | 10 | Monthly System Peak Day | CAISO | 1-in-2 | 2029 | 19 | 266.9831 | 272.6812 | 8.6546 | 82.4122 | 0
| Zone | Remainder of System | 10 | Monthly System Peak Day | CAISO | 1-in-2 | 2029 | 20 | 258.5403 | 262.5785 | 8.3997 | 79.6766 | 0
| Zone | Remainder of System | 10 | Monthly System Peak Day | CAISO | 1-in-2 | 2029 | 21 | 246.3792 | 254.6153 | 8.3412 | 76.8708 | 0
| Zone | Remainder of System | 10 | Monthly System Peak Day | CAISO | 1-in-2 | 2029 | 22 | 431.1266 | 448.8962 | 8.2612 | 74.658 | 0
| Zone | Remainder of System | 10 | Monthly System Peak Day | CAISO | 1-in-2 | 2029 | 23 | 411.6711 | 435.5899 | 8.3497 | 72.984 | 0
| Zone | Remainder of System | 10 | Monthly System Peak Day | CAISO | 1-in-2 | 2029 | 24 | 341.7032 | 379.3645 | 8.4593 | 71.6792 | 0
| Zone | Remainder of System | 11 | Average Weekday | CAISO | 1-in-2 | 2029 | 1 | 270.3867 | 277.0482 | 8.4505 | 55.1393 | 0
| Zone | Remainder of System | 11 | Average Weekday | CAISO | 1-in-2 | 2029 | 2 | 269.2663 | 275.5641 | 8.4691 | 54.2468 | 0
| Zone | Remainder of System | 11 | Average Weekday | CAISO | 1-in-2 | 2029 | 3 | 416.1692 | 426.7738 | 8.4441 | 53.5402 | 0
| Zone | Remainder of System | 11 | Average Weekday | CAISO | 1-in-2 | 2029 | 4 | 592.3547 | 609.789 | 8.4557 | 52.8548 | 0
| Zone | Remainder of System | 11 | Average Weekday | CAISO | 1-in-2 | 2029 | 5 | 558.017 | 583.7545 | 8.4291 | 52.2064 | 0
| Zone | Remainder of System | 11 | Average Weekday | CAISO | 1-in-2 | 2029 | 6 | 546.1402 | 573.7311 | 8.4351 | 51.6886 | 0
| Zone | Remainder of System | 11 | Average Weekday | CAISO | 1-in-2 | 2029 | 7 | 554.5089 | 551.6879 | 8.6238 | 51.4006 | 0
| Zone | Remainder of System | 11 | Average Weekday | CAISO | 1-in-2 | 2029 | 8 | 532.5229 | 536.8492 | 8.9278 | 51.2337 | 0
| Zone | Remainder of System | 11 | Average Weekday | CAISO | 1-in-2 | 2029 | 9 | 517.8015 | 545.0961 | 8.6132 | 52.617 | 0
| Zone | Remainder of System | 11 | Average Weekday | CAISO | 1-in-2 | 2029 | 10 | 495.3332 | 507.703 | 8.9092 | 55.9436 | 0
| Zone | Remainder of System | 11 | Average Weekday | CAISO | 1-in-2 | 2029 | 11 | 468.5759 | 476.6921 | 9.1 | 59.9898 | 0
| Zone | Remainder of System | 11 | Average Weekday | CAISO | 1-in-2 | 2029 | 12 | 462.1137 | 469.5219 | 9.1968 | 63.6279 | 0
| Zone | Remainder of System | 11 | Average Weekday | CAISO | 1-in-2 | 2029 | 13 | 373.3387 | 384.5231 | 8.9769 | 66.3108 | 0
| Zone | Remainder of System | 11 | Average Weekday | CAISO | 1-in-2 | 2029 | 14 | 340.9085 | 348.6004 | 8.7133 | 67.955 | 0
| Zone | Remainder of System | 11 | Average Weekday | CAISO | 1-in-2 | 2029 | 15 | 287.8794 | 297.3486 | 8.3948 | 68.7613 | 0
| Zone | Remainder of System | 11 | Average Weekday | CAISO | 1-in-2 | 2029 | 16 | 260.1479 | 262.7102 | 8.4772 | 68.8401 | 0
| Zone | Remainder of System | 11 | Average Weekday | CAISO | 1-in-2 | 2029 | 17 | 264.9772 | 270.5411 | 8.2922 | 67.8879 | 0
| Zone | Remainder of System | 11 | Average Weekday | CAISO | 1-in-2 | 2029 | 18 | 247.1483 | 253.2816 | 8.4617 | 65.6421 | 0
| Zone | Remainder of System | 11 | Average Weekday | CAISO | 1-in-2 | 2029 | 19 | 263.906 | 268.233 | 8.4173 | 63.0659 | 0
| Zone | Remainder of System | 11 | Average Weekday | CAISO | 1-in-2 | 2029 | 20 | 248.6349 | 309.6018 | 10.4857 | 61.0428 | 0
| Zone | Remainder of System | 11 | Average Weekday | CAISO | 1-in-2 | 2029 | 21 | 235.4245 | 241.6935 | 8.0681 | 59.4763 | 0
| Zone | Remainder of System | 11 | Average Weekday | CAISO | 1-in-2 | 2029 | 22 | 412.9509 | 428.886 | 8.4169 | 58.1157 | 0
| Zone | Remainder of System | 11 | Average Weekday | CAISO | 1-in-2 | 2029 | 23 | 393.8789 | 408.9731 | 8.5826 | 57.0092 | 0
| Zone | Remainder of System | 11 | Average Weekday | CAISO | 1-in-2 | 2029 | 24 | 322.3439 | 335.0789 | 8.5069 | 56.044 | 0
| Zone | Remainder of System | 11 | Monthly System Peak Day | CAISO | 1-in-2 | 2029 | 1 | 270.3867 | 277.0482 | 8.4505 | 56.8952 | 0
| Zone | Remainder of System | 11 | Monthly System Peak Day | CAISO | 1-in-2 | 2029 | 2 | 269.2663 | 275.5641 | 8.4691 | 55.5083 | 0
| Zone | Remainder of System | 11 | Monthly System Peak Day | CAISO | 1-in-2 | 2029 | 3 | 416.1692 | 426.7738 | 8.4441 | 54.5876 | 0
| Zone | Remainder of System | 11 | Monthly System Peak Day | CAISO | 1-in-2 | 2029 | 4 | 592.3547 | 609.789 | 8.4557 | 53.8228 | 0
| Zone | Remainder of System | 11 | Monthly System Peak Day | CAISO | 1-in-2 | 2029 | 5 | 558.017 | 583.7545 | 8.4291 | 53.0023 | 0
| Zone | Remainder of System | 11 | Monthly System Peak Day | CAISO | 1-in-2 | 2029 | 6 | 546.1402 | 573.7311 | 8.4351 | 52.0448 | 0
| Zone | Remainder of System | 11 | Monthly System Peak Day | CAISO | 1-in-2 | 2029 | 7 | 554.5089 | 551.6879 | 8.6238 | 51.8419 | 0
| Zone | Remainder of System | 11 | Monthly System Peak Day | CAISO | 1-in-2 | 2029 | 8 | 532.5229 | 536.8492 | 8.9278 | 51.2473 | 0
| Zone | Remainder of System | 11 | Monthly System Peak Day | CAISO | 1-in-2 | 2029 | 9 | 517.8015 | 545.0961 | 8.6132 | 53.9035 | 0
| Zone | Remainder of System | 11 | Monthly System Peak Day | CAISO | 1-in-2 | 2029 | 10 | 495.3332 | 507.703 | 8.9092 | 59.5086 | 0
| Zone | Remainder of System | 11 | Monthly System Peak Day | CAISO | 1-in-2 | 2029 | 11 | 468.5759 | 476.6921 | 9.1 | 65.8059 | 0
| Zone | Remainder of System | 11 | Monthly System Peak Day | CAISO | 1-in-2 | 2029 | 12 | 462.1137 | 469.5219 | 9.1968 | 71.0123 | 0
| Zone | Remainder of System | 11 | Monthly System Peak Day | CAISO | 1-in-2 | 2029 | 13 | 373.3387 | 384.5231 | 8.9769 | 74.1978 | 0
| Zone | Remainder of System | 11 | Monthly System Peak Day | CAISO | 1-in-2 | 2029 | 14 | 340.9085 | 348.6004 | 8.7133 | 76.0754 | 0
| Zone | Remainder of System | 11 | Monthly System Peak Day | CAISO | 1-in-2 | 2029 | 15 | 287.8794 | 297.3486 | 8.3948 | 77.1162 | 0
| Zone | Remainder of System | 11 | Monthly System Peak Day | CAISO | 1-in-2 | 2029 | 16 | 260.1479 | 262.7102 | 8.4772 | 77.2485 | 0
| Zone | Remainder of System | 11 | Monthly System Peak Day | CAISO | 1-in-2 | 2029 | 17 | 264.9772 | 270.5411 | 8.2922 | 75.9806 | 0
| Zone | Remainder of System | 11 | Monthly System Peak Day | CAISO | 1-in-2 | 2029 | 18 | 247.1483 | 253.2816 | 8.4617 | 73.0124 | 0
| Zone | Remainder of System | 11 | Monthly System Peak Day | CAISO | 1-in-2 | 2029 | 19 | 263.906 | 268.233 | 8.4173 | 69.2583 | 0
| Zone | Remainder of System | 11 | Monthly System Peak Day | CAISO | 1-in-2 | 2029 | 20 | 248.6349 | 309.6018 | 10.4857 | 66.8881 | 0
| Zone | Remainder of System | 11 | Monthly System Peak Day | CAISO | 1-in-2 | 2029 | 21 | 235.4245 | 241.6935 | 8.0681 | 64.7514 | 0
| Zone | Remainder of System | 11 | Monthly System Peak Day | CAISO | 1-in-2 | 2029 | 22 | 412.9509 | 428.886 | 8.4169 | 62.7621 | 0
| Zone | Remainder of System | 11 | Monthly System Peak Day | CAISO | 1-in-2 | 2029 | 23 | 393.8789 | 408.9731 | 8.5826 | 61.0133 | 0
| Zone | Remainder of System | 11 | Monthly System Peak Day | CAISO | 1-in-2 | 2029 | 24 | 322.3439 | 335.0789 | 8.5069 | 59.4414 | 0
| Zone | Remainder of System | 12 | Average Weekday | CAISO | 1-in-2 | 2029 | 1 | 255.3582 | 262.4161 | 8.3119 | 48.4162 | 0
| Zone | Remainder of System | 12 | Average Weekday | CAISO | 1-in-2 | 2029 | 2 | 251.3397 | 258.0338 | 8.3379 | 47.6968 | 0
| Zone | Remainder of System | 12 | Average Weekday | CAISO | 1-in-2 | 2029 | 3 | 392.6258 | 404.8708 | 8.3436 | 47.0922 | 0
| Zone | Remainder of System | 12 | Average Weekday | CAISO | 1-in-2 | 2029 | 4 | 567.9702 | 587.3993 | 8.3502 | 46.5967 | 0
| Zone | Remainder of System | 12 | Average Weekday | CAISO | 1-in-2 | 2029 | 5 | 537.9013 | 566.7546 | 8.3538 | 46.1058 | 0
| Zone | Remainder of System | 12 | Average Weekday | CAISO | 1-in-2 | 2029 | 6 | 514.8266 | 547.1093 | 8.359 | 45.6281 | 0
| Zone | Remainder of System | 12 | Average Weekday | CAISO | 1-in-2 | 2029 | 7 | 508.9103 | 507.7572 | 8.32 | 45.2597 | 0
| Zone | Remainder of System | 12 | Average Weekday | CAISO | 1-in-2 | 2029 | 8 | 499.946 | 506.8013 | 8.2716 | 44.9964 | 0
| Zone | Remainder of System | 12 | Average Weekday | CAISO | 1-in-2 | 2029 | 9 | 480.9021 | 509.0697 | 8.2232 | 45.5801 | 0
| Zone | Remainder of System | 12 | Average Weekday | CAISO | 1-in-2 | 2029 | 10 | 451.3977 | 467.9196 | 8.2504 | 48.5465 | 0
| Zone | Remainder of System | 12 | Average Weekday | CAISO | 1-in-2 | 2029 | 11 | 426.5009 | 436.5506 | 8.2078 | 52.2576 | 0
| Zone | Remainder of System | 12 | Average Weekday | CAISO | 1-in-2 | 2029 | 12 | 418.9311 | 425.9503 | 8.1684 | 55.5505 | 0
| Zone | Remainder of System | 12 | Average Weekday | CAISO | 1-in-2 | 2029 | 13 | 339.4857 | 350.2603 | 8.1587 | 58.0477 | 0
| Zone | Remainder of System | 12 | Average Weekday | CAISO | 1-in-2 | 2029 | 14 | 309.5605 | 318.0867 | 8.1922 | 59.6814 | 0
| Zone | Remainder of System | 12 | Average Weekday | CAISO | 1-in-2 | 2029 | 15 | 270.8206 | 279.5532 | 8.2476 | 60.6344 | 0
| Zone | Remainder of System | 12 | Average Weekday | CAISO | 1-in-2 | 2029 | 16 | 237.929 | 240.4275 | 8.3062 | 60.924 | 0
| Zone | Remainder of System | 12 | Average Weekday | CAISO | 1-in-2 | 2029 | 17 | 243.7946 | 250.3362 | 8.1715 | 60.2163 | 0
| Zone | Remainder of System | 12 | Average Weekday | CAISO | 1-in-2 | 2029 | 18 | 228.1527 | 234.0471 | 8.1503 | 58.125 | 0
| Zone | Remainder of System | 12 | Average Weekday | CAISO | 1-in-2 | 2029 | 19 | 246.1476 | 250.4662 | 8.4168 | 55.6097 | 0
| Zone | Remainder of System | 12 | Average Weekday | CAISO | 1-in-2 | 2029 | 20 | 238.3062 | 300.0706 | 8.4325 | 53.8019 | 0
| Zone | Remainder of System | 12 | Average Weekday | CAISO | 1-in-2 | 2029 | 21 | 225.3033 | 231.9975 | 8.0679 | 52.3231 | 0
| Zone | Remainder of System | 12 | Average Weekday | CAISO | 1-in-2 | 2029 | 22 | 400.367 | 415.9741 | 8.2548 | 51.115 | 0
| Zone | Remainder of System | 12 | Average Weekday | CAISO | 1-in-2 | 2029 | 23 | 382.8097 | 397.5055 | 8.2803 | 50.11 | 0
| Zone | Remainder of System | 12 | Average Weekday | CAISO | 1-in-2 | 2029 | 24 | 312.2825 | 325.8391 | 8.2836 | 49.1232 | 0
| Zone | Remainder of System | 12 | Monthly System Peak Day | CAISO | 1-in-2 | 2029 | 1 | 255.3582 | 262.4161 | 8.3119 | 48.2948 | 0
| Zone | Remainder of System | 12 | Monthly System Peak Day | CAISO | 1-in-2 | 2029 | 2 | 251.3397 | 258.0338 | 8.3379 | 46.93 | 0
| Zone | Remainder of System | 12 | Monthly System Peak Day | CAISO | 1-in-2 | 2029 | 3 | 392.6258 | 404.8708 | 8.3436 | 46.1477 | 0
| Zone | Remainder of System | 12 | Monthly System Peak Day | CAISO | 1-in-2 | 2029 | 4 | 567.9702 | 587.3993 | 8.3502 | 45.4458 | 0
| Zone | Remainder of System | 12 | Monthly System Peak Day | CAISO | 1-in-2 | 2029 | 5 | 537.9013 | 566.7546 | 8.3538 | 44.5797 | 0
| Zone | Remainder of System | 12 | Monthly System Peak Day | CAISO | 1-in-2 | 2029 | 6 | 514.8266 | 547.1093 | 8.359 | 44.0612 | 0
| Zone | Remainder of System | 12 | Monthly System Peak Day | CAISO | 1-in-2 | 2029 | 7 | 508.9103 | 507.7572 | 8.32 | 43.8067 | 0
| Zone | Remainder of System | 12 | Monthly System Peak Day | CAISO | 1-in-2 | 2029 | 8 | 499.946 | 506.8013 | 8.2716 | 43.7139 | 0
| Zone | Remainder of System | 12 | Monthly System Peak Day | CAISO | 1-in-2 | 2029 | 9 | 480.9021 | 509.0697 | 8.2232 | 44.6007 | 0
| Zone | Remainder of System | 12 | Monthly System Peak Day | CAISO | 1-in-2 | 2029 | 10 | 451.3977 | 467.9196 | 8.2504 | 48.3374 | 0
| Zone | Remainder of System | 12 | Monthly System Peak Day | CAISO | 1-in-2 | 2029 | 11 | 426.5009 | 436.5506 | 8.2078 | 53.0775 | 0
| Zone | Remainder of System | 12 | Monthly System Peak Day | CAISO | 1-in-2 | 2029 | 12 | 418.9311 | 425.9503 | 8.1684 | 57.7845 | 0
| Zone | Remainder of System | 12 | Monthly System Peak Day | CAISO | 1-in-2 | 2029 | 13 | 339.4857 | 350.2603 | 8.1587 | 61.0577 | 0
| Zone | Remainder of System | 12 | Monthly System Peak Day | CAISO | 1-in-2 | 2029 | 14 | 309.5605 | 318.0867 | 8.1922 | 62.7922 | 0
| Zone | Remainder of System | 12 | Monthly System Peak Day | CAISO | 1-in-2 | 2029 | 15 | 270.8206 | 279.5532 | 8.2476 | 63.3541 | 0
| Zone | Remainder of System | 12 | Monthly System Peak Day | CAISO | 1-in-2 | 2029 | 16 | 237.929 | 240.4275 | 8.3062 | 63.3348 | 0
| Zone | Remainder of System | 12 | Monthly System Peak Day | CAISO | 1-in-2 | 2029 | 17 | 243.7946 | 250.3362 | 8.1715 | 62.5976 | 0
| Zone | Remainder of System | 12 | Monthly System Peak Day | CAISO | 1-in-2 | 2029 | 18 | 228.1527 | 234.0471 | 8.1503 | 60.1329 | 0
| Zone | Remainder of System | 12 | Monthly System Peak Day | CAISO | 1-in-2 | 2029 | 19 | 246.1476 | 250.4662 | 8.4168 | 57.542 | 0
| Zone | Remainder of System | 12 | Monthly System Peak Day | CAISO | 1-in-2 | 2029 | 20 | 238.3062 | 300.0706 | 8.4325 | 55.6973 | 0
| Zone | Remainder of System | 12 | Monthly System Peak Day | CAISO | 1-in-2 | 2029 | 21 | 225.3033 | 231.9975 | 8.0679 | 54.0723 | 0
| Zone | Remainder of System | 12 | Monthly System Peak Day | CAISO | 1-in-2 | 2029 | 22 | 400.367 | 415.9741 | 8.2548 | 52.6684 | 0
| Zone | Remainder of System | 12 | Monthly System Peak Day | CAISO | 1-in-2 | 2029 | 23 | 382.8097 | 397.5055 | 8.2803 | 51.6911 | 0
| Zone | Remainder of System | 12 | Monthly System Peak Day | CAISO | 1-in-2 | 2029 | 24 | 312.2825 | 325.8391 | 8.2836 | 50.2983 | 0
| Zone | Remainder of System | 1 | Average Weekday | CAISO | 1-in-2 | 2030 | 1 | 264.1926 | 270.5386 | 8.3109 | 51.6966 | 0
| Zone | Remainder of System | 1 | Average Weekday | CAISO | 1-in-2 | 2030 | 2 | 261.9391 | 269.1979 | 8.3367 | 50.8567 | 0
| Zone | Remainder of System | 1 | Average Weekday | CAISO | 1-in-2 | 2030 | 3 | 405.8077 | 417.571 | 8.3423 | 50.0656 | 0
| Zone | Remainder of System | 1 | Average Weekday | CAISO | 1-in-2 | 2030 | 4 | 577.1749 | 595.5356 | 8.3489 | 49.4579 | 0
| Zone | Remainder of System | 1 | Average Weekday | CAISO | 1-in-2 | 2030 | 5 | 549.2388 | 577.2167 | 8.3525 | 48.6945 | 0
| Zone | Remainder of System | 1 | Average Weekday | CAISO | 1-in-2 | 2030 | 6 | 535.5985 | 566.7819 | 8.3578 | 48.0933 | 0
| Zone | Remainder of System | 1 | Average Weekday | CAISO | 1-in-2 | 2030 | 7 | 542.4164 | 540.2834 | 8.3189 | 47.6913 | 0
| Zone | Remainder of System | 1 | Average Weekday | CAISO | 1-in-2 | 2030 | 8 | 533.6921 | 539.4738 | 8.2708 | 47.4835 | 0
| Zone | Remainder of System | 1 | Average Weekday | CAISO | 1-in-2 | 2030 | 9 | 501.8633 | 527.5395 | 8.2228 | 48.0697 | 0
| Zone | Remainder of System | 1 | Average Weekday | CAISO | 1-in-2 | 2030 | 10 | 483.8068 | 496.965 | 8.2496 | 51.1465 | 0
| Zone | Remainder of System | 1 | Average Weekday | CAISO | 1-in-2 | 2030 | 11 | 455.0903 | 463.4632 | 8.2074 | 55.3765 | 0
| Zone | Remainder of System | 1 | Average Weekday | CAISO | 1-in-2 | 2030 | 12 | 450.1108 | 457.2086 | 8.1685 | 59.3259 | 0
| Zone | Remainder of System | 1 | Average Weekday | CAISO | 1-in-2 | 2030 | 13 | 378.0801 | 388.8718 | 8.1589 | 62.3629 | 0
| Zone | Remainder of System | 1 | Average Weekday | CAISO | 1-in-2 | 2030 | 14 | 342.8802 | 350.5697 | 8.192 | 64.3351 | 0
| Zone | Remainder of System | 1 | Average Weekday | CAISO | 1-in-2 | 2030 | 15 | 297.3344 | 305.1124 | 8.2469 | 65.597 | 0
| Zone | Remainder of System | 1 | Average Weekday | CAISO | 1-in-2 | 2030 | 16 | 264.3821 | 266.6237 | 8.3051 | 66.0866 | 0
| Zone | Remainder of System | 1 | Average Weekday | CAISO | 1-in-2 | 2030 | 17 | 267.7328 | 274.1133 | 8.1775 | 65.5552 | 0
| Zone | Remainder of System | 1 | Average Weekday | CAISO | 1-in-2 | 2030 | 18 | 248.8656 | 254.9338 | 8.1563 | 63.7601 | 0
| Zone | Remainder of System | 1 | Average Weekday | CAISO | 1-in-2 | 2030 | 19 | 262.5396 | 266.9221 | 8.4194 | 60.7946 | 0
| Zone | Remainder of System | 1 | Average Weekday | CAISO | 1-in-2 | 2030 | 20 | 252.9236 | 314.7278 | 8.4344 | 58.559 | 0
| Zone | Remainder of System | 1 | Average Weekday | CAISO | 1-in-2 | 2030 | 21 | 235.8441 | 242.296 | 8.0724 | 56.9225 | 0
| Zone | Remainder of System | 1 | Average Weekday | CAISO | 1-in-2 | 2030 | 22 | 410.3482 | 426.2179 | 8.2537 | 55.4974 | 0
| Zone | Remainder of System | 1 | Average Weekday | CAISO | 1-in-2 | 2030 | 23 | 397.6297 | 412.4001 | 8.2795 | 54.2455 | 0
| Zone | Remainder of System | 1 | Average Weekday | CAISO | 1-in-2 | 2030 | 24 | 328.1725 | 340.5688 | 8.2827 | 53.1421 | 0
| Zone | Remainder of System | 1 | Monthly System Peak Day | CAISO | 1-in-2 | 2030 | 1 | 264.1926 | 270.5386 | 8.3109 | 47.5791 | 0
| Zone | Remainder of System | 1 | Monthly System Peak Day | CAISO | 1-in-2 | 2030 | 2 | 261.9391 | 269.1979 | 8.3367 | 46.5599 | 0
| Zone | Remainder of System | 1 | Monthly System Peak Day | CAISO | 1-in-2 | 2030 | 3 | 405.8077 | 417.571 | 8.3423 | 45.5395 | 0
| Zone | Remainder of System | 1 | Monthly System Peak Day | CAISO | 1-in-2 | 2030 | 4 | 577.1749 | 595.5356 | 8.3489 | 44.8071 | 0
| Zone | Remainder of System | 1 | Monthly System Peak Day | CAISO | 1-in-2 | 2030 | 5 | 549.2388 | 577.2167 | 8.3525 | 44.0112 | 0
| Zone | Remainder of System | 1 | Monthly System Peak Day | CAISO | 1-in-2 | 2030 | 6 | 535.5985 | 566.7819 | 8.3578 | 43.5364 | 0
| Zone | Remainder of System | 1 | Monthly System Peak Day | CAISO | 1-in-2 | 2030 | 7 | 542.4164 | 540.2834 | 8.3189 | 43.2181 | 0
| Zone | Remainder of System | 1 | Monthly System Peak Day | CAISO | 1-in-2 | 2030 | 8 | 533.6921 | 539.4738 | 8.2708 | 43.1351 | 0
| Zone | Remainder of System | 1 | Monthly System Peak Day | CAISO | 1-in-2 | 2030 | 9 | 501.8633 | 527.5395 | 8.2228 | 43.8574 | 0
| Zone | Remainder of System | 1 | Monthly System Peak Day | CAISO | 1-in-2 | 2030 | 10 | 483.8068 | 496.965 | 8.2496 | 46.2637 | 0
| Zone | Remainder of System | 1 | Monthly System Peak Day | CAISO | 1-in-2 | 2030 | 11 | 455.0903 | 463.4632 | 8.2074 | 49.3761 | 0
| Zone | Remainder of System | 1 | Monthly System Peak Day | CAISO | 1-in-2 | 2030 | 12 | 450.1108 | 457.2086 | 8.1685 | 52.0586 | 0
| Zone | Remainder of System | 1 | Monthly System Peak Day | CAISO | 1-in-2 | 2030 | 13 | 378.0801 | 388.8718 | 8.1589 | 53.2747 | 0
| Zone | Remainder of System | 1 | Monthly System Peak Day | CAISO | 1-in-2 | 2030 | 14 | 342.8802 | 350.5697 | 8.192 | 54.3508 | 0
| Zone | Remainder of System | 1 | Monthly System Peak Day | CAISO | 1-in-2 | 2030 | 15 | 297.3344 | 305.1124 | 8.2469 | 55.45 | 0
| Zone | Remainder of System | 1 | Monthly System Peak Day | CAISO | 1-in-2 | 2030 | 16 | 264.3821 | 266.6237 | 8.3051 | 56.1591 | 0
| Zone | Remainder of System | 1 | Monthly System Peak Day | CAISO | 1-in-2 | 2030 | 17 | 267.7328 | 274.1133 | 8.1775 | 55.461 | 0
| Zone | Remainder of System | 1 | Monthly System Peak Day | CAISO | 1-in-2 | 2030 | 18 | 248.8656 | 254.9338 | 8.1563 | 54.1689 | 0
| Zone | Remainder of System | 1 | Monthly System Peak Day | CAISO | 1-in-2 | 2030 | 19 | 262.5396 | 266.9221 | 8.4194 | 52.5576 | 0
| Zone | Remainder of System | 1 | Monthly System Peak Day | CAISO | 1-in-2 | 2030 | 20 | 252.9236 | 314.7278 | 8.4344 | 51.4093 | 0
| Zone | Remainder of System | 1 | Monthly System Peak Day | CAISO | 1-in-2 | 2030 | 21 | 235.8441 | 242.296 | 8.0724 | 50.2882 | 0
| Zone | Remainder of System | 1 | Monthly System Peak Day | CAISO | 1-in-2 | 2030 | 22 | 410.3482 | 426.2179 | 8.2537 | 49.3354 | 0
| Zone | Remainder of System | 1 | Monthly System Peak Day | CAISO | 1-in-2 | 2030 | 23 | 397.6297 | 412.4001 | 8.2795 | 48.5349 | 0
| Zone | Remainder of System | 1 | Monthly System Peak Day | CAISO | 1-in-2 | 2030 | 24 | 328.1725 | 340.5688 | 8.2827 | 47.6998 | 0
| Zone | Remainder of System | 2 | Average Weekday | CAISO | 1-in-2 | 2030 | 1 | 264.2442 | 271.4072 | 8.3675 | 52.5675 | 0
| Zone | Remainder of System | 2 | Average Weekday | CAISO | 1-in-2 | 2030 | 2 | 258.6002 | 266.7448 | 8.399 | 51.7224 | 0
| Zone | Remainder of System | 2 | Average Weekday | CAISO | 1-in-2 | 2030 | 3 | 398.8732 | 412.0676 | 8.4056 | 50.9045 | 0
| Zone | Remainder of System | 2 | Average Weekday | CAISO | 1-in-2 | 2030 | 4 | 566.4818 | 587.6706 | 8.4135 | 50.1164 | 0
| Zone | Remainder of System | 2 | Average Weekday | CAISO | 1-in-2 | 2030 | 5 | 546.8422 | 577.8135 | 8.4169 | 49.374 | 0
| Zone | Remainder of System | 2 | Average Weekday | CAISO | 1-in-2 | 2030 | 6 | 537.3634 | 570.5076 | 8.4216 | 48.7755 | 0
| Zone | Remainder of System | 2 | Average Weekday | CAISO | 1-in-2 | 2030 | 7 | 530.148 | 529.48 | 8.3742 | 48.3328 | 0
| Zone | Remainder of System | 2 | Average Weekday | CAISO | 1-in-2 | 2030 | 8 | 520.3227 | 526.5447 | 8.317 | 48.1435 | 0
| Zone | Remainder of System | 2 | Average Weekday | CAISO | 1-in-2 | 2030 | 9 | 500.7582 | 526.8469 | 8.2588 | 49.3982 | 0
| Zone | Remainder of System | 2 | Average Weekday | CAISO | 1-in-2 | 2030 | 10 | 478.5015 | 491.0291 | 8.2937 | 52.9426 | 0
| Zone | Remainder of System | 2 | Average Weekday | CAISO | 1-in-2 | 2030 | 11 | 454.2722 | 462.8787 | 8.2403 | 57.0736 | 0
| Zone | Remainder of System | 2 | Average Weekday | CAISO | 1-in-2 | 2030 | 12 | 449.1007 | 456.8794 | 8.1896 | 60.5918 | 0
| Zone | Remainder of System | 2 | Average Weekday | CAISO | 1-in-2 | 2030 | 13 | 372.8233 | 384.6613 | 8.1761 | 63.117 | 0
| Zone | Remainder of System | 2 | Average Weekday | CAISO | 1-in-2 | 2030 | 14 | 334.6043 | 342.9187 | 8.2194 | 64.6805 | 0
| Zone | Remainder of System | 2 | Average Weekday | CAISO | 1-in-2 | 2030 | 15 | 283.7617 | 293.844 | 8.2892 | 65.5714 | 0
| Zone | Remainder of System | 2 | Average Weekday | CAISO | 1-in-2 | 2030 | 16 | 254.0011 | 257.8298 | 8.361 | 65.833 | 0
| Zone | Remainder of System | 2 | Average Weekday | CAISO | 1-in-2 | 2030 | 17 | 246.5116 | 251.6515 | 8.2099 | 65.4214 | 0
| Zone | Remainder of System | 2 | Average Weekday | CAISO | 1-in-2 | 2030 | 18 | 233.1598 | 238.3198 | 8.1823 | 64.0855 | 0
| Zone | Remainder of System | 2 | Average Weekday | CAISO | 1-in-2 | 2030 | 19 | 254.9844 | 259.448 | 8.4194 | 61.5241 | 0
| Zone | Remainder of System | 2 | Average Weekday | CAISO | 1-in-2 | 2030 | 20 | 246.1019 | 306.0265 | 8.4379 | 59.1486 | 0
| Zone | Remainder of System | 2 | Average Weekday | CAISO | 1-in-2 | 2030 | 21 | 224.3151 | 230.5052 | 8.0467 | 57.4325 | 0
| Zone | Remainder of System | 2 | Average Weekday | CAISO | 1-in-2 | 2030 | 22 | 395.3053 | 411.0224 | 8.2945 | 55.9779 | 0
| Zone | Remainder of System | 2 | Average Weekday | CAISO | 1-in-2 | 2030 | 23 | 380.9196 | 396.0893 | 8.3285 | 54.7327 | 0
| Zone | Remainder of System | 2 | Average Weekday | CAISO | 1-in-2 | 2030 | 24 | 321.1617 | 334.8256 | 8.3327 | 53.6434 | 0
| Zone | Remainder of System | 2 | Monthly System Peak Day | CAISO | 1-in-2 | 2030 | 1 | 264.2442 | 271.4072 | 8.3675 | 43.5438 | 0
| Zone | Remainder of System | 2 | Monthly System Peak Day | CAISO | 1-in-2 | 2030 | 2 | 258.6002 | 266.7448 | 8.399 | 42.7868 | 0
| Zone | Remainder of System | 2 | Monthly System Peak Day | CAISO | 1-in-2 | 2030 | 3 | 398.8732 | 412.0676 | 8.4056 | 42.1016 | 0
| Zone | Remainder of System | 2 | Monthly System Peak Day | CAISO | 1-in-2 | 2030 | 4 | 566.4818 | 587.6706 | 8.4135 | 41.5683 | 0
| Zone | Remainder of System | 2 | Monthly System Peak Day | CAISO | 1-in-2 | 2030 | 5 | 546.8422 | 577.8135 | 8.4169 | 40.7986 | 0
| Zone | Remainder of System | 2 | Monthly System Peak Day | CAISO | 1-in-2 | 2030 | 6 | 537.3634 | 570.5076 | 8.4216 | 40.0606 | 0
| Zone | Remainder of System | 2 | Monthly System Peak Day | CAISO | 1-in-2 | 2030 | 7 | 530.148 | 529.48 | 8.3742 | 39.4674 | 0
| Zone | Remainder of System | 2 | Monthly System Peak Day | CAISO | 1-in-2 | 2030 | 8 | 520.3227 | 526.5447 | 8.317 | 39.2967 | 0
| Zone | Remainder of System | 2 | Monthly System Peak Day | CAISO | 1-in-2 | 2030 | 9 | 500.7582 | 526.8469 | 8.2588 | 40.8391 | 0
| Zone | Remainder of System | 2 | Monthly System Peak Day | CAISO | 1-in-2 | 2030 | 10 | 478.5015 | 491.0291 | 8.2937 | 44.0474 | 0
| Zone | Remainder of System | 2 | Monthly System Peak Day | CAISO | 1-in-2 | 2030 | 11 | 454.2722 | 462.8787 | 8.2403 | 47.42 | 0
| Zone | Remainder of System | 2 | Monthly System Peak Day | CAISO | 1-in-2 | 2030 | 12 | 449.1007 | 456.8794 | 8.1896 | 50.4917 | 0
| Zone | Remainder of System | 2 | Monthly System Peak Day | CAISO | 1-in-2 | 2030 | 13 | 372.8233 | 384.6613 | 8.1761 | 52.9941 | 0
| Zone | Remainder of System | 2 | Monthly System Peak Day | CAISO | 1-in-2 | 2030 | 14 | 334.6043 | 342.9187 | 8.2194 | 54.6576 | 0
| Zone | Remainder of System | 2 | Monthly System Peak Day | CAISO | 1-in-2 | 2030 | 15 | 283.7617 | 293.844 | 8.2892 | 55.7966 | 0
| Zone | Remainder of System | 2 | Monthly System Peak Day | CAISO | 1-in-2 | 2030 | 16 | 254.0011 | 257.8298 | 8.361 | 56.3506 | 0
| Zone | Remainder of System | 2 | Monthly System Peak Day | CAISO | 1-in-2 | 2030 | 17 | 246.5116 | 251.6515 | 8.2099 | 56.1764 | 0
| Zone | Remainder of System | 2 | Monthly System Peak Day | CAISO | 1-in-2 | 2030 | 18 | 233.1598 | 238.3198 | 8.1823 | 55.1213 | 0
| Zone | Remainder of System | 2 | Monthly System Peak Day | CAISO | 1-in-2 | 2030 | 19 | 254.9844 | 259.448 | 8.4194 | 52.9983 | 0
| Zone | Remainder of System | 2 | Monthly System Peak Day | CAISO | 1-in-2 | 2030 | 20 | 246.1019 | 306.0265 | 8.4379 | 50.8817 | 0
| Zone | Remainder of System | 2 | Monthly System Peak Day | CAISO | 1-in-2 | 2030 | 21 | 224.3151 | 230.5052 | 8.0467 | 49.3216 | 0
| Zone | Remainder of System | 2 | Monthly System Peak Day | CAISO | 1-in-2 | 2030 | 22 | 395.3053 | 411.0224 | 8.2945 | 47.9568 | 0
| Zone | Remainder of System | 2 | Monthly System Peak Day | CAISO | 1-in-2 | 2030 | 23 | 380.9196 | 396.0893 | 8.3285 | 46.7378 | 0
| Zone | Remainder of System | 2 | Monthly System Peak Day | CAISO | 1-in-2 | 2030 | 24 | 321.1617 | 334.8256 | 8.3327 | 45.5444 | 0
| Zone | Remainder of System | 3 | Average Weekday | CAISO | 1-in-2 | 2030 | 1 | 271.7028 | 283.5469 | 8.4544 | 54.0244 | 0
| Zone | Remainder of System | 3 | Average Weekday | CAISO | 1-in-2 | 2030 | 2 | 266.3375 | 274.138 | 8.4057 | 53.0154 | 0
| Zone | Remainder of System | 3 | Average Weekday | CAISO | 1-in-2 | 2030 | 3 | 425.7071 | 436.8821 | 8.3984 | 52.1085 | 0
| Zone | Remainder of System | 3 | Average Weekday | CAISO | 1-in-2 | 2030 | 4 | 599.1115 | 615.9669 | 8.3812 | 51.3271 | 0
| Zone | Remainder of System | 3 | Average Weekday | CAISO | 1-in-2 | 2030 | 5 | 565.5101 | 584.8927 | 8.3751 | 50.5861 | 0
| Zone | Remainder of System | 3 | Average Weekday | CAISO | 1-in-2 | 2030 | 6 | 556.4352 | 575.7855 | 8.3436 | 49.8821 | 0
| Zone | Remainder of System | 3 | Average Weekday | CAISO | 1-in-2 | 2030 | 7 | 560.5605 | 561.2486 | 8.3286 | 49.399 | 0
| Zone | Remainder of System | 3 | Average Weekday | CAISO | 1-in-2 | 2030 | 8 | 538.439 | 548.8955 | 8.4827 | 49.1477 | 0
| Zone | Remainder of System | 3 | Average Weekday | CAISO | 1-in-2 | 2030 | 9 | 523.2623 | 563.1276 | 8.6732 | 50.1844 | 0
| Zone | Remainder of System | 3 | Average Weekday | CAISO | 1-in-2 | 2030 | 10 | 504.0699 | 526.7177 | 8.5406 | 53.2277 | 0
| Zone | Remainder of System | 3 | Average Weekday | CAISO | 1-in-2 | 2030 | 11 | 471.7627 | 488.2668 | 8.6196 | 56.8354 | 0
| Zone | Remainder of System | 3 | Average Weekday | CAISO | 1-in-2 | 2030 | 12 | 471.4472 | 483.5454 | 8.709 | 60.1749 | 0
| Zone | Remainder of System | 3 | Average Weekday | CAISO | 1-in-2 | 2030 | 13 | 377.9288 | 388.7777 | 8.7839 | 62.8043 | 0
| Zone | Remainder of System | 3 | Average Weekday | CAISO | 1-in-2 | 2030 | 14 | 353.4179 | 361.0637 | 8.7338 | 64.6602 | 0
| Zone | Remainder of System | 3 | Average Weekday | CAISO | 1-in-2 | 2030 | 15 | 306.36 | 313.3662 | 8.5672 | 65.8561 | 0
| Zone | Remainder of System | 3 | Average Weekday | CAISO | 1-in-2 | 2030 | 16 | 272.8748 | 275.7592 | 8.3503 | 66.5387 | 0
| Zone | Remainder of System | 3 | Average Weekday | CAISO | 1-in-2 | 2030 | 17 | 274.494 | 280.2209 | 8.206 | 66.6098 | 0
| Zone | Remainder of System | 3 | Average Weekday | CAISO | 1-in-2 | 2030 | 18 | 247.7273 | 254.1053 | 8.2205 | 65.845 | 0
| Zone | Remainder of System | 3 | Average Weekday | CAISO | 1-in-2 | 2030 | 19 | 262.3319 | 268.9811 | 8.5062 | 64.2052 | 0
| Zone | Remainder of System | 3 | Average Weekday | CAISO | 1-in-2 | 2030 | 20 | 248.644 | 251.8393 | 8.4023 | 61.7132 | 0
| Zone | Remainder of System | 3 | Average Weekday | CAISO | 1-in-2 | 2030 | 21 | 220.8688 | 225.8675 | 8.0758 | 59.1399 | 0
| Zone | Remainder of System | 3 | Average Weekday | CAISO | 1-in-2 | 2030 | 22 | 419.5085 | 437.8481 | 8.3081 | 57.4121 | 0
| Zone | Remainder of System | 3 | Average Weekday | CAISO | 1-in-2 | 2030 | 23 | 409.9228 | 431.3677 | 8.4096 | 56.1046 | 0
| Zone | Remainder of System | 3 | Average Weekday | CAISO | 1-in-2 | 2030 | 24 | 352.7774 | 377.8016 | 8.4996 | 54.9793 | 0
| Zone | Remainder of System | 3 | Monthly System Peak Day | CAISO | 1-in-2 | 2030 | 1 | 271.7028 | 283.5469 | 8.4544 | 56.9603 | 0
| Zone | Remainder of System | 3 | Monthly System Peak Day | CAISO | 1-in-2 | 2030 | 2 | 266.3375 | 274.138 | 8.4057 | 55.7974 | 0
| Zone | Remainder of System | 3 | Monthly System Peak Day | CAISO | 1-in-2 | 2030 | 3 | 425.7071 | 436.8821 | 8.3984 | 54.1445 | 0
| Zone | Remainder of System | 3 | Monthly System Peak Day | CAISO | 1-in-2 | 2030 | 4 | 599.1115 | 615.9669 | 8.3812 | 53.2971 | 0
| Zone | Remainder of System | 3 | Monthly System Peak Day | CAISO | 1-in-2 | 2030 | 5 | 565.5101 | 584.8927 | 8.3751 | 52.3144 | 0
| Zone | Remainder of System | 3 | Monthly System Peak Day | CAISO | 1-in-2 | 2030 | 6 | 556.4352 | 575.7855 | 8.3436 | 51.3896 | 0
| Zone | Remainder of System | 3 | Monthly System Peak Day | CAISO | 1-in-2 | 2030 | 7 | 560.5605 | 561.2486 | 8.3286 | 50.9162 | 0
| Zone | Remainder of System | 3 | Monthly System Peak Day | CAISO | 1-in-2 | 2030 | 8 | 538.439 | 548.8955 | 8.4827 | 50.0641 | 0
| Zone | Remainder of System | 3 | Monthly System Peak Day | CAISO | 1-in-2 | 2030 | 9 | 523.2623 | 563.1276 | 8.6732 | 50.4442 | 0
| Zone | Remainder of System | 3 | Monthly System Peak Day | CAISO | 1-in-2 | 2030 | 10 | 504.0699 | 526.7177 | 8.5406 | 53.4591 | 0
| Zone | Remainder of System | 3 | Monthly System Peak Day | CAISO | 1-in-2 | 2030 | 11 | 471.7627 | 488.2668 | 8.6196 | 58.2081 | 0
| Zone | Remainder of System | 3 | Monthly System Peak Day | CAISO | 1-in-2 | 2030 | 12 | 471.4472 | 483.5454 | 8.709 | 62.4932 | 0
| Zone | Remainder of System | 3 | Monthly System Peak Day | CAISO | 1-in-2 | 2030 | 13 | 377.9288 | 388.7777 | 8.7839 | 65.7865 | 0
| Zone | Remainder of System | 3 | Monthly System Peak Day | CAISO | 1-in-2 | 2030 | 14 | 353.4179 | 361.0637 | 8.7338 | 67.6177 | 0
| Zone | Remainder of System | 3 | Monthly System Peak Day | CAISO | 1-in-2 | 2030 | 15 | 306.36 | 313.3662 | 8.5672 | 68.7829 | 0
| Zone | Remainder of System | 3 | Monthly System Peak Day | CAISO | 1-in-2 | 2030 | 16 | 272.8748 | 275.7592 | 8.3503 | 69.7518 | 0
| Zone | Remainder of System | 3 | Monthly System Peak Day | CAISO | 1-in-2 | 2030 | 17 | 274.494 | 280.2209 | 8.206 | 70.2778 | 0
| Zone | Remainder of System | 3 | Monthly System Peak Day | CAISO | 1-in-2 | 2030 | 18 | 247.7273 | 254.1053 | 8.2205 | 69.7317 | 0
| Zone | Remainder of System | 3 | Monthly System Peak Day | CAISO | 1-in-2 | 2030 | 19 | 262.3319 | 268.9811 | 8.5062 | 68.0419 | 0
| Zone | Remainder of System | 3 | Monthly System Peak Day | CAISO | 1-in-2 | 2030 | 20 | 248.644 | 251.8393 | 8.4023 | 65.005 | 0
| Zone | Remainder of System | 3 | Monthly System Peak Day | CAISO | 1-in-2 | 2030 | 21 | 220.8688 | 225.8675 | 8.0758 | 62.0225 | 0
| Zone | Remainder of System | 3 | Monthly System Peak Day | CAISO | 1-in-2 | 2030 | 22 | 419.5085 | 437.8481 | 8.3081 | 60.067 | 0
| Zone | Remainder of System | 3 | Monthly System Peak Day | CAISO | 1-in-2 | 2030 | 23 | 409.9228 | 431.3677 | 8.4096 | 58.747 | 0
| Zone | Remainder of System | 3 | Monthly System Peak Day | CAISO | 1-in-2 | 2030 | 24 | 352.7774 | 377.8016 | 8.4996 | 57.434 | 0
| Zone | Remainder of System | 4 | Average Weekday | CAISO | 1-in-2 | 2030 | 1 | 269.8464 | 281.0589 | 8.4709 | 56.7365 | 0
| Zone | Remainder of System | 4 | Average Weekday | CAISO | 1-in-2 | 2030 | 2 | 268.2612 | 276.8509 | 8.4228 | 55.8532 | 0
| Zone | Remainder of System | 4 | Average Weekday | CAISO | 1-in-2 | 2030 | 3 | 427.6367 | 439.4736 | 8.4156 | 55.0258 | 0
| Zone | Remainder of System | 4 | Average Weekday | CAISO | 1-in-2 | 2030 | 4 | 595.8029 | 612.729 | 8.3986 | 54.3534 | 0
| Zone | Remainder of System | 4 | Average Weekday | CAISO | 1-in-2 | 2030 | 5 | 550.6117 | 568.7952 | 8.3923 | 53.7644 | 0
| Zone | Remainder of System | 4 | Average Weekday | CAISO | 1-in-2 | 2030 | 6 | 546.5583 | 565.0058 | 8.3606 | 53.2815 | 0
| Zone | Remainder of System | 4 | Average Weekday | CAISO | 1-in-2 | 2030 | 7 | 550.0159 | 551.1768 | 8.3445 | 52.8216 | 0
| Zone | Remainder of System | 4 | Average Weekday | CAISO | 1-in-2 | 2030 | 8 | 534.3251 | 541.7649 | 8.4978 | 52.6788 | 0
| Zone | Remainder of System | 4 | Average Weekday | CAISO | 1-in-2 | 2030 | 9 | 505.3773 | 543.8227 | 8.6869 | 54.2211 | 0
| Zone | Remainder of System | 4 | Average Weekday | CAISO | 1-in-2 | 2030 | 10 | 486.9447 | 510.1506 | 8.5556 | 57.0764 | 0
| Zone | Remainder of System | 4 | Average Weekday | CAISO | 1-in-2 | 2030 | 11 | 460.4966 | 474.7654 | 8.633 | 60.136 | 0
| Zone | Remainder of System | 4 | Average Weekday | CAISO | 1-in-2 | 2030 | 12 | 460.0005 | 472.1001 | 8.7205 | 63.031 | 0
| Zone | Remainder of System | 4 | Average Weekday | CAISO | 1-in-2 | 2030 | 13 | 375.9241 | 386.705 | 8.7943 | 65.4726 | 0
| Zone | Remainder of System | 4 | Average Weekday | CAISO | 1-in-2 | 2030 | 14 | 346.894 | 354.5846 | 8.7453 | 67.3555 | 0
| Zone | Remainder of System | 4 | Average Weekday | CAISO | 1-in-2 | 2030 | 15 | 293.9837 | 301.2666 | 8.5804 | 68.6662 | 0
| Zone | Remainder of System | 4 | Average Weekday | CAISO | 1-in-2 | 2030 | 16 | 261.8583 | 264.8522 | 8.366 | 69.2704 | 0
| Zone | Remainder of System | 4 | Average Weekday | CAISO | 1-in-2 | 2030 | 17 | 260.8193 | 265.18 | 8.2389 | 69.3555 | 0
| Zone | Remainder of System | 4 | Average Weekday | CAISO | 1-in-2 | 2030 | 18 | 224.953 | 230.569 | 8.251 | 68.6446 | 0
| Zone | Remainder of System | 4 | Average Weekday | CAISO | 1-in-2 | 2030 | 19 | 230.5356 | 237.2079 | 8.5064 | 67.2712 | 0
| Zone | Remainder of System | 4 | Average Weekday | CAISO | 1-in-2 | 2030 | 20 | 222.6882 | 226.0417 | 8.4023 | 64.9503 | 0
| Zone | Remainder of System | 4 | Average Weekday | CAISO | 1-in-2 | 2030 | 21 | 223.849 | 229.1006 | 8.091 | 61.9895 | 0
| Zone | Remainder of System | 4 | Average Weekday | CAISO | 1-in-2 | 2030 | 22 | 409.7271 | 427.7065 | 8.3202 | 59.9101 | 0
| Zone | Remainder of System | 4 | Average Weekday | CAISO | 1-in-2 | 2030 | 23 | 404.3965 | 425.3853 | 8.426 | 58.5285 | 0
| Zone | Remainder of System | 4 | Average Weekday | CAISO | 1-in-2 | 2030 | 24 | 347.131 | 371.2963 | 8.5155 | 57.4672 | 0
| Zone | Remainder of System | 4 | Monthly System Peak Day | CAISO | 1-in-2 | 2030 | 1 | 269.8464 | 281.0589 | 8.4709 | 62.08 | 0
| Zone | Remainder of System | 4 | Monthly System Peak Day | CAISO | 1-in-2 | 2030 | 2 | 268.2612 | 276.8509 | 8.4228 | 60.7156 | 0
| Zone | Remainder of System | 4 | Monthly System Peak Day | CAISO | 1-in-2 | 2030 | 3 | 427.6367 | 439.4736 | 8.4156 | 59.7607 | 0
| Zone | Remainder of System | 4 | Monthly System Peak Day | CAISO | 1-in-2 | 2030 | 4 | 595.8029 | 612.729 | 8.3986 | 58.8607 | 0
| Zone | Remainder of System | 4 | Monthly System Peak Day | CAISO | 1-in-2 | 2030 | 5 | 550.6117 | 568.7952 | 8.3923 | 57.7303 | 0
| Zone | Remainder of System | 4 | Monthly System Peak Day | CAISO | 1-in-2 | 2030 | 6 | 546.5583 | 565.0058 | 8.3606 | 56.8679 | 0
| Zone | Remainder of System | 4 | Monthly System Peak Day | CAISO | 1-in-2 | 2030 | 7 | 550.0159 | 551.1768 | 8.3445 | 56.0597 | 0
| Zone | Remainder of System | 4 | Monthly System Peak Day | CAISO | 1-in-2 | 2030 | 8 | 534.3251 | 541.7649 | 8.4978 | 55.6808 | 0
| Zone | Remainder of System | 4 | Monthly System Peak Day | CAISO | 1-in-2 | 2030 | 9 | 505.3773 | 543.8227 | 8.6869 | 57.449 | 0
| Zone | Remainder of System | 4 | Monthly System Peak Day | CAISO | 1-in-2 | 2030 | 10 | 486.9447 | 510.1506 | 8.5556 | 61.5881 | 0
| Zone | Remainder of System | 4 | Monthly System Peak Day | CAISO | 1-in-2 | 2030 | 11 | 460.4966 | 474.7654 | 8.633 | 66.9769 | 0
| Zone | Remainder of System | 4 | Monthly System Peak Day | CAISO | 1-in-2 | 2030 | 12 | 460.0005 | 472.1001 | 8.7205 | 72.106 | 0
| Zone | Remainder of System | 4 | Monthly System Peak Day | CAISO | 1-in-2 | 2030 | 13 | 375.9241 | 386.705 | 8.7943 | 76.1771 | 0
| Zone | Remainder of System | 4 | Monthly System Peak Day | CAISO | 1-in-2 | 2030 | 14 | 346.894 | 354.5846 | 8.7453 | 79.0859 | 0
| Zone | Remainder of System | 4 | Monthly System Peak Day | CAISO | 1-in-2 | 2030 | 15 | 293.9837 | 301.2666 | 8.5804 | 80.9147 | 0
| Zone | Remainder of System | 4 | Monthly System Peak Day | CAISO | 1-in-2 | 2030 | 16 | 261.8583 | 264.8522 | 8.366 | 81.4535 | 0
| Zone | Remainder of System | 4 | Monthly System Peak Day | CAISO | 1-in-2 | 2030 | 17 | 260.8193 | 265.18 | 8.2389 | 81.2189 | 0
| Zone | Remainder of System | 4 | Monthly System Peak Day | CAISO | 1-in-2 | 2030 | 18 | 224.953 | 230.569 | 8.251 | 80.2419 | 0
| Zone | Remainder of System | 4 | Monthly System Peak Day | CAISO | 1-in-2 | 2030 | 19 | 230.5356 | 237.2079 | 8.5064 | 79.0493 | 0
| Zone | Remainder of System | 4 | Monthly System Peak Day | CAISO | 1-in-2 | 2030 | 20 | 222.6882 | 226.0417 | 8.4023 | 76.3662 | 0
| Zone | Remainder of System | 4 | Monthly System Peak Day | CAISO | 1-in-2 | 2030 | 21 | 223.849 | 229.1006 | 8.091 | 72.022 | 0
| Zone | Remainder of System | 4 | Monthly System Peak Day | CAISO | 1-in-2 | 2030 | 22 | 409.7271 | 427.7065 | 8.3202 | 68.2917 | 0
| Zone | Remainder of System | 4 | Monthly System Peak Day | CAISO | 1-in-2 | 2030 | 23 | 404.3965 | 425.3853 | 8.426 | 65.3696 | 0
| Zone | Remainder of System | 4 | Monthly System Peak Day | CAISO | 1-in-2 | 2030 | 24 | 347.131 | 371.2963 | 8.5155 | 63.3596 | 0
| Zone | Remainder of System | 5 | Average Weekday | CAISO | 1-in-2 | 2030 | 1 | 282.9421 | 294.2963 | 8.5026 | 59.7443 | 0
| Zone | Remainder of System | 5 | Average Weekday | CAISO | 1-in-2 | 2030 | 2 | 283.5132 | 291.3537 | 8.4556 | 59.0711 | 0
| Zone | Remainder of System | 5 | Average Weekday | CAISO | 1-in-2 | 2030 | 3 | 443.7376 | 456.7583 | 8.4485 | 58.4673 | 0
| Zone | Remainder of System | 5 | Average Weekday | CAISO | 1-in-2 | 2030 | 4 | 606.9399 | 624.961 | 8.4316 | 57.9163 | 0
| Zone | Remainder of System | 5 | Average Weekday | CAISO | 1-in-2 | 2030 | 5 | 567.6278 | 586.6649 | 8.4248 | 57.4537 | 0
| Zone | Remainder of System | 5 | Average Weekday | CAISO | 1-in-2 | 2030 | 6 | 553.8295 | 574.3345 | 8.3921 | 57.0042 | 0
| Zone | Remainder of System | 5 | Average Weekday | CAISO | 1-in-2 | 2030 | 7 | 547.7951 | 549.0175 | 8.3742 | 56.5906 | 0
| Zone | Remainder of System | 5 | Average Weekday | CAISO | 1-in-2 | 2030 | 8 | 544.9649 | 556.1343 | 8.5271 | 56.9009 | 0
| Zone | Remainder of System | 5 | Average Weekday | CAISO | 1-in-2 | 2030 | 9 | 512.3519 | 548.3519 | 8.7141 | 58.6635 | 0
| Zone | Remainder of System | 5 | Average Weekday | CAISO | 1-in-2 | 2030 | 10 | 502.4174 | 525.6494 | 8.585 | 61.0024 | 0
| Zone | Remainder of System | 5 | Average Weekday | CAISO | 1-in-2 | 2030 | 11 | 481.8873 | 496.7478 | 8.6591 | 63.674 | 0
| Zone | Remainder of System | 5 | Average Weekday | CAISO | 1-in-2 | 2030 | 12 | 475.1039 | 486.7997 | 8.7431 | 66.1969 | 0
| Zone | Remainder of System | 5 | Average Weekday | CAISO | 1-in-2 | 2030 | 13 | 384.4209 | 395.6498 | 8.8148 | 68.4385 | 0
| Zone | Remainder of System | 5 | Average Weekday | CAISO | 1-in-2 | 2030 | 14 | 361.7368 | 369.4548 | 8.768 | 70.1752 | 0
| Zone | Remainder of System | 5 | Average Weekday | CAISO | 1-in-2 | 2030 | 15 | 318.379 | 325.4868 | 8.6066 | 71.341 | 0
| Zone | Remainder of System | 5 | Average Weekday | CAISO | 1-in-2 | 2030 | 16 | 277.1094 | 279.9529 | 8.3961 | 71.901 | 0
| Zone | Remainder of System | 5 | Average Weekday | CAISO | 1-in-2 | 2030 | 17 | 265.4333 | 270.9277 | 8.2687 | 71.8083 | 0
| Zone | Remainder of System | 5 | Average Weekday | CAISO | 1-in-2 | 2030 | 18 | 239.1416 | 245.111 | 8.2776 | 71.1675 | 0
| Zone | Remainder of System | 5 | Average Weekday | CAISO | 1-in-2 | 2030 | 19 | 248.2672 | 255.1431 | 8.5045 | 69.8052 | 0
| Zone | Remainder of System | 5 | Average Weekday | CAISO | 1-in-2 | 2030 | 20 | 235.7284 | 239.095 | 8.4019 | 67.6863 | 0
| Zone | Remainder of System | 5 | Average Weekday | CAISO | 1-in-2 | 2030 | 21 | 240.7743 | 246.1444 | 8.093 | 64.9519 | 0
| Zone | Remainder of System | 5 | Average Weekday | CAISO | 1-in-2 | 2030 | 22 | 430.0879 | 448.3526 | 8.3468 | 62.6968 | 0
| Zone | Remainder of System | 5 | Average Weekday | CAISO | 1-in-2 | 2030 | 23 | 430.5735 | 452.2575 | 8.4559 | 61.385 | 0
| Zone | Remainder of System | 5 | Average Weekday | CAISO | 1-in-2 | 2030 | 24 | 369.1947 | 394.1534 | 8.5459 | 60.3901 | 0
| Zone | Remainder of System | 5 | Monthly System Peak Day | CAISO | 1-in-2 | 2030 | 1 | 282.9421 | 294.2963 | 8.5026 | 65.9416 | 0
| Zone | Remainder of System | 5 | Monthly System Peak Day | CAISO | 1-in-2 | 2030 | 2 | 283.5132 | 291.3537 | 8.4556 | 64.3504 | 0
| Zone | Remainder of System | 5 | Monthly System Peak Day | CAISO | 1-in-2 | 2030 | 3 | 443.7376 | 456.7583 | 8.4485 | 62.958 | 0
| Zone | Remainder of System | 5 | Monthly System Peak Day | CAISO | 1-in-2 | 2030 | 4 | 606.9399 | 624.961 | 8.4316 | 61.4581 | 0
| Zone | Remainder of System | 5 | Monthly System Peak Day | CAISO | 1-in-2 | 2030 | 5 | 567.6278 | 586.6649 | 8.4248 | 60.1746 | 0
| Zone | Remainder of System | 5 | Monthly System Peak Day | CAISO | 1-in-2 | 2030 | 6 | 553.8295 | 574.3345 | 8.3921 | 59.4602 | 0
| Zone | Remainder of System | 5 | Monthly System Peak Day | CAISO | 1-in-2 | 2030 | 7 | 547.7951 | 549.0175 | 8.3742 | 59.1397 | 0
| Zone | Remainder of System | 5 | Monthly System Peak Day | CAISO | 1-in-2 | 2030 | 8 | 544.9649 | 556.1343 | 8.5271 | 59.4891 | 0
| Zone | Remainder of System | 5 | Monthly System Peak Day | CAISO | 1-in-2 | 2030 | 9 | 512.3519 | 548.3519 | 8.7141 | 61.7404 | 0
| Zone | Remainder of System | 5 | Monthly System Peak Day | CAISO | 1-in-2 | 2030 | 10 | 502.4174 | 525.6494 | 8.585 | 66.3017 | 0
| Zone | Remainder of System | 5 | Monthly System Peak Day | CAISO | 1-in-2 | 2030 | 11 | 481.8873 | 496.7478 | 8.6591 | 71.7468 | 0
| Zone | Remainder of System | 5 | Monthly System Peak Day | CAISO | 1-in-2 | 2030 | 12 | 475.1039 | 486.7997 | 8.7431 | 76.4342 | 0
| Zone | Remainder of System | 5 | Monthly System Peak Day | CAISO | 1-in-2 | 2030 | 13 | 384.4209 | 395.6498 | 8.8148 | 79.7976 | 0
| Zone | Remainder of System | 5 | Monthly System Peak Day | CAISO | 1-in-2 | 2030 | 14 | 361.7368 | 369.4548 | 8.768 | 81.949 | 0
| Zone | Remainder of System | 5 | Monthly System Peak Day | CAISO | 1-in-2 | 2030 | 15 | 318.379 | 325.4868 | 8.6066 | 82.9769 | 0
| Zone | Remainder of System | 5 | Monthly System Peak Day | CAISO | 1-in-2 | 2030 | 16 | 277.1094 | 279.9529 | 8.3961 | 83.3815 | 0
| Zone | Remainder of System | 5 | Monthly System Peak Day | CAISO | 1-in-2 | 2030 | 17 | 265.4333 | 270.9277 | 8.2687 | 83.2329 | 0
| Zone | Remainder of System | 5 | Monthly System Peak Day | CAISO | 1-in-2 | 2030 | 18 | 239.1416 | 245.111 | 8.2776 | 81.6257 | 0
| Zone | Remainder of System | 5 | Monthly System Peak Day | CAISO | 1-in-2 | 2030 | 19 | 248.2672 | 255.1431 | 8.5045 | 79.3771 | 0
| Zone | Remainder of System | 5 | Monthly System Peak Day | CAISO | 1-in-2 | 2030 | 20 | 235.7284 | 239.095 | 8.4019 | 76.33 | 0
| Zone | Remainder of System | 5 | Monthly System Peak Day | CAISO | 1-in-2 | 2030 | 21 | 240.7743 | 246.1444 | 8.093 | 72.094 | 0
| Zone | Remainder of System | 5 | Monthly System Peak Day | CAISO | 1-in-2 | 2030 | 22 | 430.0879 | 448.3526 | 8.3468 | 68.7355 | 0
| Zone | Remainder of System | 5 | Monthly System Peak Day | CAISO | 1-in-2 | 2030 | 23 | 430.5735 | 452.2575 | 8.4559 | 66.6746 | 0
| Zone | Remainder of System | 5 | Monthly System Peak Day | CAISO | 1-in-2 | 2030 | 24 | 369.1947 | 394.1534 | 8.5459 | 64.9491 | 0
| Zone | Remainder of System | 6 | Average Weekday | CAISO | 1-in-2 | 2030 | 1 | 273.0289 | 291.1076 | 8.7324 | 63.1112 | 0
| Zone | Remainder of System | 6 | Average Weekday | CAISO | 1-in-2 | 2030 | 2 | 269.6714 | 287.2726 | 8.7037 | 62.1452 | 0
| Zone | Remainder of System | 6 | Average Weekday | CAISO | 1-in-2 | 2030 | 3 | 419.7986 | 453.4919 | 8.6961 | 61.3041 | 0
| Zone | Remainder of System | 6 | Average Weekday | CAISO | 1-in-2 | 2030 | 4 | 575.3037 | 620.3418 | 8.6911 | 60.6018 | 0
| Zone | Remainder of System | 6 | Average Weekday | CAISO | 1-in-2 | 2030 | 5 | 530.6938 | 579.1857 | 8.7067 | 60.0304 | 0
| Zone | Remainder of System | 6 | Average Weekday | CAISO | 1-in-2 | 2030 | 6 | 536.2886 | 589.51 | 8.7361 | 59.4565 | 0
| Zone | Remainder of System | 6 | Average Weekday | CAISO | 1-in-2 | 2030 | 7 | 545.7452 | 575.2766 | 9.0068 | 58.9785 | 0
| Zone | Remainder of System | 6 | Average Weekday | CAISO | 1-in-2 | 2030 | 8 | 537.3594 | 572.2209 | 8.704 | 59.7299 | 0
| Zone | Remainder of System | 6 | Average Weekday | CAISO | 1-in-2 | 2030 | 9 | 539.2657 | 556.5955 | 8.7637 | 62.174 | 0
| Zone | Remainder of System | 6 | Average Weekday | CAISO | 1-in-2 | 2030 | 10 | 524.3875 | 531.7506 | 8.9618 | 65.2314 | 0
| Zone | Remainder of System | 6 | Average Weekday | CAISO | 1-in-2 | 2030 | 11 | 486.9676 | 489.6111 | 9.0063 | 68.4714 | 0
| Zone | Remainder of System | 6 | Average Weekday | CAISO | 1-in-2 | 2030 | 12 | 479.9964 | 491.3421 | 8.9395 | 71.628 | 0
| Zone | Remainder of System | 6 | Average Weekday | CAISO | 1-in-2 | 2030 | 13 | 389.0372 | 419.8441 | 9.0266 | 74.2421 | 0
| Zone | Remainder of System | 6 | Average Weekday | CAISO | 1-in-2 | 2030 | 14 | 362.347 | 384.974 | 8.9845 | 76.363 | 0
| Zone | Remainder of System | 6 | Average Weekday | CAISO | 1-in-2 | 2030 | 15 | 301.2939 | 320.0318 | 9.163 | 77.827 | 0
| Zone | Remainder of System | 6 | Average Weekday | CAISO | 1-in-2 | 2030 | 16 | 264.411 | 274.8397 | 9.468 | 78.4645 | 0
| Zone | Remainder of System | 6 | Average Weekday | CAISO | 1-in-2 | 2030 | 17 | 260.9815 | 267.1701 | 9.9188 | 78.5503 | 0
| Zone | Remainder of System | 6 | Average Weekday | CAISO | 1-in-2 | 2030 | 18 | 226.36 | 240.5131 | 9.6218 | 77.7222 | 0
| Zone | Remainder of System | 6 | Average Weekday | CAISO | 1-in-2 | 2030 | 19 | 218.1396 | 229.3727 | 14.904 | 76.2164 | 0
| Zone | Remainder of System | 6 | Average Weekday | CAISO | 1-in-2 | 2030 | 20 | 199.628 | 206.2702 | 8.5637 | 74.0276 | 0
| Zone | Remainder of System | 6 | Average Weekday | CAISO | 1-in-2 | 2030 | 21 | 218.9875 | 225.3851 | 9.0031 | 70.9789 | 0
| Zone | Remainder of System | 6 | Average Weekday | CAISO | 1-in-2 | 2030 | 22 | 386.7044 | 429.9935 | 8.5655 | 67.784 | 0
| Zone | Remainder of System | 6 | Average Weekday | CAISO | 1-in-2 | 2030 | 23 | 409.472 | 454.7302 | 8.6501 | 65.8352 | 0
| Zone | Remainder of System | 6 | Average Weekday | CAISO | 1-in-2 | 2030 | 24 | 377.9039 | 412.8369 | 8.6802 | 64.4629 | 0
| Zone | Remainder of System | 6 | Monthly System Peak Day | CAISO | 1-in-2 | 2030 | 1 | 273.0289 | 290.3382 | 8.3502 | 65.2895 | 0
| Zone | Remainder of System | 6 | Monthly System Peak Day | CAISO | 1-in-2 | 2030 | 2 | 269.6714 | 283.9903 | 8.3596 | 64.5317 | 0
| Zone | Remainder of System | 6 | Monthly System Peak Day | CAISO | 1-in-2 | 2030 | 3 | 419.7986 | 440.9328 | 8.3613 | 63.7888 | 0
| Zone | Remainder of System | 6 | Monthly System Peak Day | CAISO | 1-in-2 | 2030 | 4 | 575.3037 | 594.321 | 8.3638 | 62.9638 | 0
| Zone | Remainder of System | 6 | Monthly System Peak Day | CAISO | 1-in-2 | 2030 | 5 | 530.6938 | 558.2441 | 8.3626 | 62.0477 | 0
| Zone | Remainder of System | 6 | Monthly System Peak Day | CAISO | 1-in-2 | 2030 | 6 | 536.2886 | 566.2136 | 8.3642 | 60.8109 | 0
| Zone | Remainder of System | 6 | Monthly System Peak Day | CAISO | 1-in-2 | 2030 | 7 | 545.7452 | 543.8219 | 8.4061 | 60.1144 | 0
| Zone | Remainder of System | 6 | Monthly System Peak Day | CAISO | 1-in-2 | 2030 | 8 | 537.3594 | 551.1359 | 8.284 | 60.8839 | 0
| Zone | Remainder of System | 6 | Monthly System Peak Day | CAISO | 1-in-2 | 2030 | 9 | 539.2657 | 565.5633 | 8.2759 | 64.0861 | 0
| Zone | Remainder of System | 6 | Monthly System Peak Day | CAISO | 1-in-2 | 2030 | 10 | 524.3875 | 540.6753 | 8.3573 | 67.6713 | 0
| Zone | Remainder of System | 6 | Monthly System Peak Day | CAISO | 1-in-2 | 2030 | 11 | 486.9676 | 501.656 | 8.3418 | 71.258 | 0
| Zone | Remainder of System | 6 | Monthly System Peak Day | CAISO | 1-in-2 | 2030 | 12 | 479.9964 | 498.1172 | 8.3011 | 75.0038 | 0
| Zone | Remainder of System | 6 | Monthly System Peak Day | CAISO | 1-in-2 | 2030 | 13 | 389.0372 | 414.1521 | 8.3065 | 78.5255 | 0
| Zone | Remainder of System | 6 | Monthly System Peak Day | CAISO | 1-in-2 | 2030 | 14 | 362.347 | 383.6021 | 8.3316 | 81.1311 | 0
| Zone | Remainder of System | 6 | Monthly System Peak Day | CAISO | 1-in-2 | 2030 | 15 | 301.2939 | 321.0299 | 8.4408 | 83.4287 | 0
| Zone | Remainder of System | 6 | Monthly System Peak Day | CAISO | 1-in-2 | 2030 | 16 | 264.411 | 271.4059 | 8.5682 | 84.2761 | 0
| Zone | Remainder of System | 6 | Monthly System Peak Day | CAISO | 1-in-2 | 2030 | 17 | 260.9815 | 268.6016 | 9.418 | 84.0626 | 0
| Zone | Remainder of System | 6 | Monthly System Peak Day | CAISO | 1-in-2 | 2030 | 18 | 226.36 | 244.3272 | 9.3151 | 83.0593 | 0
| Zone | Remainder of System | 6 | Monthly System Peak Day | CAISO | 1-in-2 | 2030 | 19 | 218.1396 | 240.5181 | 10.2147 | 81.2172 | 0
| Zone | Remainder of System | 6 | Monthly System Peak Day | CAISO | 1-in-2 | 2030 | 20 | 199.628 | 213.2623 | 8.4808 | 78.5937 | 0
| Zone | Remainder of System | 6 | Monthly System Peak Day | CAISO | 1-in-2 | 2030 | 21 | 218.9875 | 238.9193 | 9.1038 | 74.8448 | 0
| Zone | Remainder of System | 6 | Monthly System Peak Day | CAISO | 1-in-2 | 2030 | 22 | 386.7044 | 414.1372 | 8.3713 | 70.7275 | 0
| Zone | Remainder of System | 6 | Monthly System Peak Day | CAISO | 1-in-2 | 2030 | 23 | 409.472 | 441.7193 | 8.3579 | 68.2082 | 0
| Zone | Remainder of System | 6 | Monthly System Peak Day | CAISO | 1-in-2 | 2030 | 24 | 377.9039 | 407.5356 | 8.3224 | 66.809 | 0
| Zone | Remainder of System | 7 | Average Weekday | CAISO | 1-in-2 | 2030 | 1 | 265.3758 | 282.488 | 8.887 | 68.08 | 0
| Zone | Remainder of System | 7 | Average Weekday | CAISO | 1-in-2 | 2030 | 2 | 263.5938 | 275.0768 | 8.8984 | 67.3516 | 0
| Zone | Remainder of System | 7 | Average Weekday | CAISO | 1-in-2 | 2030 | 3 | 405.8061 | 426.3535 | 8.9004 | 66.697 | 0
| Zone | Remainder of System | 7 | Average Weekday | CAISO | 1-in-2 | 2030 | 4 | 559.7217 | 581.2596 | 8.9028 | 66.1335 | 0
| Zone | Remainder of System | 7 | Average Weekday | CAISO | 1-in-2 | 2030 | 5 | 515.252 | 540.7732 | 8.9009 | 65.6106 | 0
| Zone | Remainder of System | 7 | Average Weekday | CAISO | 1-in-2 | 2030 | 6 | 515.7831 | 543.3837 | 8.8993 | 65.1256 | 0
| Zone | Remainder of System | 7 | Average Weekday | CAISO | 1-in-2 | 2030 | 7 | 524.4007 | 523.2847 | 8.8817 | 64.7652 | 0
| Zone | Remainder of System | 7 | Average Weekday | CAISO | 1-in-2 | 2030 | 8 | 514.9423 | 530.4868 | 8.8259 | 65.1789 | 0
| Zone | Remainder of System | 7 | Average Weekday | CAISO | 1-in-2 | 2030 | 9 | 504.1578 | 532.2828 | 8.8133 | 67.2839 | 0
| Zone | Remainder of System | 7 | Average Weekday | CAISO | 1-in-2 | 2030 | 10 | 489.7264 | 505.907 | 8.8536 | 70.1065 | 0
| Zone | Remainder of System | 7 | Average Weekday | CAISO | 1-in-2 | 2030 | 11 | 459.1031 | 474.3567 | 8.8382 | 73.2348 | 0
| Zone | Remainder of System | 7 | Average Weekday | CAISO | 1-in-2 | 2030 | 12 | 452.6417 | 472.7696 | 8.8246 | 76.4308 | 0
| Zone | Remainder of System | 7 | Average Weekday | CAISO | 1-in-2 | 2030 | 13 | 362.6169 | 387.3723 | 8.8183 | 79.0108 | 0
| Zone | Remainder of System | 7 | Average Weekday | CAISO | 1-in-2 | 2030 | 14 | 335.9113 | 357.5008 | 8.8417 | 81.0239 | 0
| Zone | Remainder of System | 7 | Average Weekday | CAISO | 1-in-2 | 2030 | 15 | 283.7341 | 303.6787 | 8.8952 | 82.3721 | 0
| Zone | Remainder of System | 7 | Average Weekday | CAISO | 1-in-2 | 2030 | 16 | 245.603 | 252.3266 | 8.9343 | 82.9063 | 0
| Zone | Remainder of System | 7 | Average Weekday | CAISO | 1-in-2 | 2030 | 17 | 247.2677 | 255.8961 | 9.8707 | 82.877 | 0
| Zone | Remainder of System | 7 | Average Weekday | CAISO | 1-in-2 | 2030 | 18 | 217.9371 | 236.0575 | 9.7817 | 82.0052 | 0
| Zone | Remainder of System | 7 | Average Weekday | CAISO | 1-in-2 | 2030 | 19 | 214.0364 | 236.6771 | 9.5462 | 80.3719 | 0
| Zone | Remainder of System | 7 | Average Weekday | CAISO | 1-in-2 | 2030 | 20 | 202.4801 | 216.1158 | 9.1871 | 78.1158 | 0
| Zone | Remainder of System | 7 | Average Weekday | CAISO | 1-in-2 | 2030 | 21 | 220.2192 | 240.2207 | 9.2851 | 75.1175 | 0
| Zone | Remainder of System | 7 | Average Weekday | CAISO | 1-in-2 | 2030 | 22 | 385.4111 | 412.3556 | 8.8909 | 71.9882 | 0
| Zone | Remainder of System | 7 | Average Weekday | CAISO | 1-in-2 | 2030 | 23 | 402.2714 | 433.4812 | 8.8997 | 70.0845 | 0
| Zone | Remainder of System | 7 | Average Weekday | CAISO | 1-in-2 | 2030 | 24 | 362.2554 | 390.5648 | 8.8679 | 68.8469 | 0
| Zone | Remainder of System | 7 | Monthly System Peak Day | CAISO | 1-in-2 | 2030 | 1 | 265.3758 | 261.9795 | 8.9573 | 73.1955 | 0
| Zone | Remainder of System | 7 | Monthly System Peak Day | CAISO | 1-in-2 | 2030 | 2 | 263.5938 | 245.5259 | 8.9709 | 72.0249 | 0
| Zone | Remainder of System | 7 | Monthly System Peak Day | CAISO | 1-in-2 | 2030 | 3 | 405.8061 | 350.9186 | 8.9745 | 71.091 | 0
| Zone | Remainder of System | 7 | Monthly System Peak Day | CAISO | 1-in-2 | 2030 | 4 | 559.7217 | 461.5816 | 8.9734 | 70.2162 | 0
| Zone | Remainder of System | 7 | Monthly System Peak Day | CAISO | 1-in-2 | 2030 | 5 | 515.252 | 430.9366 | 8.9716 | 69.6015 | 0
| Zone | Remainder of System | 7 | Monthly System Peak Day | CAISO | 1-in-2 | 2030 | 6 | 515.7831 | 454.4502 | 8.97 | 69.0472 | 0
| Zone | Remainder of System | 7 | Monthly System Peak Day | CAISO | 1-in-2 | 2030 | 7 | 524.4007 | 444.5963 | 8.9775 | 68.4552 | 0
| Zone | Remainder of System | 7 | Monthly System Peak Day | CAISO | 1-in-2 | 2030 | 8 | 514.9423 | 459.4514 | 8.9086 | 68.8219 | 0
| Zone | Remainder of System | 7 | Monthly System Peak Day | CAISO | 1-in-2 | 2030 | 9 | 504.1578 | 486.0431 | 8.8896 | 71.8173 | 0
| Zone | Remainder of System | 7 | Monthly System Peak Day | CAISO | 1-in-2 | 2030 | 10 | 489.7264 | 458.426 | 8.9312 | 75.7699 | 0
| Zone | Remainder of System | 7 | Monthly System Peak Day | CAISO | 1-in-2 | 2030 | 11 | 459.1031 | 428.2466 | 8.8991 | 79.9919 | 0
| Zone | Remainder of System | 7 | Monthly System Peak Day | CAISO | 1-in-2 | 2030 | 12 | 452.6417 | 426.7392 | 8.8699 | 83.7897 | 0
| Zone | Remainder of System | 7 | Monthly System Peak Day | CAISO | 1-in-2 | 2030 | 13 | 362.6169 | 358.9217 | 8.8601 | 86.8527 | 0
| Zone | Remainder of System | 7 | Monthly System Peak Day | CAISO | 1-in-2 | 2030 | 14 | 335.9113 | 336.254 | 8.8899 | 88.9939 | 0
| Zone | Remainder of System | 7 | Monthly System Peak Day | CAISO | 1-in-2 | 2030 | 15 | 283.7341 | 290.9497 | 8.9754 | 90.4931 | 0
| Zone | Remainder of System | 7 | Monthly System Peak Day | CAISO | 1-in-2 | 2030 | 16 | 245.603 | 240.2261 | 9.0289 | 90.6156 | 0
| Zone | Remainder of System | 7 | Monthly System Peak Day | CAISO | 1-in-2 | 2030 | 17 | 247.2677 | 252.9845 | 9.9313 | 90.4844 | 0
| Zone | Remainder of System | 7 | Monthly System Peak Day | CAISO | 1-in-2 | 2030 | 18 | 217.9371 | 249.5089 | 9.9595 | 88.756 | 0
| Zone | Remainder of System | 7 | Monthly System Peak Day | CAISO | 1-in-2 | 2030 | 19 | 214.0364 | 199.4445 | 9.1204 | 87.1895 | 0
| Zone | Remainder of System | 7 | Monthly System Peak Day | CAISO | 1-in-2 | 2030 | 20 | 202.4801 | 176.8287 | 8.9583 | 84.4147 | 0
| Zone | Remainder of System | 7 | Monthly System Peak Day | CAISO | 1-in-2 | 2030 | 21 | 220.2192 | 201.7477 | 10.5031 | 81.3972 | 0
| Zone | Remainder of System | 7 | Monthly System Peak Day | CAISO | 1-in-2 | 2030 | 22 | 385.4111 | 355.2642 | 9.0909 | 79.1916 | 0
| Zone | Remainder of System | 7 | Monthly System Peak Day | CAISO | 1-in-2 | 2030 | 23 | 402.2714 | 364.0811 | 8.9363 | 77.6472 | 0
| Zone | Remainder of System | 7 | Monthly System Peak Day | CAISO | 1-in-2 | 2030 | 24 | 362.2554 | 342.6586 | 8.9289 | 76.3413 | 0
| Zone | Remainder of System | 8 | Average Weekday | CAISO | 1-in-2 | 2030 | 1 | 274.5155 | 296.1959 | 8.4525 | 68.1134 | 0
| Zone | Remainder of System | 8 | Average Weekday | CAISO | 1-in-2 | 2030 | 2 | 274.6888 | 291.1165 | 8.4662 | 67.1923 | 0
| Zone | Remainder of System | 8 | Average Weekday | CAISO | 1-in-2 | 2030 | 3 | 414.2663 | 434.1377 | 8.4687 | 66.3666 | 0
| Zone | Remainder of System | 8 | Average Weekday | CAISO | 1-in-2 | 2030 | 4 | 571.1302 | 594.8148 | 8.4713 | 65.6033 | 0
| Zone | Remainder of System | 8 | Average Weekday | CAISO | 1-in-2 | 2030 | 5 | 523.0155 | 555.0318 | 8.4688 | 64.9066 | 0
| Zone | Remainder of System | 8 | Average Weekday | CAISO | 1-in-2 | 2030 | 6 | 527.8616 | 562.6378 | 8.4666 | 64.3295 | 0
| Zone | Remainder of System | 8 | Average Weekday | CAISO | 1-in-2 | 2030 | 7 | 537.6433 | 537.83 | 8.4478 | 63.8791 | 0
| Zone | Remainder of System | 8 | Average Weekday | CAISO | 1-in-2 | 2030 | 8 | 528.2111 | 546.8563 | 8.3814 | 63.8355 | 0
| Zone | Remainder of System | 8 | Average Weekday | CAISO | 1-in-2 | 2030 | 9 | 511.6409 | 538.4922 | 8.3645 | 65.9972 | 0
| Zone | Remainder of System | 8 | Average Weekday | CAISO | 1-in-2 | 2030 | 10 | 499.727 | 516.3599 | 8.4137 | 69.4323 | 0
| Zone | Remainder of System | 8 | Average Weekday | CAISO | 1-in-2 | 2030 | 11 | 463.6636 | 479.3132 | 8.3925 | 73.4127 | 0
| Zone | Remainder of System | 8 | Average Weekday | CAISO | 1-in-2 | 2030 | 12 | 453.7418 | 474.3421 | 8.3721 | 77.2854 | 0
| Zone | Remainder of System | 8 | Average Weekday | CAISO | 1-in-2 | 2030 | 13 | 373.2648 | 399.3276 | 8.3629 | 80.4135 | 0
| Zone | Remainder of System | 8 | Average Weekday | CAISO | 1-in-2 | 2030 | 14 | 343.4726 | 365.3322 | 8.3943 | 82.7527 | 0
| Zone | Remainder of System | 8 | Average Weekday | CAISO | 1-in-2 | 2030 | 15 | 291.7132 | 311.8937 | 8.462 | 84.1637 | 0
| Zone | Remainder of System | 8 | Average Weekday | CAISO | 1-in-2 | 2030 | 16 | 251.6731 | 258.667 | 8.5096 | 84.6461 | 0
| Zone | Remainder of System | 8 | Average Weekday | CAISO | 1-in-2 | 2030 | 17 | 255.5483 | 261.7868 | 9.5873 | 84.5587 | 0
| Zone | Remainder of System | 8 | Average Weekday | CAISO | 1-in-2 | 2030 | 18 | 224.0333 | 241.6573 | 9.4901 | 83.6467 | 0
| Zone | Remainder of System | 8 | Average Weekday | CAISO | 1-in-2 | 2030 | 19 | 218.7567 | 240.8293 | 9.0111 | 81.9145 | 0
| Zone | Remainder of System | 8 | Average Weekday | CAISO | 1-in-2 | 2030 | 20 | 215.3238 | 228.5612 | 8.6795 | 79.2555 | 0
| Zone | Remainder of System | 8 | Average Weekday | CAISO | 1-in-2 | 2030 | 21 | 229.9871 | 249.9973 | 8.9268 | 75.5248 | 0
| Zone | Remainder of System | 8 | Average Weekday | CAISO | 1-in-2 | 2030 | 22 | 388.3554 | 416.5281 | 8.4626 | 72.4927 | 0
| Zone | Remainder of System | 8 | Average Weekday | CAISO | 1-in-2 | 2030 | 23 | 406.2093 | 439.8938 | 8.4633 | 70.5976 | 0
| Zone | Remainder of System | 8 | Average Weekday | CAISO | 1-in-2 | 2030 | 24 | 367.4774 | 398.9743 | 8.429 | 69.2749 | 0
| Zone | Remainder of System | 8 | Monthly System Peak Day | CAISO | 1-in-2 | 2030 | 1 | 274.5155 | 269.6545 | 7.5093 | 77.2145 | 0
| Zone | Remainder of System | 8 | Monthly System Peak Day | CAISO | 1-in-2 | 2030 | 2 | 274.6888 | 259.2571 | 7.5284 | 76.3125 | 0
| Zone | Remainder of System | 8 | Monthly System Peak Day | CAISO | 1-in-2 | 2030 | 3 | 414.2663 | 367.3894 | 7.5334 | 75.6019 | 0
| Zone | Remainder of System | 8 | Monthly System Peak Day | CAISO | 1-in-2 | 2030 | 4 | 571.1302 | 477.8759 | 7.5325 | 74.8021 | 0
| Zone | Remainder of System | 8 | Monthly System Peak Day | CAISO | 1-in-2 | 2030 | 5 | 523.0155 | 449.2002 | 7.5298 | 74.091 | 0
| Zone | Remainder of System | 8 | Monthly System Peak Day | CAISO | 1-in-2 | 2030 | 6 | 527.8616 | 464.0038 | 7.5273 | 73.4628 | 0
| Zone | Remainder of System | 8 | Monthly System Peak Day | CAISO | 1-in-2 | 2030 | 7 | 537.6433 | 450.3829 | 7.5302 | 72.8738 | 0
| Zone | Remainder of System | 8 | Monthly System Peak Day | CAISO | 1-in-2 | 2030 | 8 | 528.2111 | 468.9578 | 7.4403 | 72.891 | 0
| Zone | Remainder of System | 8 | Monthly System Peak Day | CAISO | 1-in-2 | 2030 | 9 | 511.6409 | 493.7204 | 7.4081 | 74.8105 | 0
| Zone | Remainder of System | 8 | Monthly System Peak Day | CAISO | 1-in-2 | 2030 | 10 | 499.727 | 469.5976 | 7.4639 | 78.5087 | 0
| Zone | Remainder of System | 8 | Monthly System Peak Day | CAISO | 1-in-2 | 2030 | 11 | 463.6636 | 432.1624 | 7.4155 | 82.6998 | 0
| Zone | Remainder of System | 8 | Monthly System Peak Day | CAISO | 1-in-2 | 2030 | 12 | 453.7418 | 426.3397 | 7.3706 | 86.6394 | 0
| Zone | Remainder of System | 8 | Monthly System Peak Day | CAISO | 1-in-2 | 2030 | 13 | 373.2648 | 370.7207 | 7.3519 | 89.5515 | 0
| Zone | Remainder of System | 8 | Monthly System Peak Day | CAISO | 1-in-2 | 2030 | 14 | 343.4726 | 344.5384 | 7.4032 | 91.4475 | 0
| Zone | Remainder of System | 8 | Monthly System Peak Day | CAISO | 1-in-2 | 2030 | 15 | 291.7132 | 299.3209 | 7.5244 | 92.1121 | 0
| Zone | Remainder of System | 8 | Monthly System Peak Day | CAISO | 1-in-2 | 2030 | 16 | 251.6731 | 246.6725 | 7.5904 | 91.6303 | 0
| Zone | Remainder of System | 8 | Monthly System Peak Day | CAISO | 1-in-2 | 2030 | 17 | 255.5483 | 258.9779 | 8.6367 | 91 | 0
| Zone | Remainder of System | 8 | Monthly System Peak Day | CAISO | 1-in-2 | 2030 | 18 | 224.0333 | 256.5307 | 8.6716 | 88.8061 | 0
| Zone | Remainder of System | 8 | Monthly System Peak Day | CAISO | 1-in-2 | 2030 | 19 | 218.7567 | 202.9888 | 7.2393 | 86.6429 | 0
| Zone | Remainder of System | 8 | Monthly System Peak Day | CAISO | 1-in-2 | 2030 | 20 | 215.3238 | 187.5932 | 7.1177 | 84.8327 | 0
| Zone | Remainder of System | 8 | Monthly System Peak Day | CAISO | 1-in-2 | 2030 | 21 | 229.9871 | 209.2237 | 9.3055 | 82.0898 | 0
| Zone | Remainder of System | 8 | Monthly System Peak Day | CAISO | 1-in-2 | 2030 | 22 | 388.3554 | 360.996 | 7.685 | 80.2281 | 0
| Zone | Remainder of System | 8 | Monthly System Peak Day | CAISO | 1-in-2 | 2030 | 23 | 406.2093 | 373.3882 | 7.4871 | 79.0136 | 0
| Zone | Remainder of System | 8 | Monthly System Peak Day | CAISO | 1-in-2 | 2030 | 24 | 367.4774 | 351.5144 | 7.4723 | 78.0096 | 0
| Zone | Remainder of System | 8 | Typical Event Day | CAISO | 1-in-2 | 2030 | 1 | 274.5155 | 269.6545 | 7.5093 | 73.4009 | 0
| Zone | Remainder of System | 8 | Typical Event Day | CAISO | 1-in-2 | 2030 | 2 | 274.6888 | 259.2571 | 7.5284 | 72.3688 | 0
| Zone | Remainder of System | 8 | Typical Event Day | CAISO | 1-in-2 | 2030 | 3 | 414.2663 | 367.3894 | 7.5334 | 71.4642 | 0
| Zone | Remainder of System | 8 | Typical Event Day | CAISO | 1-in-2 | 2030 | 4 | 571.1302 | 477.8759 | 7.5325 | 70.5395 | 0
| Zone | Remainder of System | 8 | Typical Event Day | CAISO | 1-in-2 | 2030 | 5 | 523.0155 | 449.2002 | 7.5298 | 69.7313 | 0
| Zone | Remainder of System | 8 | Typical Event Day | CAISO | 1-in-2 | 2030 | 6 | 527.8616 | 464.0038 | 7.5273 | 68.8608 | 0
| Zone | Remainder of System | 8 | Typical Event Day | CAISO | 1-in-2 | 2030 | 7 | 537.6433 | 450.3829 | 7.5302 | 68.3746 | 0
| Zone | Remainder of System | 8 | Typical Event Day | CAISO | 1-in-2 | 2030 | 8 | 528.2111 | 468.9578 | 7.4403 | 68.6934 | 0
| Zone | Remainder of System | 8 | Typical Event Day | CAISO | 1-in-2 | 2030 | 9 | 511.6409 | 493.7204 | 7.4081 | 71.1218 | 0
| Zone | Remainder of System | 8 | Typical Event Day | CAISO | 1-in-2 | 2030 | 10 | 499.727 | 469.5976 | 7.4639 | 75.0502 | 0
| Zone | Remainder of System | 8 | Typical Event Day | CAISO | 1-in-2 | 2030 | 11 | 463.6636 | 432.1624 | 7.4155 | 79.5998 | 0
| Zone | Remainder of System | 8 | Typical Event Day | CAISO | 1-in-2 | 2030 | 12 | 453.7418 | 426.3397 | 7.3706 | 83.6838 | 0
| Zone | Remainder of System | 8 | Typical Event Day | CAISO | 1-in-2 | 2030 | 13 | 373.2648 | 370.7207 | 7.3519 | 86.811 | 0
| Zone | Remainder of System | 8 | Typical Event Day | CAISO | 1-in-2 | 2030 | 14 | 343.4726 | 344.5384 | 7.4032 | 88.9964 | 0
| Zone | Remainder of System | 8 | Typical Event Day | CAISO | 1-in-2 | 2030 | 15 | 291.7132 | 299.3209 | 7.5244 | 90.3398 | 0
| Zone | Remainder of System | 8 | Typical Event Day | CAISO | 1-in-2 | 2030 | 16 | 251.6731 | 246.6725 | 7.5904 | 90.2511 | 0
| Zone | Remainder of System | 8 | Typical Event Day | CAISO | 1-in-2 | 2030 | 17 | 255.5483 | 258.9779 | 8.6367 | 89.8103 | 0
| Zone | Remainder of System | 8 | Typical Event Day | CAISO | 1-in-2 | 2030 | 18 | 224.0333 | 256.5307 | 8.6716 | 88.2706 | 0
| Zone | Remainder of System | 8 | Typical Event Day | CAISO | 1-in-2 | 2030 | 19 | 218.7567 | 202.9888 | 7.2393 | 86.5935 | 0
| Zone | Remainder of System | 8 | Typical Event Day | CAISO | 1-in-2 | 2030 | 20 | 215.3238 | 187.5932 | 7.1177 | 84.3378 | 0
| Zone | Remainder of System | 8 | Typical Event Day | CAISO | 1-in-2 | 2030 | 21 | 229.9871 | 209.2237 | 9.3055 | 81.1077 | 0
| Zone | Remainder of System | 8 | Typical Event Day | CAISO | 1-in-2 | 2030 | 22 | 388.3554 | 360.996 | 7.685 | 78.5052 | 0
| Zone | Remainder of System | 8 | Typical Event Day | CAISO | 1-in-2 | 2030 | 23 | 406.2093 | 373.3882 | 7.4871 | 76.6856 | 0
| Zone | Remainder of System | 8 | Typical Event Day | CAISO | 1-in-2 | 2030 | 24 | 367.4774 | 351.5144 | 7.4723 | 75.379 | 0
| Zone | Remainder of System | 9 | Average Weekday | CAISO | 1-in-2 | 2030 | 1 | 270.3411 | 279.7466 | 9.1563 | 67.9163 | 0
| Zone | Remainder of System | 9 | Average Weekday | CAISO | 1-in-2 | 2030 | 2 | 277.6936 | 279.4002 | 9.1737 | 67.0577 | 0
| Zone | Remainder of System | 9 | Average Weekday | CAISO | 1-in-2 | 2030 | 3 | 440.8831 | 435.8427 | 9.176 | 66.3107 | 0
| Zone | Remainder of System | 9 | Average Weekday | CAISO | 1-in-2 | 2030 | 4 | 601.2952 | 598.1548 | 9.1786 | 65.6674 | 0
| Zone | Remainder of System | 9 | Average Weekday | CAISO | 1-in-2 | 2030 | 5 | 537.192 | 536.1126 | 9.1734 | 65.0638 | 0
| Zone | Remainder of System | 9 | Average Weekday | CAISO | 1-in-2 | 2030 | 6 | 525.6683 | 533.922 | 9.1646 | 64.4963 | 0
| Zone | Remainder of System | 9 | Average Weekday | CAISO | 1-in-2 | 2030 | 7 | 554.3755 | 541.8244 | 9.1369 | 64.1368 | 0
| Zone | Remainder of System | 9 | Average Weekday | CAISO | 1-in-2 | 2030 | 8 | 527.87 | 524.9388 | 9.0896 | 63.932 | 0
| Zone | Remainder of System | 9 | Average Weekday | CAISO | 1-in-2 | 2030 | 9 | 484.3719 | 506.4576 | 9.0775 | 65.0104 | 0
| Zone | Remainder of System | 9 | Average Weekday | CAISO | 1-in-2 | 2030 | 10 | 478.7503 | 490.8676 | 9.1292 | 67.9774 | 0
| Zone | Remainder of System | 9 | Average Weekday | CAISO | 1-in-2 | 2030 | 11 | 447.8009 | 460.0514 | 9.1075 | 71.7876 | 0
| Zone | Remainder of System | 9 | Average Weekday | CAISO | 1-in-2 | 2030 | 12 | 440.3356 | 452.9504 | 9.084 | 75.6626 | 0
| Zone | Remainder of System | 9 | Average Weekday | CAISO | 1-in-2 | 2030 | 13 | 371.5817 | 385.4306 | 9.0716 | 78.8927 | 0
| Zone | Remainder of System | 9 | Average Weekday | CAISO | 1-in-2 | 2030 | 14 | 333.5598 | 347.4665 | 9.0986 | 81.1439 | 0
| Zone | Remainder of System | 9 | Average Weekday | CAISO | 1-in-2 | 2030 | 15 | 283.5358 | 298.5495 | 9.1509 | 82.3872 | 0
| Zone | Remainder of System | 9 | Average Weekday | CAISO | 1-in-2 | 2030 | 16 | 253.0951 | 255.6837 | 9.1961 | 82.7874 | 0
| Zone | Remainder of System | 9 | Average Weekday | CAISO | 1-in-2 | 2030 | 17 | 258.7505 | 264.7522 | 10.1895 | 82.4533 | 0
| Zone | Remainder of System | 9 | Average Weekday | CAISO | 1-in-2 | 2030 | 18 | 229.2607 | 246.5633 | 10.0717 | 81.2939 | 0
| Zone | Remainder of System | 9 | Average Weekday | CAISO | 1-in-2 | 2030 | 19 | 229.7805 | 249.8828 | 10.0856 | 79.3617 | 0
| Zone | Remainder of System | 9 | Average Weekday | CAISO | 1-in-2 | 2030 | 20 | 226.6777 | 238.284 | 9.1842 | 76.3554 | 0
| Zone | Remainder of System | 9 | Average Weekday | CAISO | 1-in-2 | 2030 | 21 | 235.8871 | 253.2357 | 9.4092 | 73.1548 | 0
| Zone | Remainder of System | 9 | Average Weekday | CAISO | 1-in-2 | 2030 | 22 | 394.1079 | 417.1315 | 9.1102 | 71.2851 | 0
| Zone | Remainder of System | 9 | Average Weekday | CAISO | 1-in-2 | 2030 | 23 | 407.7408 | 430.2985 | 9.1464 | 69.929 | 0
| Zone | Remainder of System | 9 | Average Weekday | CAISO | 1-in-2 | 2030 | 24 | 363.6514 | 382.5371 | 9.1293 | 68.7915 | 0
| Zone | Remainder of System | 9 | Monthly System Peak Day | CAISO | 1-in-2 | 2030 | 1 | 270.3411 | 258.9321 | 9.2172 | 77.904 | 0
| Zone | Remainder of System | 9 | Monthly System Peak Day | CAISO | 1-in-2 | 2030 | 2 | 277.6936 | 252.9237 | 9.2365 | 76.6059 | 0
| Zone | Remainder of System | 9 | Monthly System Peak Day | CAISO | 1-in-2 | 2030 | 3 | 440.8831 | 371.7979 | 9.2408 | 75.3749 | 0
| Zone | Remainder of System | 9 | Monthly System Peak Day | CAISO | 1-in-2 | 2030 | 4 | 601.2952 | 471.1505 | 9.2394 | 74.1759 | 0
| Zone | Remainder of System | 9 | Monthly System Peak Day | CAISO | 1-in-2 | 2030 | 5 | 537.192 | 419.8393 | 9.2347 | 73.1852 | 0
| Zone | Remainder of System | 9 | Monthly System Peak Day | CAISO | 1-in-2 | 2030 | 6 | 525.6683 | 421.1659 | 9.2262 | 72.1223 | 0
| Zone | Remainder of System | 9 | Monthly System Peak Day | CAISO | 1-in-2 | 2030 | 7 | 554.3755 | 440.4245 | 9.2263 | 72.0548 | 0
| Zone | Remainder of System | 9 | Monthly System Peak Day | CAISO | 1-in-2 | 2030 | 8 | 527.87 | 431.8101 | 9.1647 | 72.1768 | 0
| Zone | Remainder of System | 9 | Monthly System Peak Day | CAISO | 1-in-2 | 2030 | 9 | 484.3719 | 459.3387 | 9.1456 | 73.7735 | 0
| Zone | Remainder of System | 9 | Monthly System Peak Day | CAISO | 1-in-2 | 2030 | 10 | 478.7503 | 439.8976 | 9.1964 | 78.2508 | 0
| Zone | Remainder of System | 9 | Monthly System Peak Day | CAISO | 1-in-2 | 2030 | 11 | 447.8009 | 409.4669 | 9.1573 | 84.4497 | 0
| Zone | Remainder of System | 9 | Monthly System Peak Day | CAISO | 1-in-2 | 2030 | 12 | 440.3356 | 405.9562 | 9.1186 | 89.3024 | 0
| Zone | Remainder of System | 9 | Monthly System Peak Day | CAISO | 1-in-2 | 2030 | 13 | 371.5817 | 349.2605 | 9.1028 | 92.3143 | 0
| Zone | Remainder of System | 9 | Monthly System Peak Day | CAISO | 1-in-2 | 2030 | 14 | 333.5598 | 320.7687 | 9.1368 | 94.4131 | 0
| Zone | Remainder of System | 9 | Monthly System Peak Day | CAISO | 1-in-2 | 2030 | 15 | 283.5358 | 281.8954 | 9.2239 | 95.3252 | 0
| Zone | Remainder of System | 9 | Monthly System Peak Day | CAISO | 1-in-2 | 2030 | 16 | 253.0951 | 240.57 | 9.282 | 94.4826 | 0
| Zone | Remainder of System | 9 | Monthly System Peak Day | CAISO | 1-in-2 | 2030 | 17 | 258.7505 | 262.2249 | 10.2065 | 93.6941 | 0
| Zone | Remainder of System | 9 | Monthly System Peak Day | CAISO | 1-in-2 | 2030 | 18 | 229.2607 | 258.9588 | 10.1931 | 92.461 | 0
| Zone | Remainder of System | 9 | Monthly System Peak Day | CAISO | 1-in-2 | 2030 | 19 | 229.7805 | 210.2339 | 9.6438 | 91.3242 | 0
| Zone | Remainder of System | 9 | Monthly System Peak Day | CAISO | 1-in-2 | 2030 | 20 | 226.6777 | 197.7779 | 8.9727 | 89.5099 | 0
| Zone | Remainder of System | 9 | Monthly System Peak Day | CAISO | 1-in-2 | 2030 | 21 | 235.8871 | 216.3563 | 10.4147 | 86.0988 | 0
| Zone | Remainder of System | 9 | Monthly System Peak Day | CAISO | 1-in-2 | 2030 | 22 | 394.1079 | 354.8703 | 9.3228 | 83.8735 | 0
| Zone | Remainder of System | 9 | Monthly System Peak Day | CAISO | 1-in-2 | 2030 | 23 | 407.7408 | 354.956 | 9.1739 | 81.8733 | 0
| Zone | Remainder of System | 9 | Monthly System Peak Day | CAISO | 1-in-2 | 2030 | 24 | 363.6514 | 331.2397 | 9.181 | 80.3562 | 0
| Zone | Remainder of System | 10 | Average Weekday | CAISO | 1-in-2 | 2030 | 1 | 287.5123 | 298.0948 | 8.5704 | 62.4444 | 0
| Zone | Remainder of System | 10 | Average Weekday | CAISO | 1-in-2 | 2030 | 2 | 281.2718 | 287.872 | 8.4597 | 61.5437 | 0
| Zone | Remainder of System | 10 | Average Weekday | CAISO | 1-in-2 | 2030 | 3 | 433.5836 | 443.0033 | 8.4445 | 60.6485 | 0
| Zone | Remainder of System | 10 | Average Weekday | CAISO | 1-in-2 | 2030 | 4 | 598.9763 | 613.7189 | 8.407 | 59.9332 | 0
| Zone | Remainder of System | 10 | Average Weekday | CAISO | 1-in-2 | 2030 | 5 | 584.9812 | 598.8047 | 8.4034 | 59.2025 | 0
| Zone | Remainder of System | 10 | Average Weekday | CAISO | 1-in-2 | 2030 | 6 | 582.0419 | 597.1361 | 8.353 | 58.6584 | 0
| Zone | Remainder of System | 10 | Average Weekday | CAISO | 1-in-2 | 2030 | 7 | 582.0464 | 581.5726 | 8.3387 | 58.2291 | 0
| Zone | Remainder of System | 10 | Average Weekday | CAISO | 1-in-2 | 2030 | 8 | 570.0698 | 574.3705 | 8.6425 | 57.9539 | 0
| Zone | Remainder of System | 10 | Average Weekday | CAISO | 1-in-2 | 2030 | 9 | 543.8347 | 582.0166 | 9.0699 | 58.3197 | 0
| Zone | Remainder of System | 10 | Average Weekday | CAISO | 1-in-2 | 2030 | 10 | 525.3868 | 542.9855 | 8.7892 | 60.8693 | 0
| Zone | Remainder of System | 10 | Average Weekday | CAISO | 1-in-2 | 2030 | 11 | 508.5146 | 521.5084 | 9.0104 | 64.43 | 0
| Zone | Remainder of System | 10 | Average Weekday | CAISO | 1-in-2 | 2030 | 12 | 497.2427 | 509.308 | 9.2556 | 68.177 | 0
| Zone | Remainder of System | 10 | Average Weekday | CAISO | 1-in-2 | 2030 | 13 | 399.6176 | 409.9993 | 9.4508 | 71.2953 | 0
| Zone | Remainder of System | 10 | Average Weekday | CAISO | 1-in-2 | 2030 | 14 | 350.3542 | 357.5643 | 9.3137 | 73.5492 | 0
| Zone | Remainder of System | 10 | Average Weekday | CAISO | 1-in-2 | 2030 | 15 | 304.2055 | 310.9622 | 8.9197 | 74.9618 | 0
| Zone | Remainder of System | 10 | Average Weekday | CAISO | 1-in-2 | 2030 | 16 | 273.5169 | 276.2133 | 8.4167 | 75.8111 | 0
| Zone | Remainder of System | 10 | Average Weekday | CAISO | 1-in-2 | 2030 | 17 | 270.808 | 276.9988 | 8.2127 | 75.6843 | 0
| Zone | Remainder of System | 10 | Average Weekday | CAISO | 1-in-2 | 2030 | 18 | 252.201 | 258.8959 | 8.2702 | 74.5942 | 0
| Zone | Remainder of System | 10 | Average Weekday | CAISO | 1-in-2 | 2030 | 19 | 266.9886 | 273.6052 | 8.698 | 72.5631 | 0
| Zone | Remainder of System | 10 | Average Weekday | CAISO | 1-in-2 | 2030 | 20 | 258.5378 | 261.998 | 8.4027 | 69.6331 | 0
| Zone | Remainder of System | 10 | Average Weekday | CAISO | 1-in-2 | 2030 | 21 | 246.372 | 252.0209 | 8.1023 | 67.329 | 0
| Zone | Remainder of System | 10 | Average Weekday | CAISO | 1-in-2 | 2030 | 22 | 431.1448 | 448.9636 | 8.3348 | 65.6424 | 0
| Zone | Remainder of System | 10 | Average Weekday | CAISO | 1-in-2 | 2030 | 23 | 411.711 | 432.2766 | 8.4884 | 64.3401 | 0
| Zone | Remainder of System | 10 | Average Weekday | CAISO | 1-in-2 | 2030 | 24 | 341.7502 | 365.1615 | 8.6686 | 63.2154 | 0
| Zone | Remainder of System | 10 | Monthly System Peak Day | CAISO | 1-in-2 | 2030 | 1 | 287.5123 | 307.9114 | 8.3992 | 72.2171 | 0
| Zone | Remainder of System | 10 | Monthly System Peak Day | CAISO | 1-in-2 | 2030 | 2 | 281.2718 | 293.1946 | 8.3437 | 70.8415 | 0
| Zone | Remainder of System | 10 | Monthly System Peak Day | CAISO | 1-in-2 | 2030 | 3 | 433.5836 | 447.9842 | 8.3373 | 70.0803 | 0
| Zone | Remainder of System | 10 | Monthly System Peak Day | CAISO | 1-in-2 | 2030 | 4 | 598.9763 | 615.3672 | 8.3244 | 68.827 | 0
| Zone | Remainder of System | 10 | Monthly System Peak Day | CAISO | 1-in-2 | 2030 | 5 | 584.9812 | 603.9553 | 8.3183 | 67.8458 | 0
| Zone | Remainder of System | 10 | Monthly System Peak Day | CAISO | 1-in-2 | 2030 | 6 | 582.0419 | 595.7922 | 8.2957 | 66.7427 | 0
| Zone | Remainder of System | 10 | Monthly System Peak Day | CAISO | 1-in-2 | 2030 | 7 | 582.0464 | 575.7986 | 8.2837 | 65.8678 | 0
| Zone | Remainder of System | 10 | Monthly System Peak Day | CAISO | 1-in-2 | 2030 | 8 | 570.0698 | 574.6732 | 8.4408 | 65.4377 | 0
| Zone | Remainder of System | 10 | Monthly System Peak Day | CAISO | 1-in-2 | 2030 | 9 | 543.8347 | 593.752 | 8.7382 | 66.2452 | 0
| Zone | Remainder of System | 10 | Monthly System Peak Day | CAISO | 1-in-2 | 2030 | 10 | 525.3868 | 549.8978 | 8.5254 | 69.8979 | 0
| Zone | Remainder of System | 10 | Monthly System Peak Day | CAISO | 1-in-2 | 2030 | 11 | 508.5146 | 530.5148 | 8.667 | 74.5908 | 0
| Zone | Remainder of System | 10 | Monthly System Peak Day | CAISO | 1-in-2 | 2030 | 12 | 497.2427 | 522.6976 | 8.838 | 79.3034 | 0
| Zone | Remainder of System | 10 | Monthly System Peak Day | CAISO | 1-in-2 | 2030 | 13 | 399.6176 | 409.2288 | 8.985 | 83.164 | 0
| Zone | Remainder of System | 10 | Monthly System Peak Day | CAISO | 1-in-2 | 2030 | 14 | 350.3542 | 356.2839 | 8.8895 | 85.6548 | 0
| Zone | Remainder of System | 10 | Monthly System Peak Day | CAISO | 1-in-2 | 2030 | 15 | 304.2055 | 311.3089 | 8.6008 | 86.4362 | 0
| Zone | Remainder of System | 10 | Monthly System Peak Day | CAISO | 1-in-2 | 2030 | 16 | 273.5169 | 274.8682 | 8.2874 | 86.5258 | 0
| Zone | Remainder of System | 10 | Monthly System Peak Day | CAISO | 1-in-2 | 2030 | 17 | 270.808 | 276.9583 | 8.1588 | 85.9902 | 0
| Zone | Remainder of System | 10 | Monthly System Peak Day | CAISO | 1-in-2 | 2030 | 18 | 252.201 | 258.6836 | 8.1552 | 84.5165 | 0
| Zone | Remainder of System | 10 | Monthly System Peak Day | CAISO | 1-in-2 | 2030 | 19 | 266.9886 | 272.6868 | 8.6571 | 82.4122 | 0
| Zone | Remainder of System | 10 | Monthly System Peak Day | CAISO | 1-in-2 | 2030 | 20 | 258.5378 | 262.576 | 8.4022 | 79.6766 | 0
| Zone | Remainder of System | 10 | Monthly System Peak Day | CAISO | 1-in-2 | 2030 | 21 | 246.372 | 254.6081 | 8.3435 | 76.8708 | 0
| Zone | Remainder of System | 10 | Monthly System Peak Day | CAISO | 1-in-2 | 2030 | 22 | 431.1448 | 448.9149 | 8.2632 | 74.658 | 0
| Zone | Remainder of System | 10 | Monthly System Peak Day | CAISO | 1-in-2 | 2030 | 23 | 411.711 | 435.6298 | 8.3517 | 72.984 | 0
| Zone | Remainder of System | 10 | Monthly System Peak Day | CAISO | 1-in-2 | 2030 | 24 | 341.7502 | 379.4115 | 8.4613 | 71.6792 | 0
| Zone | Remainder of System | 11 | Average Weekday | CAISO | 1-in-2 | 2030 | 1 | 270.4073 | 277.0697 | 8.4525 | 55.1393 | 0
| Zone | Remainder of System | 11 | Average Weekday | CAISO | 1-in-2 | 2030 | 2 | 269.2873 | 275.585 | 8.4711 | 54.2468 | 0
| Zone | Remainder of System | 11 | Average Weekday | CAISO | 1-in-2 | 2030 | 3 | 416.2073 | 426.8135 | 8.4461 | 53.5402 | 0
| Zone | Remainder of System | 11 | Average Weekday | CAISO | 1-in-2 | 2030 | 4 | 592.3996 | 609.8349 | 8.4577 | 52.8548 | 0
| Zone | Remainder of System | 11 | Average Weekday | CAISO | 1-in-2 | 2030 | 5 | 558.043 | 583.7889 | 8.4311 | 52.2064 | 0
| Zone | Remainder of System | 11 | Average Weekday | CAISO | 1-in-2 | 2030 | 6 | 546.1853 | 573.7842 | 8.4371 | 51.6886 | 0
| Zone | Remainder of System | 11 | Average Weekday | CAISO | 1-in-2 | 2030 | 7 | 554.5573 | 551.7361 | 8.6258 | 51.4006 | 0
| Zone | Remainder of System | 11 | Average Weekday | CAISO | 1-in-2 | 2030 | 8 | 532.5506 | 536.8841 | 8.9297 | 51.2337 | 0
| Zone | Remainder of System | 11 | Average Weekday | CAISO | 1-in-2 | 2030 | 9 | 517.8348 | 545.1338 | 8.6153 | 52.617 | 0
| Zone | Remainder of System | 11 | Average Weekday | CAISO | 1-in-2 | 2030 | 10 | 495.362 | 507.7317 | 8.9112 | 55.9436 | 0
| Zone | Remainder of System | 11 | Average Weekday | CAISO | 1-in-2 | 2030 | 11 | 468.5944 | 476.7105 | 9.1019 | 59.9898 | 0
| Zone | Remainder of System | 11 | Average Weekday | CAISO | 1-in-2 | 2030 | 12 | 462.1341 | 469.5423 | 9.1987 | 63.6279 | 0
| Zone | Remainder of System | 11 | Average Weekday | CAISO | 1-in-2 | 2030 | 13 | 373.343 | 384.5274 | 8.9789 | 66.3108 | 0
| Zone | Remainder of System | 11 | Average Weekday | CAISO | 1-in-2 | 2030 | 14 | 340.9219 | 348.6138 | 8.7154 | 67.955 | 0
| Zone | Remainder of System | 11 | Average Weekday | CAISO | 1-in-2 | 2030 | 15 | 287.8839 | 297.3531 | 8.3969 | 68.7613 | 0
| Zone | Remainder of System | 11 | Average Weekday | CAISO | 1-in-2 | 2030 | 16 | 260.151 | 262.7134 | 8.4792 | 68.8401 | 0
| Zone | Remainder of System | 11 | Average Weekday | CAISO | 1-in-2 | 2030 | 17 | 264.9868 | 270.5519 | 8.2944 | 67.8879 | 0
| Zone | Remainder of System | 11 | Average Weekday | CAISO | 1-in-2 | 2030 | 18 | 247.1583 | 253.2916 | 8.4638 | 65.6421 | 0
| Zone | Remainder of System | 11 | Average Weekday | CAISO | 1-in-2 | 2030 | 19 | 263.9122 | 268.2392 | 8.4198 | 63.0659 | 0
| Zone | Remainder of System | 11 | Average Weekday | CAISO | 1-in-2 | 2030 | 20 | 248.6324 | 309.5994 | 10.4877 | 61.0428 | 0
| Zone | Remainder of System | 11 | Average Weekday | CAISO | 1-in-2 | 2030 | 21 | 235.4168 | 241.6857 | 8.0704 | 59.4763 | 0
| Zone | Remainder of System | 11 | Average Weekday | CAISO | 1-in-2 | 2030 | 22 | 412.9691 | 428.9045 | 8.4189 | 58.1157 | 0
| Zone | Remainder of System | 11 | Average Weekday | CAISO | 1-in-2 | 2030 | 23 | 393.9188 | 409.013 | 8.5846 | 57.0092 | 0
| Zone | Remainder of System | 11 | Average Weekday | CAISO | 1-in-2 | 2030 | 24 | 322.3872 | 335.1221 | 8.5089 | 56.044 | 0
| Zone | Remainder of System | 11 | Monthly System Peak Day | CAISO | 1-in-2 | 2030 | 1 | 270.4073 | 277.0697 | 8.4525 | 56.8952 | 0
| Zone | Remainder of System | 11 | Monthly System Peak Day | CAISO | 1-in-2 | 2030 | 2 | 269.2873 | 275.585 | 8.4711 | 55.5083 | 0
| Zone | Remainder of System | 11 | Monthly System Peak Day | CAISO | 1-in-2 | 2030 | 3 | 416.2073 | 426.8135 | 8.4461 | 54.5876 | 0
| Zone | Remainder of System | 11 | Monthly System Peak Day | CAISO | 1-in-2 | 2030 | 4 | 592.3996 | 609.8349 | 8.4577 | 53.8228 | 0
| Zone | Remainder of System | 11 | Monthly System Peak Day | CAISO | 1-in-2 | 2030 | 5 | 558.043 | 583.7889 | 8.4311 | 53.0023 | 0
| Zone | Remainder of System | 11 | Monthly System Peak Day | CAISO | 1-in-2 | 2030 | 6 | 546.1853 | 573.7842 | 8.4371 | 52.0448 | 0
| Zone | Remainder of System | 11 | Monthly System Peak Day | CAISO | 1-in-2 | 2030 | 7 | 554.5573 | 551.7361 | 8.6258 | 51.8419 | 0
| Zone | Remainder of System | 11 | Monthly System Peak Day | CAISO | 1-in-2 | 2030 | 8 | 532.5506 | 536.8841 | 8.9297 | 51.2473 | 0
| Zone | Remainder of System | 11 | Monthly System Peak Day | CAISO | 1-in-2 | 2030 | 9 | 517.8348 | 545.1338 | 8.6153 | 53.9035 | 0
| Zone | Remainder of System | 11 | Monthly System Peak Day | CAISO | 1-in-2 | 2030 | 10 | 495.362 | 507.7317 | 8.9112 | 59.5086 | 0
| Zone | Remainder of System | 11 | Monthly System Peak Day | CAISO | 1-in-2 | 2030 | 11 | 468.5944 | 476.7105 | 9.1019 | 65.8059 | 0
| Zone | Remainder of System | 11 | Monthly System Peak Day | CAISO | 1-in-2 | 2030 | 12 | 462.1341 | 469.5423 | 9.1987 | 71.0123 | 0
| Zone | Remainder of System | 11 | Monthly System Peak Day | CAISO | 1-in-2 | 2030 | 13 | 373.343 | 384.5274 | 8.9789 | 74.1978 | 0
| Zone | Remainder of System | 11 | Monthly System Peak Day | CAISO | 1-in-2 | 2030 | 14 | 340.9219 | 348.6138 | 8.7154 | 76.0754 | 0
| Zone | Remainder of System | 11 | Monthly System Peak Day | CAISO | 1-in-2 | 2030 | 15 | 287.8839 | 297.3531 | 8.3969 | 77.1162 | 0
| Zone | Remainder of System | 11 | Monthly System Peak Day | CAISO | 1-in-2 | 2030 | 16 | 260.151 | 262.7134 | 8.4792 | 77.2485 | 0
| Zone | Remainder of System | 11 | Monthly System Peak Day | CAISO | 1-in-2 | 2030 | 17 | 264.9868 | 270.5519 | 8.2944 | 75.9806 | 0
| Zone | Remainder of System | 11 | Monthly System Peak Day | CAISO | 1-in-2 | 2030 | 18 | 247.1583 | 253.2916 | 8.4638 | 73.0124 | 0
| Zone | Remainder of System | 11 | Monthly System Peak Day | CAISO | 1-in-2 | 2030 | 19 | 263.9122 | 268.2392 | 8.4198 | 69.2583 | 0
| Zone | Remainder of System | 11 | Monthly System Peak Day | CAISO | 1-in-2 | 2030 | 20 | 248.6324 | 309.5994 | 10.4877 | 66.8881 | 0
| Zone | Remainder of System | 11 | Monthly System Peak Day | CAISO | 1-in-2 | 2030 | 21 | 235.4168 | 241.6857 | 8.0704 | 64.7514 | 0
| Zone | Remainder of System | 11 | Monthly System Peak Day | CAISO | 1-in-2 | 2030 | 22 | 412.9691 | 428.9045 | 8.4189 | 62.7621 | 0
| Zone | Remainder of System | 11 | Monthly System Peak Day | CAISO | 1-in-2 | 2030 | 23 | 393.9188 | 409.013 | 8.5846 | 61.0133 | 0
| Zone | Remainder of System | 11 | Monthly System Peak Day | CAISO | 1-in-2 | 2030 | 24 | 322.3872 | 335.1221 | 8.5089 | 59.4414 | 0
| Zone | Remainder of System | 12 | Average Weekday | CAISO | 1-in-2 | 2030 | 1 | 255.3819 | 262.4406 | 8.314 | 48.4162 | 0
| Zone | Remainder of System | 12 | Average Weekday | CAISO | 1-in-2 | 2030 | 2 | 251.3637 | 258.0654 | 8.34 | 47.6968 | 0
| Zone | Remainder of System | 12 | Average Weekday | CAISO | 1-in-2 | 2030 | 3 | 392.6744 | 404.9214 | 8.3456 | 47.0922 | 0
| Zone | Remainder of System | 12 | Average Weekday | CAISO | 1-in-2 | 2030 | 4 | 568.025 | 587.4552 | 8.3523 | 46.5967 | 0
| Zone | Remainder of System | 12 | Average Weekday | CAISO | 1-in-2 | 2030 | 5 | 537.9383 | 566.7916 | 8.3558 | 46.1058 | 0
| Zone | Remainder of System | 12 | Average Weekday | CAISO | 1-in-2 | 2030 | 6 | 514.8764 | 547.1677 | 8.361 | 45.6281 | 0
| Zone | Remainder of System | 12 | Average Weekday | CAISO | 1-in-2 | 2030 | 7 | 508.9586 | 507.8077 | 8.3221 | 45.2597 | 0
| Zone | Remainder of System | 12 | Average Weekday | CAISO | 1-in-2 | 2030 | 8 | 499.9848 | 506.8401 | 8.2737 | 44.9964 | 0
| Zone | Remainder of System | 12 | Average Weekday | CAISO | 1-in-2 | 2030 | 9 | 480.9399 | 509.1075 | 8.2253 | 45.5801 | 0
| Zone | Remainder of System | 12 | Average Weekday | CAISO | 1-in-2 | 2030 | 10 | 451.4265 | 467.9548 | 8.2525 | 48.5465 | 0
| Zone | Remainder of System | 12 | Average Weekday | CAISO | 1-in-2 | 2030 | 11 | 426.5193 | 436.574 | 8.2099 | 52.2576 | 0
| Zone | Remainder of System | 12 | Average Weekday | CAISO | 1-in-2 | 2030 | 12 | 418.9507 | 425.9699 | 8.1706 | 55.5505 | 0
| Zone | Remainder of System | 12 | Average Weekday | CAISO | 1-in-2 | 2030 | 13 | 339.4912 | 350.2657 | 8.1609 | 58.0477 | 0
| Zone | Remainder of System | 12 | Average Weekday | CAISO | 1-in-2 | 2030 | 14 | 309.5808 | 318.107 | 8.1943 | 59.6814 | 0
| Zone | Remainder of System | 12 | Average Weekday | CAISO | 1-in-2 | 2030 | 15 | 270.8251 | 279.5613 | 8.2497 | 60.6344 | 0
| Zone | Remainder of System | 12 | Average Weekday | CAISO | 1-in-2 | 2030 | 16 | 237.9323 | 240.4336 | 8.3082 | 60.924 | 0
| Zone | Remainder of System | 12 | Average Weekday | CAISO | 1-in-2 | 2030 | 17 | 243.8056 | 250.3485 | 8.1737 | 60.2163 | 0
| Zone | Remainder of System | 12 | Average Weekday | CAISO | 1-in-2 | 2030 | 18 | 228.1628 | 234.0571 | 8.1525 | 58.125 | 0
| Zone | Remainder of System | 12 | Average Weekday | CAISO | 1-in-2 | 2030 | 19 | 246.1538 | 250.4724 | 8.4194 | 55.6097 | 0
| Zone | Remainder of System | 12 | Average Weekday | CAISO | 1-in-2 | 2030 | 20 | 238.3028 | 300.0672 | 8.435 | 53.8019 | 0
| Zone | Remainder of System | 12 | Average Weekday | CAISO | 1-in-2 | 2030 | 21 | 225.2956 | 231.9904 | 8.0702 | 52.3231 | 0
| Zone | Remainder of System | 12 | Average Weekday | CAISO | 1-in-2 | 2030 | 22 | 400.3852 | 415.9926 | 8.2569 | 51.115 | 0
| Zone | Remainder of System | 12 | Average Weekday | CAISO | 1-in-2 | 2030 | 23 | 382.8496 | 397.5454 | 8.2824 | 50.11 | 0
| Zone | Remainder of System | 12 | Average Weekday | CAISO | 1-in-2 | 2030 | 24 | 312.3294 | 325.886 | 8.2857 | 49.1232 | 0
| Zone | Remainder of System | 12 | Monthly System Peak Day | CAISO | 1-in-2 | 2030 | 1 | 255.3819 | 262.4406 | 8.314 | 48.2948 | 0
| Zone | Remainder of System | 12 | Monthly System Peak Day | CAISO | 1-in-2 | 2030 | 2 | 251.3637 | 258.0654 | 8.34 | 46.93 | 0
| Zone | Remainder of System | 12 | Monthly System Peak Day | CAISO | 1-in-2 | 2030 | 3 | 392.6744 | 404.9214 | 8.3456 | 46.1477 | 0
| Zone | Remainder of System | 12 | Monthly System Peak Day | CAISO | 1-in-2 | 2030 | 4 | 568.025 | 587.4552 | 8.3523 | 45.4458 | 0
| Zone | Remainder of System | 12 | Monthly System Peak Day | CAISO | 1-in-2 | 2030 | 5 | 537.9383 | 566.7916 | 8.3558 | 44.5797 | 0
| Zone | Remainder of System | 12 | Monthly System Peak Day | CAISO | 1-in-2 | 2030 | 6 | 514.8764 | 547.1677 | 8.361 | 44.0612 | 0
| Zone | Remainder of System | 12 | Monthly System Peak Day | CAISO | 1-in-2 | 2030 | 7 | 508.9586 | 507.8077 | 8.3221 | 43.8067 | 0
| Zone | Remainder of System | 12 | Monthly System Peak Day | CAISO | 1-in-2 | 2030 | 8 | 499.9848 | 506.8401 | 8.2737 | 43.7139 | 0
| Zone | Remainder of System | 12 | Monthly System Peak Day | CAISO | 1-in-2 | 2030 | 9 | 480.9399 | 509.1075 | 8.2253 | 44.6007 | 0
| Zone | Remainder of System | 12 | Monthly System Peak Day | CAISO | 1-in-2 | 2030 | 10 | 451.4265 | 467.9548 | 8.2525 | 48.3374 | 0
| Zone | Remainder of System | 12 | Monthly System Peak Day | CAISO | 1-in-2 | 2030 | 11 | 426.5193 | 436.574 | 8.2099 | 53.0775 | 0
| Zone | Remainder of System | 12 | Monthly System Peak Day | CAISO | 1-in-2 | 2030 | 12 | 418.9507 | 425.9699 | 8.1706 | 57.7845 | 0
| Zone | Remainder of System | 12 | Monthly System Peak Day | CAISO | 1-in-2 | 2030 | 13 | 339.4912 | 350.2657 | 8.1609 | 61.0577 | 0
| Zone | Remainder of System | 12 | Monthly System Peak Day | CAISO | 1-in-2 | 2030 | 14 | 309.5808 | 318.107 | 8.1943 | 62.7922 | 0
| Zone | Remainder of System | 12 | Monthly System Peak Day | CAISO | 1-in-2 | 2030 | 15 | 270.8251 | 279.5613 | 8.2497 | 63.3541 | 0
| Zone | Remainder of System | 12 | Monthly System Peak Day | CAISO | 1-in-2 | 2030 | 16 | 237.9323 | 240.4336 | 8.3082 | 63.3348 | 0
| Zone | Remainder of System | 12 | Monthly System Peak Day | CAISO | 1-in-2 | 2030 | 17 | 243.8056 | 250.3485 | 8.1737 | 62.5976 | 0
| Zone | Remainder of System | 12 | Monthly System Peak Day | CAISO | 1-in-2 | 2030 | 18 | 228.1628 | 234.0571 | 8.1525 | 60.1329 | 0
| Zone | Remainder of System | 12 | Monthly System Peak Day | CAISO | 1-in-2 | 2030 | 19 | 246.1538 | 250.4724 | 8.4194 | 57.542 | 0
| Zone | Remainder of System | 12 | Monthly System Peak Day | CAISO | 1-in-2 | 2030 | 20 | 238.3028 | 300.0672 | 8.435 | 55.6973 | 0
| Zone | Remainder of System | 12 | Monthly System Peak Day | CAISO | 1-in-2 | 2030 | 21 | 225.2956 | 231.9904 | 8.0702 | 54.0723 | 0
| Zone | Remainder of System | 12 | Monthly System Peak Day | CAISO | 1-in-2 | 2030 | 22 | 400.3852 | 415.9926 | 8.2569 | 52.6684 | 0
| Zone | Remainder of System | 12 | Monthly System Peak Day | CAISO | 1-in-2 | 2030 | 23 | 382.8496 | 397.5454 | 8.2824 | 51.6911 | 0
| Zone | Remainder of System | 12 | Monthly System Peak Day | CAISO | 1-in-2 | 2030 | 24 | 312.3294 | 325.886 | 8.2857 | 50.2983 | 0
| Zone | Remainder of System | 1 | Average Weekday | CAISO | 1-in-2 | 2031 | 1 | 264.2133 | 270.5602 | 8.3129 | 51.6966 | 0
| Zone | Remainder of System | 1 | Average Weekday | CAISO | 1-in-2 | 2031 | 2 | 261.9668 | 269.2266 | 8.3387 | 50.8567 | 0
| Zone | Remainder of System | 1 | Average Weekday | CAISO | 1-in-2 | 2031 | 3 | 405.8554 | 417.6187 | 8.3443 | 50.0656 | 0
| Zone | Remainder of System | 1 | Average Weekday | CAISO | 1-in-2 | 2031 | 4 | 577.2267 | 595.5885 | 8.351 | 49.4579 | 0
| Zone | Remainder of System | 1 | Average Weekday | CAISO | 1-in-2 | 2031 | 5 | 549.2726 | 577.2512 | 8.3545 | 48.6945 | 0
| Zone | Remainder of System | 1 | Average Weekday | CAISO | 1-in-2 | 2031 | 6 | 535.6451 | 566.8371 | 8.3598 | 48.0933 | 0
| Zone | Remainder of System | 1 | Average Weekday | CAISO | 1-in-2 | 2031 | 7 | 542.465 | 540.3316 | 8.321 | 47.6913 | 0
| Zone | Remainder of System | 1 | Average Weekday | CAISO | 1-in-2 | 2031 | 8 | 533.7269 | 539.5085 | 8.2729 | 47.4835 | 0
| Zone | Remainder of System | 1 | Average Weekday | CAISO | 1-in-2 | 2031 | 9 | 501.8966 | 527.5773 | 8.2249 | 48.0697 | 0
| Zone | Remainder of System | 1 | Average Weekday | CAISO | 1-in-2 | 2031 | 10 | 483.8355 | 496.9937 | 8.2517 | 51.1465 | 0
| Zone | Remainder of System | 1 | Average Weekday | CAISO | 1-in-2 | 2031 | 11 | 455.1088 | 463.4817 | 8.2096 | 55.3765 | 0
| Zone | Remainder of System | 1 | Average Weekday | CAISO | 1-in-2 | 2031 | 12 | 450.1303 | 457.229 | 8.1707 | 59.3259 | 0
| Zone | Remainder of System | 1 | Average Weekday | CAISO | 1-in-2 | 2031 | 13 | 378.0856 | 388.8773 | 8.1612 | 62.3629 | 0
| Zone | Remainder of System | 1 | Average Weekday | CAISO | 1-in-2 | 2031 | 14 | 342.8955 | 350.585 | 8.1942 | 64.3351 | 0
| Zone | Remainder of System | 1 | Average Weekday | CAISO | 1-in-2 | 2031 | 15 | 297.339 | 305.1169 | 8.249 | 65.597 | 0
| Zone | Remainder of System | 1 | Average Weekday | CAISO | 1-in-2 | 2031 | 16 | 264.3854 | 266.6266 | 8.3071 | 66.0866 | 0
| Zone | Remainder of System | 1 | Average Weekday | CAISO | 1-in-2 | 2031 | 17 | 267.7439 | 274.1243 | 8.1798 | 65.5552 | 0
| Zone | Remainder of System | 1 | Average Weekday | CAISO | 1-in-2 | 2031 | 18 | 248.8756 | 254.9452 | 8.1586 | 63.7601 | 0
| Zone | Remainder of System | 1 | Average Weekday | CAISO | 1-in-2 | 2031 | 19 | 262.5458 | 266.9283 | 8.422 | 60.7946 | 0
| Zone | Remainder of System | 1 | Average Weekday | CAISO | 1-in-2 | 2031 | 20 | 252.9203 | 314.7245 | 8.4369 | 58.559 | 0
| Zone | Remainder of System | 1 | Average Weekday | CAISO | 1-in-2 | 2031 | 21 | 235.8364 | 242.2888 | 8.0747 | 56.9225 | 0
| Zone | Remainder of System | 1 | Average Weekday | CAISO | 1-in-2 | 2031 | 22 | 410.3665 | 426.2364 | 8.2557 | 55.4974 | 0
| Zone | Remainder of System | 1 | Average Weekday | CAISO | 1-in-2 | 2031 | 23 | 397.6696 | 412.4399 | 8.2816 | 54.2455 | 0
| Zone | Remainder of System | 1 | Average Weekday | CAISO | 1-in-2 | 2031 | 24 | 328.2159 | 340.6122 | 8.2848 | 53.1421 | 0
| Zone | Remainder of System | 1 | Monthly System Peak Day | CAISO | 1-in-2 | 2031 | 1 | 264.2133 | 270.5602 | 8.3129 | 47.5791 | 0
| Zone | Remainder of System | 1 | Monthly System Peak Day | CAISO | 1-in-2 | 2031 | 2 | 261.9668 | 269.2266 | 8.3387 | 46.5599 | 0
| Zone | Remainder of System | 1 | Monthly System Peak Day | CAISO | 1-in-2 | 2031 | 3 | 405.8554 | 417.6187 | 8.3443 | 45.5395 | 0
| Zone | Remainder of System | 1 | Monthly System Peak Day | CAISO | 1-in-2 | 2031 | 4 | 577.2267 | 595.5885 | 8.351 | 44.8071 | 0
| Zone | Remainder of System | 1 | Monthly System Peak Day | CAISO | 1-in-2 | 2031 | 5 | 549.2726 | 577.2512 | 8.3545 | 44.0112 | 0
| Zone | Remainder of System | 1 | Monthly System Peak Day | CAISO | 1-in-2 | 2031 | 6 | 535.6451 | 566.8371 | 8.3598 | 43.5364 | 0
| Zone | Remainder of System | 1 | Monthly System Peak Day | CAISO | 1-in-2 | 2031 | 7 | 542.465 | 540.3316 | 8.321 | 43.2181 | 0
| Zone | Remainder of System | 1 | Monthly System Peak Day | CAISO | 1-in-2 | 2031 | 8 | 533.7269 | 539.5085 | 8.2729 | 43.1351 | 0
| Zone | Remainder of System | 1 | Monthly System Peak Day | CAISO | 1-in-2 | 2031 | 9 | 501.8966 | 527.5773 | 8.2249 | 43.8574 | 0
| Zone | Remainder of System | 1 | Monthly System Peak Day | CAISO | 1-in-2 | 2031 | 10 | 483.8355 | 496.9937 | 8.2517 | 46.2637 | 0
| Zone | Remainder of System | 1 | Monthly System Peak Day | CAISO | 1-in-2 | 2031 | 11 | 455.1088 | 463.4817 | 8.2096 | 49.3761 | 0
| Zone | Remainder of System | 1 | Monthly System Peak Day | CAISO | 1-in-2 | 2031 | 12 | 450.1303 | 457.229 | 8.1707 | 52.0586 | 0
| Zone | Remainder of System | 1 | Monthly System Peak Day | CAISO | 1-in-2 | 2031 | 13 | 378.0856 | 388.8773 | 8.1612 | 53.2747 | 0
| Zone | Remainder of System | 1 | Monthly System Peak Day | CAISO | 1-in-2 | 2031 | 14 | 342.8955 | 350.585 | 8.1942 | 54.3508 | 0
| Zone | Remainder of System | 1 | Monthly System Peak Day | CAISO | 1-in-2 | 2031 | 15 | 297.339 | 305.1169 | 8.249 | 55.45 | 0
| Zone | Remainder of System | 1 | Monthly System Peak Day | CAISO | 1-in-2 | 2031 | 16 | 264.3854 | 266.6266 | 8.3071 | 56.1591 | 0
| Zone | Remainder of System | 1 | Monthly System Peak Day | CAISO | 1-in-2 | 2031 | 17 | 267.7439 | 274.1243 | 8.1798 | 55.461 | 0
| Zone | Remainder of System | 1 | Monthly System Peak Day | CAISO | 1-in-2 | 2031 | 18 | 248.8756 | 254.9452 | 8.1586 | 54.1689 | 0
| Zone | Remainder of System | 1 | Monthly System Peak Day | CAISO | 1-in-2 | 2031 | 19 | 262.5458 | 266.9283 | 8.422 | 52.5576 | 0
| Zone | Remainder of System | 1 | Monthly System Peak Day | CAISO | 1-in-2 | 2031 | 20 | 252.9203 | 314.7245 | 8.4369 | 51.4093 | 0
| Zone | Remainder of System | 1 | Monthly System Peak Day | CAISO | 1-in-2 | 2031 | 21 | 235.8364 | 242.2888 | 8.0747 | 50.2882 | 0
| Zone | Remainder of System | 1 | Monthly System Peak Day | CAISO | 1-in-2 | 2031 | 22 | 410.3665 | 426.2364 | 8.2557 | 49.3354 | 0
| Zone | Remainder of System | 1 | Monthly System Peak Day | CAISO | 1-in-2 | 2031 | 23 | 397.6696 | 412.4399 | 8.2816 | 48.5349 | 0
| Zone | Remainder of System | 1 | Monthly System Peak Day | CAISO | 1-in-2 | 2031 | 24 | 328.2159 | 340.6122 | 8.2848 | 47.6998 | 0
| Zone | Remainder of System | 2 | Average Weekday | CAISO | 1-in-2 | 2031 | 1 | 264.2679 | 271.4318 | 8.3696 | 52.5675 | 0
| Zone | Remainder of System | 2 | Average Weekday | CAISO | 1-in-2 | 2031 | 2 | 258.632 | 266.7766 | 8.401 | 51.7224 | 0
| Zone | Remainder of System | 2 | Average Weekday | CAISO | 1-in-2 | 2031 | 3 | 398.9239 | 412.1198 | 8.4077 | 50.9045 | 0
| Zone | Remainder of System | 2 | Average Weekday | CAISO | 1-in-2 | 2031 | 4 | 566.5366 | 587.7264 | 8.4155 | 50.1164 | 0
| Zone | Remainder of System | 2 | Average Weekday | CAISO | 1-in-2 | 2031 | 5 | 546.8792 | 577.8505 | 8.4189 | 49.374 | 0
| Zone | Remainder of System | 2 | Average Weekday | CAISO | 1-in-2 | 2031 | 6 | 537.4132 | 570.5652 | 8.4236 | 48.7755 | 0
| Zone | Remainder of System | 2 | Average Weekday | CAISO | 1-in-2 | 2031 | 7 | 530.1985 | 529.5339 | 8.3763 | 48.3328 | 0
| Zone | Remainder of System | 2 | Average Weekday | CAISO | 1-in-2 | 2031 | 8 | 520.3616 | 526.5835 | 8.3191 | 48.1435 | 0
| Zone | Remainder of System | 2 | Average Weekday | CAISO | 1-in-2 | 2031 | 9 | 500.7915 | 526.8862 | 8.2609 | 49.3982 | 0
| Zone | Remainder of System | 2 | Average Weekday | CAISO | 1-in-2 | 2031 | 10 | 478.5303 | 491.0578 | 8.2958 | 52.9426 | 0
| Zone | Remainder of System | 2 | Average Weekday | CAISO | 1-in-2 | 2031 | 11 | 454.2907 | 462.8972 | 8.2424 | 57.0736 | 0
| Zone | Remainder of System | 2 | Average Weekday | CAISO | 1-in-2 | 2031 | 12 | 449.1203 | 456.8998 | 8.1918 | 60.5918 | 0
| Zone | Remainder of System | 2 | Average Weekday | CAISO | 1-in-2 | 2031 | 13 | 372.834 | 384.6721 | 8.1784 | 63.117 | 0
| Zone | Remainder of System | 2 | Average Weekday | CAISO | 1-in-2 | 2031 | 14 | 334.6246 | 342.9389 | 8.2216 | 64.6805 | 0
| Zone | Remainder of System | 2 | Average Weekday | CAISO | 1-in-2 | 2031 | 15 | 283.7662 | 293.8521 | 8.2913 | 65.5714 | 0
| Zone | Remainder of System | 2 | Average Weekday | CAISO | 1-in-2 | 2031 | 16 | 254.0054 | 257.8368 | 8.3631 | 65.833 | 0
| Zone | Remainder of System | 2 | Average Weekday | CAISO | 1-in-2 | 2031 | 17 | 246.522 | 251.6626 | 8.2121 | 65.4214 | 0
| Zone | Remainder of System | 2 | Average Weekday | CAISO | 1-in-2 | 2031 | 18 | 233.1703 | 238.3311 | 8.1845 | 64.0855 | 0
| Zone | Remainder of System | 2 | Average Weekday | CAISO | 1-in-2 | 2031 | 19 | 254.9906 | 259.4542 | 8.422 | 61.5241 | 0
| Zone | Remainder of System | 2 | Average Weekday | CAISO | 1-in-2 | 2031 | 20 | 246.0981 | 306.0232 | 8.4404 | 59.1486 | 0
| Zone | Remainder of System | 2 | Average Weekday | CAISO | 1-in-2 | 2031 | 21 | 224.3076 | 230.4978 | 8.0491 | 57.4325 | 0
| Zone | Remainder of System | 2 | Average Weekday | CAISO | 1-in-2 | 2031 | 22 | 395.3236 | 411.041 | 8.2966 | 55.9779 | 0
| Zone | Remainder of System | 2 | Average Weekday | CAISO | 1-in-2 | 2031 | 23 | 380.9596 | 396.1292 | 8.3305 | 54.7327 | 0
| Zone | Remainder of System | 2 | Average Weekday | CAISO | 1-in-2 | 2031 | 24 | 321.2086 | 334.8733 | 8.3348 | 53.6434 | 0
| Zone | Remainder of System | 2 | Monthly System Peak Day | CAISO | 1-in-2 | 2031 | 1 | 264.2679 | 271.4318 | 8.3696 | 43.5438 | 0
| Zone | Remainder of System | 2 | Monthly System Peak Day | CAISO | 1-in-2 | 2031 | 2 | 258.632 | 266.7766 | 8.401 | 42.7868 | 0
| Zone | Remainder of System | 2 | Monthly System Peak Day | CAISO | 1-in-2 | 2031 | 3 | 398.9239 | 412.1198 | 8.4077 | 42.1016 | 0
| Zone | Remainder of System | 2 | Monthly System Peak Day | CAISO | 1-in-2 | 2031 | 4 | 566.5366 | 587.7264 | 8.4155 | 41.5683 | 0
| Zone | Remainder of System | 2 | Monthly System Peak Day | CAISO | 1-in-2 | 2031 | 5 | 546.8792 | 577.8505 | 8.4189 | 40.7986 | 0
| Zone | Remainder of System | 2 | Monthly System Peak Day | CAISO | 1-in-2 | 2031 | 6 | 537.4132 | 570.5652 | 8.4236 | 40.0606 | 0
| Zone | Remainder of System | 2 | Monthly System Peak Day | CAISO | 1-in-2 | 2031 | 7 | 530.1985 | 529.5339 | 8.3763 | 39.4674 | 0
| Zone | Remainder of System | 2 | Monthly System Peak Day | CAISO | 1-in-2 | 2031 | 8 | 520.3616 | 526.5835 | 8.3191 | 39.2967 | 0
| Zone | Remainder of System | 2 | Monthly System Peak Day | CAISO | 1-in-2 | 2031 | 9 | 500.7915 | 526.8862 | 8.2609 | 40.8391 | 0
| Zone | Remainder of System | 2 | Monthly System Peak Day | CAISO | 1-in-2 | 2031 | 10 | 478.5303 | 491.0578 | 8.2958 | 44.0474 | 0
| Zone | Remainder of System | 2 | Monthly System Peak Day | CAISO | 1-in-2 | 2031 | 11 | 454.2907 | 462.8972 | 8.2424 | 47.42 | 0
| Zone | Remainder of System | 2 | Monthly System Peak Day | CAISO | 1-in-2 | 2031 | 12 | 449.1203 | 456.8998 | 8.1918 | 50.4917 | 0
| Zone | Remainder of System | 2 | Monthly System Peak Day | CAISO | 1-in-2 | 2031 | 13 | 372.834 | 384.6721 | 8.1784 | 52.9941 | 0
| Zone | Remainder of System | 2 | Monthly System Peak Day | CAISO | 1-in-2 | 2031 | 14 | 334.6246 | 342.9389 | 8.2216 | 54.6576 | 0
| Zone | Remainder of System | 2 | Monthly System Peak Day | CAISO | 1-in-2 | 2031 | 15 | 283.7662 | 293.8521 | 8.2913 | 55.7966 | 0
| Zone | Remainder of System | 2 | Monthly System Peak Day | CAISO | 1-in-2 | 2031 | 16 | 254.0054 | 257.8368 | 8.3631 | 56.3506 | 0
| Zone | Remainder of System | 2 | Monthly System Peak Day | CAISO | 1-in-2 | 2031 | 17 | 246.522 | 251.6626 | 8.2121 | 56.1764 | 0
| Zone | Remainder of System | 2 | Monthly System Peak Day | CAISO | 1-in-2 | 2031 | 18 | 233.1703 | 238.3311 | 8.1845 | 55.1213 | 0
| Zone | Remainder of System | 2 | Monthly System Peak Day | CAISO | 1-in-2 | 2031 | 19 | 254.9906 | 259.4542 | 8.422 | 52.9983 | 0
| Zone | Remainder of System | 2 | Monthly System Peak Day | CAISO | 1-in-2 | 2031 | 20 | 246.0981 | 306.0232 | 8.4404 | 50.8817 | 0
| Zone | Remainder of System | 2 | Monthly System Peak Day | CAISO | 1-in-2 | 2031 | 21 | 224.3076 | 230.4978 | 8.0491 | 49.3216 | 0
| Zone | Remainder of System | 2 | Monthly System Peak Day | CAISO | 1-in-2 | 2031 | 22 | 395.3236 | 411.041 | 8.2966 | 47.9568 | 0
| Zone | Remainder of System | 2 | Monthly System Peak Day | CAISO | 1-in-2 | 2031 | 23 | 380.9596 | 396.1292 | 8.3305 | 46.7378 | 0
| Zone | Remainder of System | 2 | Monthly System Peak Day | CAISO | 1-in-2 | 2031 | 24 | 321.2086 | 334.8733 | 8.3348 | 45.5444 | 0
| Zone | Remainder of System | 3 | Average Weekday | CAISO | 1-in-2 | 2031 | 1 | 271.7286 | 283.5728 | 8.4564 | 54.0244 | 0
| Zone | Remainder of System | 3 | Average Weekday | CAISO | 1-in-2 | 2031 | 2 | 266.3632 | 274.1714 | 8.4077 | 53.0154 | 0
| Zone | Remainder of System | 3 | Average Weekday | CAISO | 1-in-2 | 2031 | 3 | 425.7502 | 436.9267 | 8.4005 | 52.1085 | 0
| Zone | Remainder of System | 3 | Average Weekday | CAISO | 1-in-2 | 2031 | 4 | 599.1603 | 616.0167 | 8.3833 | 51.3271 | 0
| Zone | Remainder of System | 3 | Average Weekday | CAISO | 1-in-2 | 2031 | 5 | 565.5468 | 584.9297 | 8.3771 | 50.5861 | 0
| Zone | Remainder of System | 3 | Average Weekday | CAISO | 1-in-2 | 2031 | 6 | 556.4883 | 575.8386 | 8.3457 | 49.8821 | 0
| Zone | Remainder of System | 3 | Average Weekday | CAISO | 1-in-2 | 2031 | 7 | 560.6113 | 561.2991 | 8.3307 | 49.399 | 0
| Zone | Remainder of System | 3 | Average Weekday | CAISO | 1-in-2 | 2031 | 8 | 538.4758 | 548.9395 | 8.4848 | 49.1477 | 0
| Zone | Remainder of System | 3 | Average Weekday | CAISO | 1-in-2 | 2031 | 9 | 523.3001 | 563.1671 | 8.6752 | 50.1844 | 0
| Zone | Remainder of System | 3 | Average Weekday | CAISO | 1-in-2 | 2031 | 10 | 504.1051 | 526.7528 | 8.5426 | 53.2277 | 0
| Zone | Remainder of System | 3 | Average Weekday | CAISO | 1-in-2 | 2031 | 11 | 471.7861 | 488.2903 | 8.6217 | 56.8354 | 0
| Zone | Remainder of System | 3 | Average Weekday | CAISO | 1-in-2 | 2031 | 12 | 471.4676 | 483.5658 | 8.7111 | 60.1749 | 0
| Zone | Remainder of System | 3 | Average Weekday | CAISO | 1-in-2 | 2031 | 13 | 377.9348 | 388.7837 | 8.786 | 62.8043 | 0
| Zone | Remainder of System | 3 | Average Weekday | CAISO | 1-in-2 | 2031 | 14 | 353.4382 | 361.084 | 8.7358 | 64.6602 | 0
| Zone | Remainder of System | 3 | Average Weekday | CAISO | 1-in-2 | 2031 | 15 | 306.3638 | 313.37 | 8.5692 | 65.8561 | 0
| Zone | Remainder of System | 3 | Average Weekday | CAISO | 1-in-2 | 2031 | 16 | 272.8777 | 275.7621 | 8.3524 | 66.5387 | 0
| Zone | Remainder of System | 3 | Average Weekday | CAISO | 1-in-2 | 2031 | 17 | 274.5072 | 280.2332 | 8.2082 | 66.6098 | 0
| Zone | Remainder of System | 3 | Average Weekday | CAISO | 1-in-2 | 2031 | 18 | 247.7401 | 254.1177 | 8.2227 | 65.845 | 0
| Zone | Remainder of System | 3 | Average Weekday | CAISO | 1-in-2 | 2031 | 19 | 262.3384 | 268.9877 | 8.5088 | 64.2052 | 0
| Zone | Remainder of System | 3 | Average Weekday | CAISO | 1-in-2 | 2031 | 20 | 248.6435 | 251.838 | 8.4048 | 61.7132 | 0
| Zone | Remainder of System | 3 | Average Weekday | CAISO | 1-in-2 | 2031 | 21 | 220.8648 | 225.8634 | 8.0782 | 59.1399 | 0
| Zone | Remainder of System | 3 | Average Weekday | CAISO | 1-in-2 | 2031 | 22 | 419.5272 | 437.8668 | 8.3102 | 57.4121 | 0
| Zone | Remainder of System | 3 | Average Weekday | CAISO | 1-in-2 | 2031 | 23 | 409.9626 | 431.4076 | 8.4116 | 56.1046 | 0
| Zone | Remainder of System | 3 | Average Weekday | CAISO | 1-in-2 | 2031 | 24 | 352.8265 | 377.8507 | 8.5016 | 54.9793 | 0
| Zone | Remainder of System | 3 | Monthly System Peak Day | CAISO | 1-in-2 | 2031 | 1 | 271.7286 | 283.5728 | 8.4564 | 56.9603 | 0
| Zone | Remainder of System | 3 | Monthly System Peak Day | CAISO | 1-in-2 | 2031 | 2 | 266.3632 | 274.1714 | 8.4077 | 55.7974 | 0
| Zone | Remainder of System | 3 | Monthly System Peak Day | CAISO | 1-in-2 | 2031 | 3 | 425.7502 | 436.9267 | 8.4005 | 54.1445 | 0
| Zone | Remainder of System | 3 | Monthly System Peak Day | CAISO | 1-in-2 | 2031 | 4 | 599.1603 | 616.0167 | 8.3833 | 53.2971 | 0
| Zone | Remainder of System | 3 | Monthly System Peak Day | CAISO | 1-in-2 | 2031 | 5 | 565.5468 | 584.9297 | 8.3771 | 52.3144 | 0
| Zone | Remainder of System | 3 | Monthly System Peak Day | CAISO | 1-in-2 | 2031 | 6 | 556.4883 | 575.8386 | 8.3457 | 51.3896 | 0
| Zone | Remainder of System | 3 | Monthly System Peak Day | CAISO | 1-in-2 | 2031 | 7 | 560.6113 | 561.2991 | 8.3307 | 50.9162 | 0
| Zone | Remainder of System | 3 | Monthly System Peak Day | CAISO | 1-in-2 | 2031 | 8 | 538.4758 | 548.9395 | 8.4848 | 50.0641 | 0
| Zone | Remainder of System | 3 | Monthly System Peak Day | CAISO | 1-in-2 | 2031 | 9 | 523.3001 | 563.1671 | 8.6752 | 50.4442 | 0
| Zone | Remainder of System | 3 | Monthly System Peak Day | CAISO | 1-in-2 | 2031 | 10 | 504.1051 | 526.7528 | 8.5426 | 53.4591 | 0
| Zone | Remainder of System | 3 | Monthly System Peak Day | CAISO | 1-in-2 | 2031 | 11 | 471.7861 | 488.2903 | 8.6217 | 58.2081 | 0
| Zone | Remainder of System | 3 | Monthly System Peak Day | CAISO | 1-in-2 | 2031 | 12 | 471.4676 | 483.5658 | 8.7111 | 62.4932 | 0
| Zone | Remainder of System | 3 | Monthly System Peak Day | CAISO | 1-in-2 | 2031 | 13 | 377.9348 | 388.7837 | 8.786 | 65.7865 | 0
| Zone | Remainder of System | 3 | Monthly System Peak Day | CAISO | 1-in-2 | 2031 | 14 | 353.4382 | 361.084 | 8.7358 | 67.6177 | 0
| Zone | Remainder of System | 3 | Monthly System Peak Day | CAISO | 1-in-2 | 2031 | 15 | 306.3638 | 313.37 | 8.5692 | 68.7829 | 0
| Zone | Remainder of System | 3 | Monthly System Peak Day | CAISO | 1-in-2 | 2031 | 16 | 272.8777 | 275.7621 | 8.3524 | 69.7518 | 0
| Zone | Remainder of System | 3 | Monthly System Peak Day | CAISO | 1-in-2 | 2031 | 17 | 274.5072 | 280.2332 | 8.2082 | 70.2778 | 0
| Zone | Remainder of System | 3 | Monthly System Peak Day | CAISO | 1-in-2 | 2031 | 18 | 247.7401 | 254.1177 | 8.2227 | 69.7317 | 0
| Zone | Remainder of System | 3 | Monthly System Peak Day | CAISO | 1-in-2 | 2031 | 19 | 262.3384 | 268.9877 | 8.5088 | 68.0419 | 0
| Zone | Remainder of System | 3 | Monthly System Peak Day | CAISO | 1-in-2 | 2031 | 20 | 248.6435 | 251.838 | 8.4048 | 65.005 | 0
| Zone | Remainder of System | 3 | Monthly System Peak Day | CAISO | 1-in-2 | 2031 | 21 | 220.8648 | 225.8634 | 8.0782 | 62.0225 | 0
| Zone | Remainder of System | 3 | Monthly System Peak Day | CAISO | 1-in-2 | 2031 | 22 | 419.5272 | 437.8668 | 8.3102 | 60.067 | 0
| Zone | Remainder of System | 3 | Monthly System Peak Day | CAISO | 1-in-2 | 2031 | 23 | 409.9626 | 431.4076 | 8.4116 | 58.747 | 0
| Zone | Remainder of System | 3 | Monthly System Peak Day | CAISO | 1-in-2 | 2031 | 24 | 352.8265 | 377.8507 | 8.5016 | 57.434 | 0
| Zone | Remainder of System | 4 | Average Weekday | CAISO | 1-in-2 | 2031 | 1 | 269.8711 | 281.0835 | 8.4729 | 56.7365 | 0
| Zone | Remainder of System | 4 | Average Weekday | CAISO | 1-in-2 | 2031 | 2 | 268.2946 | 276.8842 | 8.4249 | 55.8532 | 0
| Zone | Remainder of System | 4 | Average Weekday | CAISO | 1-in-2 | 2031 | 3 | 427.6874 | 439.5258 | 8.4177 | 55.0258 | 0
| Zone | Remainder of System | 4 | Average Weekday | CAISO | 1-in-2 | 2031 | 4 | 595.8516 | 612.7848 | 8.4007 | 54.3534 | 0
| Zone | Remainder of System | 4 | Average Weekday | CAISO | 1-in-2 | 2031 | 5 | 550.6481 | 568.8322 | 8.3943 | 53.7644 | 0
| Zone | Remainder of System | 4 | Average Weekday | CAISO | 1-in-2 | 2031 | 6 | 546.6115 | 565.0589 | 8.3626 | 53.2815 | 0
| Zone | Remainder of System | 4 | Average Weekday | CAISO | 1-in-2 | 2031 | 7 | 550.0663 | 551.2273 | 8.3465 | 52.8216 | 0
| Zone | Remainder of System | 4 | Average Weekday | CAISO | 1-in-2 | 2031 | 8 | 534.3639 | 541.8037 | 8.4999 | 52.6788 | 0
| Zone | Remainder of System | 4 | Average Weekday | CAISO | 1-in-2 | 2031 | 9 | 505.415 | 543.8621 | 8.6889 | 54.2211 | 0
| Zone | Remainder of System | 4 | Average Weekday | CAISO | 1-in-2 | 2031 | 10 | 486.9735 | 510.1858 | 8.5576 | 57.0764 | 0
| Zone | Remainder of System | 4 | Average Weekday | CAISO | 1-in-2 | 2031 | 11 | 460.5151 | 474.7887 | 8.635 | 60.136 | 0
| Zone | Remainder of System | 4 | Average Weekday | CAISO | 1-in-2 | 2031 | 12 | 460.0209 | 472.1206 | 8.7226 | 63.031 | 0
| Zone | Remainder of System | 4 | Average Weekday | CAISO | 1-in-2 | 2031 | 13 | 375.9296 | 386.7105 | 8.7964 | 65.4726 | 0
| Zone | Remainder of System | 4 | Average Weekday | CAISO | 1-in-2 | 2031 | 14 | 346.9093 | 354.6049 | 8.7473 | 67.3555 | 0
| Zone | Remainder of System | 4 | Average Weekday | CAISO | 1-in-2 | 2031 | 15 | 293.9882 | 301.2704 | 8.5824 | 68.6662 | 0
| Zone | Remainder of System | 4 | Average Weekday | CAISO | 1-in-2 | 2031 | 16 | 261.8626 | 264.8565 | 8.3681 | 69.2704 | 0
| Zone | Remainder of System | 4 | Average Weekday | CAISO | 1-in-2 | 2031 | 17 | 260.8324 | 265.1924 | 8.2412 | 69.3555 | 0
| Zone | Remainder of System | 4 | Average Weekday | CAISO | 1-in-2 | 2031 | 18 | 224.9657 | 230.5819 | 8.2533 | 68.6446 | 0
| Zone | Remainder of System | 4 | Average Weekday | CAISO | 1-in-2 | 2031 | 19 | 230.5435 | 237.2151 | 8.509 | 67.2712 | 0
| Zone | Remainder of System | 4 | Average Weekday | CAISO | 1-in-2 | 2031 | 20 | 222.6869 | 226.0404 | 8.4049 | 64.9503 | 0
| Zone | Remainder of System | 4 | Average Weekday | CAISO | 1-in-2 | 2031 | 21 | 223.8435 | 229.0956 | 8.0934 | 61.9895 | 0
| Zone | Remainder of System | 4 | Average Weekday | CAISO | 1-in-2 | 2031 | 22 | 409.7458 | 427.7251 | 8.3223 | 59.9101 | 0
| Zone | Remainder of System | 4 | Average Weekday | CAISO | 1-in-2 | 2031 | 23 | 404.4364 | 425.4253 | 8.428 | 58.5285 | 0
| Zone | Remainder of System | 4 | Average Weekday | CAISO | 1-in-2 | 2031 | 24 | 347.1786 | 371.3454 | 8.5175 | 57.4672 | 0
| Zone | Remainder of System | 4 | Monthly System Peak Day | CAISO | 1-in-2 | 2031 | 1 | 269.8711 | 281.0835 | 8.4729 | 62.08 | 0
| Zone | Remainder of System | 4 | Monthly System Peak Day | CAISO | 1-in-2 | 2031 | 2 | 268.2946 | 276.8842 | 8.4249 | 60.7156 | 0
| Zone | Remainder of System | 4 | Monthly System Peak Day | CAISO | 1-in-2 | 2031 | 3 | 427.6874 | 439.5258 | 8.4177 | 59.7607 | 0
| Zone | Remainder of System | 4 | Monthly System Peak Day | CAISO | 1-in-2 | 2031 | 4 | 595.8516 | 612.7848 | 8.4007 | 58.8607 | 0
| Zone | Remainder of System | 4 | Monthly System Peak Day | CAISO | 1-in-2 | 2031 | 5 | 550.6481 | 568.8322 | 8.3943 | 57.7303 | 0
| Zone | Remainder of System | 4 | Monthly System Peak Day | CAISO | 1-in-2 | 2031 | 6 | 546.6115 | 565.0589 | 8.3626 | 56.8679 | 0
| Zone | Remainder of System | 4 | Monthly System Peak Day | CAISO | 1-in-2 | 2031 | 7 | 550.0663 | 551.2273 | 8.3465 | 56.0597 | 0
| Zone | Remainder of System | 4 | Monthly System Peak Day | CAISO | 1-in-2 | 2031 | 8 | 534.3639 | 541.8037 | 8.4999 | 55.6808 | 0
| Zone | Remainder of System | 4 | Monthly System Peak Day | CAISO | 1-in-2 | 2031 | 9 | 505.415 | 543.8621 | 8.6889 | 57.449 | 0
| Zone | Remainder of System | 4 | Monthly System Peak Day | CAISO | 1-in-2 | 2031 | 10 | 486.9735 | 510.1858 | 8.5576 | 61.5881 | 0
| Zone | Remainder of System | 4 | Monthly System Peak Day | CAISO | 1-in-2 | 2031 | 11 | 460.5151 | 474.7887 | 8.635 | 66.9769 | 0
| Zone | Remainder of System | 4 | Monthly System Peak Day | CAISO | 1-in-2 | 2031 | 12 | 460.0209 | 472.1206 | 8.7226 | 72.106 | 0
| Zone | Remainder of System | 4 | Monthly System Peak Day | CAISO | 1-in-2 | 2031 | 13 | 375.9296 | 386.7105 | 8.7964 | 76.1771 | 0
| Zone | Remainder of System | 4 | Monthly System Peak Day | CAISO | 1-in-2 | 2031 | 14 | 346.9093 | 354.6049 | 8.7473 | 79.0859 | 0
| Zone | Remainder of System | 4 | Monthly System Peak Day | CAISO | 1-in-2 | 2031 | 15 | 293.9882 | 301.2704 | 8.5824 | 80.9147 | 0
| Zone | Remainder of System | 4 | Monthly System Peak Day | CAISO | 1-in-2 | 2031 | 16 | 261.8626 | 264.8565 | 8.3681 | 81.4535 | 0
| Zone | Remainder of System | 4 | Monthly System Peak Day | CAISO | 1-in-2 | 2031 | 17 | 260.8324 | 265.1924 | 8.2412 | 81.2189 | 0
| Zone | Remainder of System | 4 | Monthly System Peak Day | CAISO | 1-in-2 | 2031 | 18 | 224.9657 | 230.5819 | 8.2533 | 80.2419 | 0
| Zone | Remainder of System | 4 | Monthly System Peak Day | CAISO | 1-in-2 | 2031 | 19 | 230.5435 | 237.2151 | 8.509 | 79.0493 | 0
| Zone | Remainder of System | 4 | Monthly System Peak Day | CAISO | 1-in-2 | 2031 | 20 | 222.6869 | 226.0404 | 8.4049 | 76.3662 | 0
| Zone | Remainder of System | 4 | Monthly System Peak Day | CAISO | 1-in-2 | 2031 | 21 | 223.8435 | 229.0956 | 8.0934 | 72.022 | 0
| Zone | Remainder of System | 4 | Monthly System Peak Day | CAISO | 1-in-2 | 2031 | 22 | 409.7458 | 427.7251 | 8.3223 | 68.2917 | 0
| Zone | Remainder of System | 4 | Monthly System Peak Day | CAISO | 1-in-2 | 2031 | 23 | 404.4364 | 425.4253 | 8.428 | 65.3696 | 0
| Zone | Remainder of System | 4 | Monthly System Peak Day | CAISO | 1-in-2 | 2031 | 24 | 347.1786 | 371.3454 | 8.5175 | 63.3596 | 0
| Zone | Remainder of System | 5 | Average Weekday | CAISO | 1-in-2 | 2031 | 1 | 282.9658 | 294.3209 | 8.5046 | 59.7443 | 0
| Zone | Remainder of System | 5 | Average Weekday | CAISO | 1-in-2 | 2031 | 2 | 283.5362 | 291.3855 | 8.4577 | 59.0711 | 0
| Zone | Remainder of System | 5 | Average Weekday | CAISO | 1-in-2 | 2031 | 3 | 443.7898 | 456.8105 | 8.4505 | 58.4673 | 0
| Zone | Remainder of System | 5 | Average Weekday | CAISO | 1-in-2 | 2031 | 4 | 606.9948 | 625.0168 | 8.4337 | 57.9163 | 0
| Zone | Remainder of System | 5 | Average Weekday | CAISO | 1-in-2 | 2031 | 5 | 567.6642 | 586.7018 | 8.4268 | 57.4537 | 0
| Zone | Remainder of System | 5 | Average Weekday | CAISO | 1-in-2 | 2031 | 6 | 553.8793 | 574.393 | 8.3941 | 57.0042 | 0
| Zone | Remainder of System | 5 | Average Weekday | CAISO | 1-in-2 | 2031 | 7 | 547.8456 | 549.068 | 8.3762 | 56.5906 | 0
| Zone | Remainder of System | 5 | Average Weekday | CAISO | 1-in-2 | 2031 | 8 | 545.0037 | 556.1732 | 8.5291 | 56.9009 | 0
| Zone | Remainder of System | 5 | Average Weekday | CAISO | 1-in-2 | 2031 | 9 | 512.3896 | 548.3911 | 8.7161 | 58.6635 | 0
| Zone | Remainder of System | 5 | Average Weekday | CAISO | 1-in-2 | 2031 | 10 | 502.4526 | 525.6846 | 8.587 | 61.0024 | 0
| Zone | Remainder of System | 5 | Average Weekday | CAISO | 1-in-2 | 2031 | 11 | 481.9058 | 496.7712 | 8.6612 | 63.674 | 0
| Zone | Remainder of System | 5 | Average Weekday | CAISO | 1-in-2 | 2031 | 12 | 475.1234 | 486.8193 | 8.7452 | 66.1969 | 0
| Zone | Remainder of System | 5 | Average Weekday | CAISO | 1-in-2 | 2031 | 13 | 384.4247 | 395.6553 | 8.8169 | 68.4385 | 0
| Zone | Remainder of System | 5 | Average Weekday | CAISO | 1-in-2 | 2031 | 14 | 361.752 | 369.4701 | 8.77 | 70.1752 | 0
| Zone | Remainder of System | 5 | Average Weekday | CAISO | 1-in-2 | 2031 | 15 | 318.3831 | 325.4913 | 8.6087 | 71.341 | 0
| Zone | Remainder of System | 5 | Average Weekday | CAISO | 1-in-2 | 2031 | 16 | 277.114 | 279.9576 | 8.3981 | 71.901 | 0
| Zone | Remainder of System | 5 | Average Weekday | CAISO | 1-in-2 | 2031 | 17 | 265.4449 | 270.94 | 8.2709 | 71.8083 | 0
| Zone | Remainder of System | 5 | Average Weekday | CAISO | 1-in-2 | 2031 | 18 | 239.1532 | 245.1234 | 8.2799 | 71.1675 | 0
| Zone | Remainder of System | 5 | Average Weekday | CAISO | 1-in-2 | 2031 | 19 | 248.2734 | 255.1493 | 8.5071 | 69.8052 | 0
| Zone | Remainder of System | 5 | Average Weekday | CAISO | 1-in-2 | 2031 | 20 | 235.7263 | 239.0937 | 8.4045 | 67.6863 | 0
| Zone | Remainder of System | 5 | Average Weekday | CAISO | 1-in-2 | 2031 | 21 | 240.7696 | 246.1396 | 8.0953 | 64.9519 | 0
| Zone | Remainder of System | 5 | Average Weekday | CAISO | 1-in-2 | 2031 | 22 | 430.1066 | 448.3712 | 8.3488 | 62.6968 | 0
| Zone | Remainder of System | 5 | Average Weekday | CAISO | 1-in-2 | 2031 | 23 | 430.6133 | 452.2974 | 8.458 | 61.385 | 0
| Zone | Remainder of System | 5 | Average Weekday | CAISO | 1-in-2 | 2031 | 24 | 369.2424 | 394.2011 | 8.5479 | 60.3901 | 0
| Zone | Remainder of System | 5 | Monthly System Peak Day | CAISO | 1-in-2 | 2031 | 1 | 282.9658 | 294.3209 | 8.5046 | 65.9416 | 0
| Zone | Remainder of System | 5 | Monthly System Peak Day | CAISO | 1-in-2 | 2031 | 2 | 283.5362 | 291.3855 | 8.4577 | 64.3504 | 0
| Zone | Remainder of System | 5 | Monthly System Peak Day | CAISO | 1-in-2 | 2031 | 3 | 443.7898 | 456.8105 | 8.4505 | 62.958 | 0
| Zone | Remainder of System | 5 | Monthly System Peak Day | CAISO | 1-in-2 | 2031 | 4 | 606.9948 | 625.0168 | 8.4337 | 61.4581 | 0
| Zone | Remainder of System | 5 | Monthly System Peak Day | CAISO | 1-in-2 | 2031 | 5 | 567.6642 | 586.7018 | 8.4268 | 60.1746 | 0
| Zone | Remainder of System | 5 | Monthly System Peak Day | CAISO | 1-in-2 | 2031 | 6 | 553.8793 | 574.393 | 8.3941 | 59.4602 | 0
| Zone | Remainder of System | 5 | Monthly System Peak Day | CAISO | 1-in-2 | 2031 | 7 | 547.8456 | 549.068 | 8.3762 | 59.1397 | 0
| Zone | Remainder of System | 5 | Monthly System Peak Day | CAISO | 1-in-2 | 2031 | 8 | 545.0037 | 556.1732 | 8.5291 | 59.4891 | 0
| Zone | Remainder of System | 5 | Monthly System Peak Day | CAISO | 1-in-2 | 2031 | 9 | 512.3896 | 548.3911 | 8.7161 | 61.7404 | 0
| Zone | Remainder of System | 5 | Monthly System Peak Day | CAISO | 1-in-2 | 2031 | 10 | 502.4526 | 525.6846 | 8.587 | 66.3017 | 0
| Zone | Remainder of System | 5 | Monthly System Peak Day | CAISO | 1-in-2 | 2031 | 11 | 481.9058 | 496.7712 | 8.6612 | 71.7468 | 0
| Zone | Remainder of System | 5 | Monthly System Peak Day | CAISO | 1-in-2 | 2031 | 12 | 475.1234 | 486.8193 | 8.7452 | 76.4342 | 0
| Zone | Remainder of System | 5 | Monthly System Peak Day | CAISO | 1-in-2 | 2031 | 13 | 384.4247 | 395.6553 | 8.8169 | 79.7976 | 0
| Zone | Remainder of System | 5 | Monthly System Peak Day | CAISO | 1-in-2 | 2031 | 14 | 361.752 | 369.4701 | 8.77 | 81.949 | 0
| Zone | Remainder of System | 5 | Monthly System Peak Day | CAISO | 1-in-2 | 2031 | 15 | 318.3831 | 325.4913 | 8.6087 | 82.9769 | 0
| Zone | Remainder of System | 5 | Monthly System Peak Day | CAISO | 1-in-2 | 2031 | 16 | 277.114 | 279.9576 | 8.3981 | 83.3815 | 0
| Zone | Remainder of System | 5 | Monthly System Peak Day | CAISO | 1-in-2 | 2031 | 17 | 265.4449 | 270.94 | 8.2709 | 83.2329 | 0
| Zone | Remainder of System | 5 | Monthly System Peak Day | CAISO | 1-in-2 | 2031 | 18 | 239.1532 | 245.1234 | 8.2799 | 81.6257 | 0
| Zone | Remainder of System | 5 | Monthly System Peak Day | CAISO | 1-in-2 | 2031 | 19 | 248.2734 | 255.1493 | 8.5071 | 79.3771 | 0
| Zone | Remainder of System | 5 | Monthly System Peak Day | CAISO | 1-in-2 | 2031 | 20 | 235.7263 | 239.0937 | 8.4045 | 76.33 | 0
| Zone | Remainder of System | 5 | Monthly System Peak Day | CAISO | 1-in-2 | 2031 | 21 | 240.7696 | 246.1396 | 8.0953 | 72.094 | 0
| Zone | Remainder of System | 5 | Monthly System Peak Day | CAISO | 1-in-2 | 2031 | 22 | 430.1066 | 448.3712 | 8.3488 | 68.7355 | 0
| Zone | Remainder of System | 5 | Monthly System Peak Day | CAISO | 1-in-2 | 2031 | 23 | 430.6133 | 452.2974 | 8.458 | 66.6746 | 0
| Zone | Remainder of System | 5 | Monthly System Peak Day | CAISO | 1-in-2 | 2031 | 24 | 369.2424 | 394.2011 | 8.5479 | 64.9491 | 0
| Zone | Remainder of System | 6 | Average Weekday | CAISO | 1-in-2 | 2031 | 1 | 273.0478 | 291.1314 | 8.7343 | 63.1112 | 0
| Zone | Remainder of System | 6 | Average Weekday | CAISO | 1-in-2 | 2031 | 2 | 269.7167 | 287.3263 | 8.7057 | 62.1452 | 0
| Zone | Remainder of System | 6 | Average Weekday | CAISO | 1-in-2 | 2031 | 3 | 419.8416 | 453.5409 | 8.6981 | 61.3041 | 0
| Zone | Remainder of System | 6 | Average Weekday | CAISO | 1-in-2 | 2031 | 4 | 575.3591 | 620.3892 | 8.6931 | 60.6018 | 0
| Zone | Remainder of System | 6 | Average Weekday | CAISO | 1-in-2 | 2031 | 5 | 530.7288 | 579.2285 | 8.7086 | 60.0304 | 0
| Zone | Remainder of System | 6 | Average Weekday | CAISO | 1-in-2 | 2031 | 6 | 536.3369 | 589.5635 | 8.7381 | 59.4565 | 0
| Zone | Remainder of System | 6 | Average Weekday | CAISO | 1-in-2 | 2031 | 7 | 545.792 | 575.3256 | 9.0087 | 58.9785 | 0
| Zone | Remainder of System | 6 | Average Weekday | CAISO | 1-in-2 | 2031 | 8 | 537.3862 | 572.2546 | 8.706 | 59.7299 | 0
| Zone | Remainder of System | 6 | Average Weekday | CAISO | 1-in-2 | 2031 | 9 | 539.2997 | 556.6308 | 8.7657 | 62.174 | 0
| Zone | Remainder of System | 6 | Average Weekday | CAISO | 1-in-2 | 2031 | 10 | 524.4158 | 531.7803 | 8.9638 | 65.2314 | 0
| Zone | Remainder of System | 6 | Average Weekday | CAISO | 1-in-2 | 2031 | 11 | 486.9855 | 489.6307 | 9.0083 | 68.4714 | 0
| Zone | Remainder of System | 6 | Average Weekday | CAISO | 1-in-2 | 2031 | 12 | 480.0098 | 491.357 | 8.9416 | 71.628 | 0
| Zone | Remainder of System | 6 | Average Weekday | CAISO | 1-in-2 | 2031 | 13 | 389.0468 | 419.8553 | 9.0286 | 74.2421 | 0
| Zone | Remainder of System | 6 | Average Weekday | CAISO | 1-in-2 | 2031 | 14 | 362.3618 | 384.9895 | 8.9865 | 76.363 | 0
| Zone | Remainder of System | 6 | Average Weekday | CAISO | 1-in-2 | 2031 | 15 | 301.2982 | 320.0378 | 9.1649 | 77.827 | 0
| Zone | Remainder of System | 6 | Average Weekday | CAISO | 1-in-2 | 2031 | 16 | 264.4149 | 274.8431 | 9.4698 | 78.4645 | 0
| Zone | Remainder of System | 6 | Average Weekday | CAISO | 1-in-2 | 2031 | 17 | 260.9935 | 267.1815 | 9.9207 | 78.5503 | 0
| Zone | Remainder of System | 6 | Average Weekday | CAISO | 1-in-2 | 2031 | 18 | 226.3726 | 240.5247 | 9.6237 | 77.7222 | 0
| Zone | Remainder of System | 6 | Average Weekday | CAISO | 1-in-2 | 2031 | 19 | 218.146 | 229.379 | 14.9055 | 76.2164 | 0
| Zone | Remainder of System | 6 | Average Weekday | CAISO | 1-in-2 | 2031 | 20 | 199.6253 | 206.2677 | 8.5662 | 74.0276 | 0
| Zone | Remainder of System | 6 | Average Weekday | CAISO | 1-in-2 | 2031 | 21 | 218.9826 | 225.3775 | 9.0052 | 70.9789 | 0
| Zone | Remainder of System | 6 | Average Weekday | CAISO | 1-in-2 | 2031 | 22 | 386.7225 | 430.0098 | 8.5675 | 67.784 | 0
| Zone | Remainder of System | 6 | Average Weekday | CAISO | 1-in-2 | 2031 | 23 | 409.5107 | 454.7671 | 8.6521 | 65.8352 | 0
| Zone | Remainder of System | 6 | Average Weekday | CAISO | 1-in-2 | 2031 | 24 | 377.95 | 412.883 | 8.6822 | 64.4629 | 0
| Zone | Remainder of System | 6 | Monthly System Peak Day | CAISO | 1-in-2 | 2031 | 1 | 273.0478 | 290.3579 | 8.3523 | 65.2895 | 0
| Zone | Remainder of System | 6 | Monthly System Peak Day | CAISO | 1-in-2 | 2031 | 2 | 269.7167 | 284.0441 | 8.3617 | 64.5317 | 0
| Zone | Remainder of System | 6 | Monthly System Peak Day | CAISO | 1-in-2 | 2031 | 3 | 419.8416 | 440.982 | 8.3634 | 63.7888 | 0
| Zone | Remainder of System | 6 | Monthly System Peak Day | CAISO | 1-in-2 | 2031 | 4 | 575.3591 | 594.3751 | 8.3658 | 62.9638 | 0
| Zone | Remainder of System | 6 | Monthly System Peak Day | CAISO | 1-in-2 | 2031 | 5 | 530.7288 | 558.2869 | 8.3646 | 62.0477 | 0
| Zone | Remainder of System | 6 | Monthly System Peak Day | CAISO | 1-in-2 | 2031 | 6 | 536.3369 | 566.2671 | 8.3662 | 60.8109 | 0
| Zone | Remainder of System | 6 | Monthly System Peak Day | CAISO | 1-in-2 | 2031 | 7 | 545.792 | 543.8709 | 8.4081 | 60.1144 | 0
| Zone | Remainder of System | 6 | Monthly System Peak Day | CAISO | 1-in-2 | 2031 | 8 | 537.3862 | 551.1736 | 8.2861 | 60.8839 | 0
| Zone | Remainder of System | 6 | Monthly System Peak Day | CAISO | 1-in-2 | 2031 | 9 | 539.2997 | 565.5972 | 8.278 | 64.0861 | 0
| Zone | Remainder of System | 6 | Monthly System Peak Day | CAISO | 1-in-2 | 2031 | 10 | 524.4158 | 540.7036 | 8.3594 | 67.6713 | 0
| Zone | Remainder of System | 6 | Monthly System Peak Day | CAISO | 1-in-2 | 2031 | 11 | 486.9855 | 501.674 | 8.3439 | 71.258 | 0
| Zone | Remainder of System | 6 | Monthly System Peak Day | CAISO | 1-in-2 | 2031 | 12 | 480.0098 | 498.1305 | 8.3033 | 75.0038 | 0
| Zone | Remainder of System | 6 | Monthly System Peak Day | CAISO | 1-in-2 | 2031 | 13 | 389.0468 | 414.1618 | 8.3087 | 78.5255 | 0
| Zone | Remainder of System | 6 | Monthly System Peak Day | CAISO | 1-in-2 | 2031 | 14 | 362.3618 | 383.6169 | 8.3337 | 81.1311 | 0
| Zone | Remainder of System | 6 | Monthly System Peak Day | CAISO | 1-in-2 | 2031 | 15 | 301.2982 | 321.0343 | 8.4429 | 83.4287 | 0
| Zone | Remainder of System | 6 | Monthly System Peak Day | CAISO | 1-in-2 | 2031 | 16 | 264.4149 | 271.4124 | 8.5702 | 84.2761 | 0
| Zone | Remainder of System | 6 | Monthly System Peak Day | CAISO | 1-in-2 | 2031 | 17 | 260.9935 | 268.6129 | 9.42 | 84.0626 | 0
| Zone | Remainder of System | 6 | Monthly System Peak Day | CAISO | 1-in-2 | 2031 | 18 | 226.3726 | 244.3388 | 9.3171 | 83.0593 | 0
| Zone | Remainder of System | 6 | Monthly System Peak Day | CAISO | 1-in-2 | 2031 | 19 | 218.146 | 240.5245 | 10.2168 | 81.2172 | 0
| Zone | Remainder of System | 6 | Monthly System Peak Day | CAISO | 1-in-2 | 2031 | 20 | 199.6253 | 213.2595 | 8.4833 | 78.5937 | 0
| Zone | Remainder of System | 6 | Monthly System Peak Day | CAISO | 1-in-2 | 2031 | 21 | 218.9826 | 238.9132 | 9.1059 | 74.8448 | 0
| Zone | Remainder of System | 6 | Monthly System Peak Day | CAISO | 1-in-2 | 2031 | 22 | 386.7225 | 414.1553 | 8.3733 | 70.7275 | 0
| Zone | Remainder of System | 6 | Monthly System Peak Day | CAISO | 1-in-2 | 2031 | 23 | 409.5107 | 441.758 | 8.36 | 68.2082 | 0
| Zone | Remainder of System | 6 | Monthly System Peak Day | CAISO | 1-in-2 | 2031 | 24 | 377.95 | 407.5818 | 8.3245 | 66.809 | 0
| Zone | Remainder of System | 7 | Average Weekday | CAISO | 1-in-2 | 2031 | 1 | 265.3947 | 282.5078 | 8.889 | 68.08 | 0
| Zone | Remainder of System | 7 | Average Weekday | CAISO | 1-in-2 | 2031 | 2 | 263.6416 | 275.1321 | 8.9003 | 67.3516 | 0
| Zone | Remainder of System | 7 | Average Weekday | CAISO | 1-in-2 | 2031 | 3 | 405.8491 | 426.4026 | 8.9023 | 66.697 | 0
| Zone | Remainder of System | 7 | Average Weekday | CAISO | 1-in-2 | 2031 | 4 | 559.777 | 581.3068 | 8.9047 | 66.1335 | 0
| Zone | Remainder of System | 7 | Average Weekday | CAISO | 1-in-2 | 2031 | 5 | 515.2864 | 540.808 | 8.9028 | 65.6106 | 0
| Zone | Remainder of System | 7 | Average Weekday | CAISO | 1-in-2 | 2031 | 6 | 515.83 | 543.4372 | 8.9012 | 65.1256 | 0
| Zone | Remainder of System | 7 | Average Weekday | CAISO | 1-in-2 | 2031 | 7 | 524.45 | 523.3337 | 8.8837 | 64.7652 | 0
| Zone | Remainder of System | 7 | Average Weekday | CAISO | 1-in-2 | 2031 | 8 | 514.973 | 530.5244 | 8.8279 | 65.1789 | 0
| Zone | Remainder of System | 7 | Average Weekday | CAISO | 1-in-2 | 2031 | 9 | 504.1918 | 532.3211 | 8.8153 | 67.2839 | 0
| Zone | Remainder of System | 7 | Average Weekday | CAISO | 1-in-2 | 2031 | 10 | 489.7547 | 505.9353 | 8.8555 | 70.1065 | 0
| Zone | Remainder of System | 7 | Average Weekday | CAISO | 1-in-2 | 2031 | 11 | 459.1212 | 474.3747 | 8.8402 | 73.2348 | 0
| Zone | Remainder of System | 7 | Average Weekday | CAISO | 1-in-2 | 2031 | 12 | 452.6615 | 472.7894 | 8.8266 | 76.4308 | 0
| Zone | Remainder of System | 7 | Average Weekday | CAISO | 1-in-2 | 2031 | 13 | 362.6266 | 387.382 | 8.8204 | 79.0108 | 0
| Zone | Remainder of System | 7 | Average Weekday | CAISO | 1-in-2 | 2031 | 14 | 335.9261 | 357.5204 | 8.8437 | 81.0239 | 0
| Zone | Remainder of System | 7 | Average Weekday | CAISO | 1-in-2 | 2031 | 15 | 283.7378 | 303.683 | 8.8971 | 82.3721 | 0
| Zone | Remainder of System | 7 | Average Weekday | CAISO | 1-in-2 | 2031 | 16 | 245.6064 | 252.3328 | 8.9362 | 82.9063 | 0
| Zone | Remainder of System | 7 | Average Weekday | CAISO | 1-in-2 | 2031 | 17 | 247.2796 | 255.9068 | 9.8726 | 82.877 | 0
| Zone | Remainder of System | 7 | Average Weekday | CAISO | 1-in-2 | 2031 | 18 | 217.9497 | 236.0691 | 9.7836 | 82.0052 | 0
| Zone | Remainder of System | 7 | Average Weekday | CAISO | 1-in-2 | 2031 | 19 | 214.0428 | 236.6835 | 9.5485 | 80.3719 | 0
| Zone | Remainder of System | 7 | Average Weekday | CAISO | 1-in-2 | 2031 | 20 | 202.4774 | 216.113 | 9.1894 | 78.1158 | 0
| Zone | Remainder of System | 7 | Average Weekday | CAISO | 1-in-2 | 2031 | 21 | 220.2131 | 240.2146 | 9.2871 | 75.1175 | 0
| Zone | Remainder of System | 7 | Average Weekday | CAISO | 1-in-2 | 2031 | 22 | 385.4291 | 412.3737 | 8.8928 | 71.9882 | 0
| Zone | Remainder of System | 7 | Average Weekday | CAISO | 1-in-2 | 2031 | 23 | 402.3101 | 433.5199 | 8.9016 | 70.0845 | 0
| Zone | Remainder of System | 7 | Average Weekday | CAISO | 1-in-2 | 2031 | 24 | 362.3015 | 390.6109 | 8.8698 | 68.8469 | 0
| Zone | Remainder of System | 7 | Monthly System Peak Day | CAISO | 1-in-2 | 2031 | 1 | 265.3947 | 261.9993 | 8.9593 | 73.1955 | 0
| Zone | Remainder of System | 7 | Monthly System Peak Day | CAISO | 1-in-2 | 2031 | 2 | 263.6416 | 245.5716 | 8.9728 | 72.0249 | 0
| Zone | Remainder of System | 7 | Monthly System Peak Day | CAISO | 1-in-2 | 2031 | 3 | 405.8491 | 350.9631 | 8.9764 | 71.091 | 0
| Zone | Remainder of System | 7 | Monthly System Peak Day | CAISO | 1-in-2 | 2031 | 4 | 559.777 | 461.6357 | 8.9753 | 70.2162 | 0
| Zone | Remainder of System | 7 | Monthly System Peak Day | CAISO | 1-in-2 | 2031 | 5 | 515.2864 | 430.9794 | 8.9735 | 69.6015 | 0
| Zone | Remainder of System | 7 | Monthly System Peak Day | CAISO | 1-in-2 | 2031 | 6 | 515.83 | 454.4887 | 8.9719 | 69.0472 | 0
| Zone | Remainder of System | 7 | Monthly System Peak Day | CAISO | 1-in-2 | 2031 | 7 | 524.45 | 444.6266 | 8.9794 | 68.4552 | 0
| Zone | Remainder of System | 7 | Monthly System Peak Day | CAISO | 1-in-2 | 2031 | 8 | 514.973 | 459.4764 | 8.9105 | 68.8219 | 0
| Zone | Remainder of System | 7 | Monthly System Peak Day | CAISO | 1-in-2 | 2031 | 9 | 504.1918 | 486.0793 | 8.8916 | 71.8173 | 0
| Zone | Remainder of System | 7 | Monthly System Peak Day | CAISO | 1-in-2 | 2031 | 10 | 489.7547 | 458.4539 | 8.9331 | 75.7699 | 0
| Zone | Remainder of System | 7 | Monthly System Peak Day | CAISO | 1-in-2 | 2031 | 11 | 459.1212 | 428.2516 | 8.9011 | 79.9919 | 0
| Zone | Remainder of System | 7 | Monthly System Peak Day | CAISO | 1-in-2 | 2031 | 12 | 452.6615 | 426.7514 | 8.8719 | 83.7897 | 0
| Zone | Remainder of System | 7 | Monthly System Peak Day | CAISO | 1-in-2 | 2031 | 13 | 362.6266 | 358.9247 | 8.8622 | 86.8527 | 0
| Zone | Remainder of System | 7 | Monthly System Peak Day | CAISO | 1-in-2 | 2031 | 14 | 335.9261 | 336.2679 | 8.892 | 88.9939 | 0
| Zone | Remainder of System | 7 | Monthly System Peak Day | CAISO | 1-in-2 | 2031 | 15 | 283.7378 | 290.9539 | 8.9774 | 90.4931 | 0
| Zone | Remainder of System | 7 | Monthly System Peak Day | CAISO | 1-in-2 | 2031 | 16 | 245.6064 | 240.2295 | 9.0308 | 90.6156 | 0
| Zone | Remainder of System | 7 | Monthly System Peak Day | CAISO | 1-in-2 | 2031 | 17 | 247.2796 | 252.9952 | 9.9332 | 90.4844 | 0
| Zone | Remainder of System | 7 | Monthly System Peak Day | CAISO | 1-in-2 | 2031 | 18 | 217.9497 | 249.5205 | 9.9613 | 88.756 | 0
| Zone | Remainder of System | 7 | Monthly System Peak Day | CAISO | 1-in-2 | 2031 | 19 | 214.0428 | 199.4541 | 9.1228 | 87.1895 | 0
| Zone | Remainder of System | 7 | Monthly System Peak Day | CAISO | 1-in-2 | 2031 | 20 | 202.4774 | 176.8334 | 8.9607 | 84.4147 | 0
| Zone | Remainder of System | 7 | Monthly System Peak Day | CAISO | 1-in-2 | 2031 | 21 | 220.2131 | 201.7439 | 10.5049 | 81.3972 | 0
| Zone | Remainder of System | 7 | Monthly System Peak Day | CAISO | 1-in-2 | 2031 | 22 | 385.4291 | 355.2806 | 9.0927 | 79.1916 | 0
| Zone | Remainder of System | 7 | Monthly System Peak Day | CAISO | 1-in-2 | 2031 | 23 | 402.3101 | 364.1169 | 8.9383 | 77.6472 | 0
| Zone | Remainder of System | 7 | Monthly System Peak Day | CAISO | 1-in-2 | 2031 | 24 | 362.3015 | 342.7042 | 8.9308 | 76.3413 | 0
| Zone | Remainder of System | 8 | Average Weekday | CAISO | 1-in-2 | 2031 | 1 | 274.5385 | 296.2197 | 8.4545 | 68.1134 | 0
| Zone | Remainder of System | 8 | Average Weekday | CAISO | 1-in-2 | 2031 | 2 | 274.735 | 291.1703 | 8.4682 | 67.1923 | 0
| Zone | Remainder of System | 8 | Average Weekday | CAISO | 1-in-2 | 2031 | 3 | 414.3161 | 434.185 | 8.4707 | 66.3666 | 0
| Zone | Remainder of System | 8 | Average Weekday | CAISO | 1-in-2 | 2031 | 4 | 571.1855 | 594.8768 | 8.4733 | 65.6033 | 0
| Zone | Remainder of System | 8 | Average Weekday | CAISO | 1-in-2 | 2031 | 5 | 523.0577 | 555.0746 | 8.4708 | 64.9066 | 0
| Zone | Remainder of System | 8 | Average Weekday | CAISO | 1-in-2 | 2031 | 6 | 527.9099 | 562.6913 | 8.4686 | 64.3295 | 0
| Zone | Remainder of System | 8 | Average Weekday | CAISO | 1-in-2 | 2031 | 7 | 537.6923 | 537.879 | 8.4498 | 63.8791 | 0
| Zone | Remainder of System | 8 | Average Weekday | CAISO | 1-in-2 | 2031 | 8 | 528.2487 | 546.8939 | 8.3835 | 63.8355 | 0
| Zone | Remainder of System | 8 | Average Weekday | CAISO | 1-in-2 | 2031 | 9 | 511.6748 | 538.5262 | 8.3666 | 65.9972 | 0
| Zone | Remainder of System | 8 | Average Weekday | CAISO | 1-in-2 | 2031 | 10 | 499.7553 | 516.3882 | 8.4158 | 69.4323 | 0
| Zone | Remainder of System | 8 | Average Weekday | CAISO | 1-in-2 | 2031 | 11 | 463.6816 | 479.3312 | 8.3946 | 73.4127 | 0
| Zone | Remainder of System | 8 | Average Weekday | CAISO | 1-in-2 | 2031 | 12 | 453.7616 | 474.3619 | 8.3743 | 77.2854 | 0
| Zone | Remainder of System | 8 | Average Weekday | CAISO | 1-in-2 | 2031 | 13 | 373.2744 | 399.3373 | 8.3651 | 80.4135 | 0
| Zone | Remainder of System | 8 | Average Weekday | CAISO | 1-in-2 | 2031 | 14 | 343.4874 | 365.347 | 8.3964 | 82.7527 | 0
| Zone | Remainder of System | 8 | Average Weekday | CAISO | 1-in-2 | 2031 | 15 | 291.7176 | 311.8981 | 8.4641 | 84.1637 | 0
| Zone | Remainder of System | 8 | Average Weekday | CAISO | 1-in-2 | 2031 | 16 | 251.6766 | 258.6705 | 8.5116 | 84.6461 | 0
| Zone | Remainder of System | 8 | Average Weekday | CAISO | 1-in-2 | 2031 | 17 | 255.5603 | 261.7975 | 9.5892 | 84.5587 | 0
| Zone | Remainder of System | 8 | Average Weekday | CAISO | 1-in-2 | 2031 | 18 | 224.0458 | 241.669 | 9.4921 | 83.6467 | 0
| Zone | Remainder of System | 8 | Average Weekday | CAISO | 1-in-2 | 2031 | 19 | 218.7614 | 240.8357 | 9.0136 | 81.9145 | 0
| Zone | Remainder of System | 8 | Average Weekday | CAISO | 1-in-2 | 2031 | 20 | 215.3205 | 228.5579 | 8.682 | 79.2555 | 0
| Zone | Remainder of System | 8 | Average Weekday | CAISO | 1-in-2 | 2031 | 21 | 229.9817 | 249.9912 | 8.929 | 75.5248 | 0
| Zone | Remainder of System | 8 | Average Weekday | CAISO | 1-in-2 | 2031 | 22 | 388.3735 | 416.5462 | 8.4646 | 72.4927 | 0
| Zone | Remainder of System | 8 | Average Weekday | CAISO | 1-in-2 | 2031 | 23 | 406.248 | 439.9325 | 8.4653 | 70.5976 | 0
| Zone | Remainder of System | 8 | Average Weekday | CAISO | 1-in-2 | 2031 | 24 | 367.5234 | 399.0204 | 8.4311 | 69.2749 | 0
| Zone | Remainder of System | 8 | Monthly System Peak Day | CAISO | 1-in-2 | 2031 | 1 | 274.5385 | 269.6743 | 7.5115 | 77.2145 | 0
| Zone | Remainder of System | 8 | Monthly System Peak Day | CAISO | 1-in-2 | 2031 | 2 | 274.735 | 259.3053 | 7.5307 | 76.3125 | 0
| Zone | Remainder of System | 8 | Monthly System Peak Day | CAISO | 1-in-2 | 2031 | 3 | 414.3161 | 367.4395 | 7.5357 | 75.6019 | 0
| Zone | Remainder of System | 8 | Monthly System Peak Day | CAISO | 1-in-2 | 2031 | 4 | 571.1855 | 477.939 | 7.5348 | 74.8021 | 0
| Zone | Remainder of System | 8 | Monthly System Peak Day | CAISO | 1-in-2 | 2031 | 5 | 523.0577 | 449.2435 | 7.5321 | 74.091 | 0
| Zone | Remainder of System | 8 | Monthly System Peak Day | CAISO | 1-in-2 | 2031 | 6 | 527.9099 | 464.0423 | 7.5296 | 73.4628 | 0
| Zone | Remainder of System | 8 | Monthly System Peak Day | CAISO | 1-in-2 | 2031 | 7 | 537.6923 | 450.4132 | 7.5325 | 72.8738 | 0
| Zone | Remainder of System | 8 | Monthly System Peak Day | CAISO | 1-in-2 | 2031 | 8 | 528.2487 | 468.9827 | 7.4427 | 72.891 | 0
| Zone | Remainder of System | 8 | Monthly System Peak Day | CAISO | 1-in-2 | 2031 | 9 | 511.6748 | 493.7522 | 7.4105 | 74.8105 | 0
| Zone | Remainder of System | 8 | Monthly System Peak Day | CAISO | 1-in-2 | 2031 | 10 | 499.7553 | 469.6255 | 7.4662 | 78.5087 | 0
| Zone | Remainder of System | 8 | Monthly System Peak Day | CAISO | 1-in-2 | 2031 | 11 | 463.6816 | 432.1803 | 7.4179 | 82.6998 | 0
| Zone | Remainder of System | 8 | Monthly System Peak Day | CAISO | 1-in-2 | 2031 | 12 | 453.7616 | 426.3518 | 7.3731 | 86.6394 | 0
| Zone | Remainder of System | 8 | Monthly System Peak Day | CAISO | 1-in-2 | 2031 | 13 | 373.2744 | 370.7191 | 7.3543 | 89.5515 | 0
| Zone | Remainder of System | 8 | Monthly System Peak Day | CAISO | 1-in-2 | 2031 | 14 | 343.4874 | 344.5541 | 7.4057 | 91.4475 | 0
| Zone | Remainder of System | 8 | Monthly System Peak Day | CAISO | 1-in-2 | 2031 | 15 | 291.7176 | 299.325 | 7.5267 | 92.1121 | 0
| Zone | Remainder of System | 8 | Monthly System Peak Day | CAISO | 1-in-2 | 2031 | 16 | 251.6766 | 246.6758 | 7.5926 | 91.6303 | 0
| Zone | Remainder of System | 8 | Monthly System Peak Day | CAISO | 1-in-2 | 2031 | 17 | 255.5603 | 258.9886 | 8.6388 | 91 | 0
| Zone | Remainder of System | 8 | Monthly System Peak Day | CAISO | 1-in-2 | 2031 | 18 | 224.0458 | 256.5413 | 8.6738 | 88.8061 | 0
| Zone | Remainder of System | 8 | Monthly System Peak Day | CAISO | 1-in-2 | 2031 | 19 | 218.7614 | 202.9975 | 7.2423 | 86.6429 | 0
| Zone | Remainder of System | 8 | Monthly System Peak Day | CAISO | 1-in-2 | 2031 | 20 | 215.3205 | 187.5955 | 7.1207 | 84.8327 | 0
| Zone | Remainder of System | 8 | Monthly System Peak Day | CAISO | 1-in-2 | 2031 | 21 | 229.9817 | 209.218 | 9.3075 | 82.0898 | 0
| Zone | Remainder of System | 8 | Monthly System Peak Day | CAISO | 1-in-2 | 2031 | 22 | 388.3735 | 361.0125 | 7.6872 | 80.2281 | 0
| Zone | Remainder of System | 8 | Monthly System Peak Day | CAISO | 1-in-2 | 2031 | 23 | 406.248 | 373.424 | 7.4894 | 79.0136 | 0
| Zone | Remainder of System | 8 | Monthly System Peak Day | CAISO | 1-in-2 | 2031 | 24 | 367.5234 | 351.56 | 7.4746 | 78.0096 | 0
| Zone | Remainder of System | 8 | Typical Event Day | CAISO | 1-in-2 | 2031 | 1 | 274.5385 | 269.6743 | 7.5115 | 73.4009 | 0
| Zone | Remainder of System | 8 | Typical Event Day | CAISO | 1-in-2 | 2031 | 2 | 274.735 | 259.3053 | 7.5307 | 72.3688 | 0
| Zone | Remainder of System | 8 | Typical Event Day | CAISO | 1-in-2 | 2031 | 3 | 414.3161 | 367.4395 | 7.5357 | 71.4642 | 0
| Zone | Remainder of System | 8 | Typical Event Day | CAISO | 1-in-2 | 2031 | 4 | 571.1855 | 477.939 | 7.5348 | 70.5395 | 0
| Zone | Remainder of System | 8 | Typical Event Day | CAISO | 1-in-2 | 2031 | 5 | 523.0577 | 449.2435 | 7.5321 | 69.7313 | 0
| Zone | Remainder of System | 8 | Typical Event Day | CAISO | 1-in-2 | 2031 | 6 | 527.9099 | 464.0423 | 7.5296 | 68.8608 | 0
| Zone | Remainder of System | 8 | Typical Event Day | CAISO | 1-in-2 | 2031 | 7 | 537.6923 | 450.4132 | 7.5325 | 68.3746 | 0
| Zone | Remainder of System | 8 | Typical Event Day | CAISO | 1-in-2 | 2031 | 8 | 528.2487 | 468.9827 | 7.4427 | 68.6934 | 0
| Zone | Remainder of System | 8 | Typical Event Day | CAISO | 1-in-2 | 2031 | 9 | 511.6748 | 493.7522 | 7.4105 | 71.1218 | 0
| Zone | Remainder of System | 8 | Typical Event Day | CAISO | 1-in-2 | 2031 | 10 | 499.7553 | 469.6255 | 7.4662 | 75.0502 | 0
| Zone | Remainder of System | 8 | Typical Event Day | CAISO | 1-in-2 | 2031 | 11 | 463.6816 | 432.1803 | 7.4179 | 79.5998 | 0
| Zone | Remainder of System | 8 | Typical Event Day | CAISO | 1-in-2 | 2031 | 12 | 453.7616 | 426.3518 | 7.3731 | 83.6838 | 0
| Zone | Remainder of System | 8 | Typical Event Day | CAISO | 1-in-2 | 2031 | 13 | 373.2744 | 370.7191 | 7.3543 | 86.811 | 0
| Zone | Remainder of System | 8 | Typical Event Day | CAISO | 1-in-2 | 2031 | 14 | 343.4874 | 344.5541 | 7.4057 | 88.9964 | 0
| Zone | Remainder of System | 8 | Typical Event Day | CAISO | 1-in-2 | 2031 | 15 | 291.7176 | 299.325 | 7.5267 | 90.3398 | 0
| Zone | Remainder of System | 8 | Typical Event Day | CAISO | 1-in-2 | 2031 | 16 | 251.6766 | 246.6758 | 7.5926 | 90.2511 | 0
| Zone | Remainder of System | 8 | Typical Event Day | CAISO | 1-in-2 | 2031 | 17 | 255.5603 | 258.9886 | 8.6388 | 89.8103 | 0
| Zone | Remainder of System | 8 | Typical Event Day | CAISO | 1-in-2 | 2031 | 18 | 224.0458 | 256.5413 | 8.6738 | 88.2706 | 0
| Zone | Remainder of System | 8 | Typical Event Day | CAISO | 1-in-2 | 2031 | 19 | 218.7614 | 202.9975 | 7.2423 | 86.5935 | 0
| Zone | Remainder of System | 8 | Typical Event Day | CAISO | 1-in-2 | 2031 | 20 | 215.3205 | 187.5955 | 7.1207 | 84.3378 | 0
| Zone | Remainder of System | 8 | Typical Event Day | CAISO | 1-in-2 | 2031 | 21 | 229.9817 | 209.218 | 9.3075 | 81.1077 | 0
| Zone | Remainder of System | 8 | Typical Event Day | CAISO | 1-in-2 | 2031 | 22 | 388.3735 | 361.0125 | 7.6872 | 78.5052 | 0
| Zone | Remainder of System | 8 | Typical Event Day | CAISO | 1-in-2 | 2031 | 23 | 406.248 | 373.424 | 7.4894 | 76.6856 | 0
| Zone | Remainder of System | 8 | Typical Event Day | CAISO | 1-in-2 | 2031 | 24 | 367.5234 | 351.56 | 7.4746 | 75.379 | 0
| Zone | Remainder of System | 9 | Average Weekday | CAISO | 1-in-2 | 2031 | 1 | 270.36 | 279.7654 | 9.1582 | 67.9163 | 0
| Zone | Remainder of System | 9 | Average Weekday | CAISO | 1-in-2 | 2031 | 2 | 277.7178 | 279.4244 | 9.1755 | 67.0577 | 0
| Zone | Remainder of System | 9 | Average Weekday | CAISO | 1-in-2 | 2031 | 3 | 440.9255 | 435.8851 | 9.1779 | 66.3107 | 0
| Zone | Remainder of System | 9 | Average Weekday | CAISO | 1-in-2 | 2031 | 4 | 601.3506 | 598.2101 | 9.1805 | 65.6674 | 0
| Zone | Remainder of System | 9 | Average Weekday | CAISO | 1-in-2 | 2031 | 5 | 537.2256 | 536.1469 | 9.1752 | 65.0638 | 0
| Zone | Remainder of System | 9 | Average Weekday | CAISO | 1-in-2 | 2031 | 6 | 525.7145 | 533.9703 | 9.1665 | 64.4963 | 0
| Zone | Remainder of System | 9 | Average Weekday | CAISO | 1-in-2 | 2031 | 7 | 554.4225 | 541.8736 | 9.1388 | 64.1368 | 0
| Zone | Remainder of System | 9 | Average Weekday | CAISO | 1-in-2 | 2031 | 8 | 527.8969 | 524.9696 | 9.0915 | 63.932 | 0
| Zone | Remainder of System | 9 | Average Weekday | CAISO | 1-in-2 | 2031 | 9 | 484.4059 | 506.4916 | 9.0795 | 65.0104 | 0
| Zone | Remainder of System | 9 | Average Weekday | CAISO | 1-in-2 | 2031 | 10 | 478.7785 | 490.8959 | 9.1311 | 67.9774 | 0
| Zone | Remainder of System | 9 | Average Weekday | CAISO | 1-in-2 | 2031 | 11 | 447.8189 | 460.0694 | 9.1095 | 71.7876 | 0
| Zone | Remainder of System | 9 | Average Weekday | CAISO | 1-in-2 | 2031 | 12 | 440.3489 | 452.9637 | 9.086 | 75.6626 | 0
| Zone | Remainder of System | 9 | Average Weekday | CAISO | 1-in-2 | 2031 | 13 | 371.5914 | 385.4403 | 9.0736 | 78.8927 | 0
| Zone | Remainder of System | 9 | Average Weekday | CAISO | 1-in-2 | 2031 | 14 | 333.5738 | 347.4804 | 9.1006 | 81.1439 | 0
| Zone | Remainder of System | 9 | Average Weekday | CAISO | 1-in-2 | 2031 | 15 | 283.5395 | 298.5532 | 9.1528 | 82.3872 | 0
| Zone | Remainder of System | 9 | Average Weekday | CAISO | 1-in-2 | 2031 | 16 | 253.0986 | 255.6871 | 9.198 | 82.7874 | 0
| Zone | Remainder of System | 9 | Average Weekday | CAISO | 1-in-2 | 2031 | 17 | 258.7618 | 264.7629 | 10.1913 | 82.4533 | 0
| Zone | Remainder of System | 9 | Average Weekday | CAISO | 1-in-2 | 2031 | 18 | 229.2724 | 246.5749 | 10.0735 | 81.2939 | 0
| Zone | Remainder of System | 9 | Average Weekday | CAISO | 1-in-2 | 2031 | 19 | 229.7869 | 249.8892 | 10.0878 | 79.3617 | 0
| Zone | Remainder of System | 9 | Average Weekday | CAISO | 1-in-2 | 2031 | 20 | 226.675 | 238.2815 | 9.1865 | 76.3554 | 0
| Zone | Remainder of System | 9 | Average Weekday | CAISO | 1-in-2 | 2031 | 21 | 235.8809 | 253.2296 | 9.4112 | 73.1548 | 0
| Zone | Remainder of System | 9 | Average Weekday | CAISO | 1-in-2 | 2031 | 22 | 394.126 | 417.1496 | 9.1121 | 71.2851 | 0
| Zone | Remainder of System | 9 | Average Weekday | CAISO | 1-in-2 | 2031 | 23 | 407.7794 | 430.3372 | 9.1482 | 69.929 | 0
| Zone | Remainder of System | 9 | Average Weekday | CAISO | 1-in-2 | 2031 | 24 | 363.6975 | 382.5832 | 9.1312 | 68.7915 | 0
| Zone | Remainder of System | 9 | Monthly System Peak Day | CAISO | 1-in-2 | 2031 | 1 | 270.36 | 258.951 | 9.2191 | 77.904 | 0
| Zone | Remainder of System | 9 | Monthly System Peak Day | CAISO | 1-in-2 | 2031 | 2 | 277.7178 | 252.9593 | 9.2384 | 76.6059 | 0
| Zone | Remainder of System | 9 | Monthly System Peak Day | CAISO | 1-in-2 | 2031 | 3 | 440.9255 | 371.8345 | 9.2427 | 75.3749 | 0
| Zone | Remainder of System | 9 | Monthly System Peak Day | CAISO | 1-in-2 | 2031 | 4 | 601.3506 | 471.2037 | 9.2413 | 74.1759 | 0
| Zone | Remainder of System | 9 | Monthly System Peak Day | CAISO | 1-in-2 | 2031 | 5 | 537.2256 | 419.8734 | 9.2365 | 73.1852 | 0
| Zone | Remainder of System | 9 | Monthly System Peak Day | CAISO | 1-in-2 | 2031 | 6 | 525.7145 | 421.1986 | 9.228 | 72.1223 | 0
| Zone | Remainder of System | 9 | Monthly System Peak Day | CAISO | 1-in-2 | 2031 | 7 | 554.4225 | 440.4551 | 9.2281 | 72.0548 | 0
| Zone | Remainder of System | 9 | Monthly System Peak Day | CAISO | 1-in-2 | 2031 | 8 | 527.8969 | 431.8281 | 9.1666 | 72.1768 | 0
| Zone | Remainder of System | 9 | Monthly System Peak Day | CAISO | 1-in-2 | 2031 | 9 | 484.4059 | 459.3705 | 9.1475 | 73.7735 | 0
| Zone | Remainder of System | 9 | Monthly System Peak Day | CAISO | 1-in-2 | 2031 | 10 | 478.7785 | 439.9258 | 9.1983 | 78.2508 | 0
| Zone | Remainder of System | 9 | Monthly System Peak Day | CAISO | 1-in-2 | 2031 | 11 | 447.8189 | 409.4848 | 9.1593 | 84.4497 | 0
| Zone | Remainder of System | 9 | Monthly System Peak Day | CAISO | 1-in-2 | 2031 | 12 | 440.3489 | 405.9619 | 9.1206 | 89.3024 | 0
| Zone | Remainder of System | 9 | Monthly System Peak Day | CAISO | 1-in-2 | 2031 | 13 | 371.5914 | 349.261 | 9.1048 | 92.3143 | 0
| Zone | Remainder of System | 9 | Monthly System Peak Day | CAISO | 1-in-2 | 2031 | 14 | 333.5738 | 320.7844 | 9.1387 | 94.4131 | 0
| Zone | Remainder of System | 9 | Monthly System Peak Day | CAISO | 1-in-2 | 2031 | 15 | 283.5395 | 281.8995 | 9.2257 | 95.3252 | 0
| Zone | Remainder of System | 9 | Monthly System Peak Day | CAISO | 1-in-2 | 2031 | 16 | 253.0986 | 240.5734 | 9.2838 | 94.4826 | 0
| Zone | Remainder of System | 9 | Monthly System Peak Day | CAISO | 1-in-2 | 2031 | 17 | 258.7618 | 262.2356 | 10.2083 | 93.6941 | 0
| Zone | Remainder of System | 9 | Monthly System Peak Day | CAISO | 1-in-2 | 2031 | 18 | 229.2724 | 258.9704 | 10.195 | 92.461 | 0
| Zone | Remainder of System | 9 | Monthly System Peak Day | CAISO | 1-in-2 | 2031 | 19 | 229.7869 | 210.2435 | 9.6461 | 91.3242 | 0
| Zone | Remainder of System | 9 | Monthly System Peak Day | CAISO | 1-in-2 | 2031 | 20 | 226.675 | 197.7809 | 8.975 | 89.5099 | 0
| Zone | Remainder of System | 9 | Monthly System Peak Day | CAISO | 1-in-2 | 2031 | 21 | 235.8809 | 216.3518 | 10.4166 | 86.0988 | 0
| Zone | Remainder of System | 9 | Monthly System Peak Day | CAISO | 1-in-2 | 2031 | 22 | 394.126 | 354.8868 | 9.3246 | 83.8735 | 0
| Zone | Remainder of System | 9 | Monthly System Peak Day | CAISO | 1-in-2 | 2031 | 23 | 407.7794 | 354.9917 | 9.1757 | 81.8733 | 0
| Zone | Remainder of System | 9 | Monthly System Peak Day | CAISO | 1-in-2 | 2031 | 24 | 363.6975 | 331.2852 | 9.1829 | 80.3562 | 0
| Zone | Remainder of System | 10 | Average Weekday | CAISO | 1-in-2 | 2031 | 1 | 287.5361 | 298.1194 | 8.5724 | 62.4444 | 0
| Zone | Remainder of System | 10 | Average Weekday | CAISO | 1-in-2 | 2031 | 2 | 281.2959 | 287.8961 | 8.4617 | 61.5437 | 0
| Zone | Remainder of System | 10 | Average Weekday | CAISO | 1-in-2 | 2031 | 3 | 433.6248 | 443.0446 | 8.4466 | 60.6485 | 0
| Zone | Remainder of System | 10 | Average Weekday | CAISO | 1-in-2 | 2031 | 4 | 599.0242 | 613.7668 | 8.409 | 59.9332 | 0
| Zone | Remainder of System | 10 | Average Weekday | CAISO | 1-in-2 | 2031 | 5 | 585.0169 | 598.8333 | 8.4055 | 59.2025 | 0
| Zone | Remainder of System | 10 | Average Weekday | CAISO | 1-in-2 | 2031 | 6 | 582.0902 | 597.1844 | 8.3551 | 58.6584 | 0
| Zone | Remainder of System | 10 | Average Weekday | CAISO | 1-in-2 | 2031 | 7 | 582.0949 | 581.6231 | 8.3408 | 58.2291 | 0
| Zone | Remainder of System | 10 | Average Weekday | CAISO | 1-in-2 | 2031 | 8 | 570.0975 | 574.4093 | 8.6445 | 57.9539 | 0
| Zone | Remainder of System | 10 | Average Weekday | CAISO | 1-in-2 | 2031 | 9 | 543.8682 | 582.0561 | 9.0719 | 58.3197 | 0
| Zone | Remainder of System | 10 | Average Weekday | CAISO | 1-in-2 | 2031 | 10 | 525.416 | 543.0147 | 8.7912 | 60.8693 | 0
| Zone | Remainder of System | 10 | Average Weekday | CAISO | 1-in-2 | 2031 | 11 | 508.5332 | 521.527 | 9.0124 | 64.43 | 0
| Zone | Remainder of System | 10 | Average Weekday | CAISO | 1-in-2 | 2031 | 12 | 497.2631 | 509.3285 | 9.2575 | 68.177 | 0
| Zone | Remainder of System | 10 | Average Weekday | CAISO | 1-in-2 | 2031 | 13 | 399.6235 | 410.0053 | 9.4528 | 71.2953 | 0
| Zone | Remainder of System | 10 | Average Weekday | CAISO | 1-in-2 | 2031 | 14 | 350.3695 | 357.5795 | 9.3157 | 73.5492 | 0
| Zone | Remainder of System | 10 | Average Weekday | CAISO | 1-in-2 | 2031 | 15 | 304.2093 | 310.9659 | 8.9217 | 74.9618 | 0
| Zone | Remainder of System | 10 | Average Weekday | CAISO | 1-in-2 | 2031 | 16 | 273.5198 | 276.2162 | 8.4187 | 75.8111 | 0
| Zone | Remainder of System | 10 | Average Weekday | CAISO | 1-in-2 | 2031 | 17 | 270.819 | 277.0111 | 8.215 | 75.6843 | 0
| Zone | Remainder of System | 10 | Average Weekday | CAISO | 1-in-2 | 2031 | 18 | 252.211 | 258.9082 | 8.2724 | 74.5942 | 0
| Zone | Remainder of System | 10 | Average Weekday | CAISO | 1-in-2 | 2031 | 19 | 266.9941 | 273.6107 | 8.7005 | 72.5631 | 0
| Zone | Remainder of System | 10 | Average Weekday | CAISO | 1-in-2 | 2031 | 20 | 258.5353 | 261.9955 | 8.4052 | 69.6331 | 0
| Zone | Remainder of System | 10 | Average Weekday | CAISO | 1-in-2 | 2031 | 21 | 246.3648 | 252.0137 | 8.1046 | 67.329 | 0
| Zone | Remainder of System | 10 | Average Weekday | CAISO | 1-in-2 | 2031 | 22 | 431.1631 | 448.9822 | 8.3368 | 65.6424 | 0
| Zone | Remainder of System | 10 | Average Weekday | CAISO | 1-in-2 | 2031 | 23 | 411.7509 | 432.3165 | 8.4904 | 64.3401 | 0
| Zone | Remainder of System | 10 | Average Weekday | CAISO | 1-in-2 | 2031 | 24 | 341.7973 | 365.2085 | 8.6706 | 63.2154 | 0
| Zone | Remainder of System | 10 | Monthly System Peak Day | CAISO | 1-in-2 | 2031 | 1 | 287.5361 | 307.936 | 8.4013 | 72.2171 | 0
| Zone | Remainder of System | 10 | Monthly System Peak Day | CAISO | 1-in-2 | 2031 | 2 | 281.2959 | 293.2264 | 8.3458 | 70.8415 | 0
| Zone | Remainder of System | 10 | Monthly System Peak Day | CAISO | 1-in-2 | 2031 | 3 | 433.6248 | 448.033 | 8.3394 | 70.0803 | 0
| Zone | Remainder of System | 10 | Monthly System Peak Day | CAISO | 1-in-2 | 2031 | 4 | 599.0242 | 615.4151 | 8.3264 | 68.827 | 0
| Zone | Remainder of System | 10 | Monthly System Peak Day | CAISO | 1-in-2 | 2031 | 5 | 585.0169 | 603.9841 | 8.3203 | 67.8458 | 0
| Zone | Remainder of System | 10 | Monthly System Peak Day | CAISO | 1-in-2 | 2031 | 6 | 582.0902 | 595.842 | 8.2978 | 66.7427 | 0
| Zone | Remainder of System | 10 | Monthly System Peak Day | CAISO | 1-in-2 | 2031 | 7 | 582.0949 | 575.8491 | 8.2858 | 65.8678 | 0
| Zone | Remainder of System | 10 | Monthly System Peak Day | CAISO | 1-in-2 | 2031 | 8 | 570.0975 | 574.7098 | 8.4428 | 65.4377 | 0
| Zone | Remainder of System | 10 | Monthly System Peak Day | CAISO | 1-in-2 | 2031 | 9 | 543.8682 | 593.7914 | 8.7402 | 66.2452 | 0
| Zone | Remainder of System | 10 | Monthly System Peak Day | CAISO | 1-in-2 | 2031 | 10 | 525.416 | 549.9333 | 8.5274 | 69.8979 | 0
| Zone | Remainder of System | 10 | Monthly System Peak Day | CAISO | 1-in-2 | 2031 | 11 | 508.5332 | 530.5383 | 8.669 | 74.5908 | 0
| Zone | Remainder of System | 10 | Monthly System Peak Day | CAISO | 1-in-2 | 2031 | 12 | 497.2631 | 522.718 | 8.84 | 79.3034 | 0
| Zone | Remainder of System | 10 | Monthly System Peak Day | CAISO | 1-in-2 | 2031 | 13 | 399.6235 | 409.2331 | 8.987 | 83.164 | 0
| Zone | Remainder of System | 10 | Monthly System Peak Day | CAISO | 1-in-2 | 2031 | 14 | 350.3695 | 356.2992 | 8.8915 | 85.6548 | 0
| Zone | Remainder of System | 10 | Monthly System Peak Day | CAISO | 1-in-2 | 2031 | 15 | 304.2093 | 311.3134 | 8.6028 | 86.4362 | 0
| Zone | Remainder of System | 10 | Monthly System Peak Day | CAISO | 1-in-2 | 2031 | 16 | 273.5198 | 274.8711 | 8.2894 | 86.5258 | 0
| Zone | Remainder of System | 10 | Monthly System Peak Day | CAISO | 1-in-2 | 2031 | 17 | 270.819 | 276.9706 | 8.1611 | 85.9902 | 0
| Zone | Remainder of System | 10 | Monthly System Peak Day | CAISO | 1-in-2 | 2031 | 18 | 252.211 | 258.696 | 8.1574 | 84.5165 | 0
| Zone | Remainder of System | 10 | Monthly System Peak Day | CAISO | 1-in-2 | 2031 | 19 | 266.9941 | 272.6923 | 8.6596 | 82.4122 | 0
| Zone | Remainder of System | 10 | Monthly System Peak Day | CAISO | 1-in-2 | 2031 | 20 | 258.5353 | 262.5735 | 8.4047 | 79.6766 | 0
| Zone | Remainder of System | 10 | Monthly System Peak Day | CAISO | 1-in-2 | 2031 | 21 | 246.3648 | 254.6009 | 8.3457 | 76.8708 | 0
| Zone | Remainder of System | 10 | Monthly System Peak Day | CAISO | 1-in-2 | 2031 | 22 | 431.1631 | 448.9335 | 8.2652 | 74.658 | 0
| Zone | Remainder of System | 10 | Monthly System Peak Day | CAISO | 1-in-2 | 2031 | 23 | 411.7509 | 435.6697 | 8.3538 | 72.984 | 0
| Zone | Remainder of System | 10 | Monthly System Peak Day | CAISO | 1-in-2 | 2031 | 24 | 341.7973 | 379.4586 | 8.4634 | 71.6792 | 0
| Zone | Remainder of System | 11 | Average Weekday | CAISO | 1-in-2 | 2031 | 1 | 270.428 | 277.0912 | 8.4545 | 55.1393 | 0
| Zone | Remainder of System | 11 | Average Weekday | CAISO | 1-in-2 | 2031 | 2 | 269.3082 | 275.606 | 8.4731 | 54.2468 | 0
| Zone | Remainder of System | 11 | Average Weekday | CAISO | 1-in-2 | 2031 | 3 | 416.2454 | 426.8531 | 8.4481 | 53.5402 | 0
| Zone | Remainder of System | 11 | Average Weekday | CAISO | 1-in-2 | 2031 | 4 | 592.4445 | 609.8809 | 8.4597 | 52.8548 | 0
| Zone | Remainder of System | 11 | Average Weekday | CAISO | 1-in-2 | 2031 | 5 | 558.069 | 583.8232 | 8.4331 | 52.2064 | 0
| Zone | Remainder of System | 11 | Average Weekday | CAISO | 1-in-2 | 2031 | 6 | 546.2304 | 573.8373 | 8.4391 | 51.6886 | 0
| Zone | Remainder of System | 11 | Average Weekday | CAISO | 1-in-2 | 2031 | 7 | 554.6058 | 551.7843 | 8.6278 | 51.4006 | 0
| Zone | Remainder of System | 11 | Average Weekday | CAISO | 1-in-2 | 2031 | 8 | 532.5782 | 536.9189 | 8.9317 | 51.2337 | 0
| Zone | Remainder of System | 11 | Average Weekday | CAISO | 1-in-2 | 2031 | 9 | 517.8682 | 545.1716 | 8.6173 | 52.617 | 0
| Zone | Remainder of System | 11 | Average Weekday | CAISO | 1-in-2 | 2031 | 10 | 495.3907 | 507.7605 | 8.9131 | 55.9436 | 0
| Zone | Remainder of System | 11 | Average Weekday | CAISO | 1-in-2 | 2031 | 11 | 468.6128 | 476.729 | 9.1039 | 59.9898 | 0
| Zone | Remainder of System | 11 | Average Weekday | CAISO | 1-in-2 | 2031 | 12 | 462.1545 | 469.5627 | 9.2007 | 63.6279 | 0
| Zone | Remainder of System | 11 | Average Weekday | CAISO | 1-in-2 | 2031 | 13 | 373.3474 | 384.5317 | 8.9809 | 66.3108 | 0
| Zone | Remainder of System | 11 | Average Weekday | CAISO | 1-in-2 | 2031 | 14 | 340.9353 | 348.6272 | 8.7174 | 67.955 | 0
| Zone | Remainder of System | 11 | Average Weekday | CAISO | 1-in-2 | 2031 | 15 | 287.8884 | 297.3576 | 8.399 | 68.7613 | 0
| Zone | Remainder of System | 11 | Average Weekday | CAISO | 1-in-2 | 2031 | 16 | 260.1542 | 262.7166 | 8.4812 | 68.8401 | 0
| Zone | Remainder of System | 11 | Average Weekday | CAISO | 1-in-2 | 2031 | 17 | 264.9963 | 270.5627 | 8.2967 | 67.8879 | 0
| Zone | Remainder of System | 11 | Average Weekday | CAISO | 1-in-2 | 2031 | 18 | 247.1683 | 253.3017 | 8.466 | 65.6421 | 0
| Zone | Remainder of System | 11 | Average Weekday | CAISO | 1-in-2 | 2031 | 19 | 263.9184 | 268.2454 | 8.4224 | 63.0659 | 0
| Zone | Remainder of System | 11 | Average Weekday | CAISO | 1-in-2 | 2031 | 20 | 248.6299 | 309.5969 | 10.4897 | 61.0428 | 0
| Zone | Remainder of System | 11 | Average Weekday | CAISO | 1-in-2 | 2031 | 21 | 235.409 | 241.6779 | 8.0728 | 59.4763 | 0
| Zone | Remainder of System | 11 | Average Weekday | CAISO | 1-in-2 | 2031 | 22 | 412.9873 | 428.9231 | 8.4209 | 58.1157 | 0
| Zone | Remainder of System | 11 | Average Weekday | CAISO | 1-in-2 | 2031 | 23 | 393.9587 | 409.0529 | 8.5866 | 57.0092 | 0
| Zone | Remainder of System | 11 | Average Weekday | CAISO | 1-in-2 | 2031 | 24 | 322.4305 | 335.1654 | 8.5109 | 56.044 | 0
| Zone | Remainder of System | 11 | Monthly System Peak Day | CAISO | 1-in-2 | 2031 | 1 | 270.428 | 277.0912 | 8.4545 | 56.8952 | 0
| Zone | Remainder of System | 11 | Monthly System Peak Day | CAISO | 1-in-2 | 2031 | 2 | 269.3082 | 275.606 | 8.4731 | 55.5083 | 0
| Zone | Remainder of System | 11 | Monthly System Peak Day | CAISO | 1-in-2 | 2031 | 3 | 416.2454 | 426.8531 | 8.4481 | 54.5876 | 0
| Zone | Remainder of System | 11 | Monthly System Peak Day | CAISO | 1-in-2 | 2031 | 4 | 592.4445 | 609.8809 | 8.4597 | 53.8228 | 0
| Zone | Remainder of System | 11 | Monthly System Peak Day | CAISO | 1-in-2 | 2031 | 5 | 558.069 | 583.8232 | 8.4331 | 53.0023 | 0
| Zone | Remainder of System | 11 | Monthly System Peak Day | CAISO | 1-in-2 | 2031 | 6 | 546.2304 | 573.8373 | 8.4391 | 52.0448 | 0
| Zone | Remainder of System | 11 | Monthly System Peak Day | CAISO | 1-in-2 | 2031 | 7 | 554.6058 | 551.7843 | 8.6278 | 51.8419 | 0
| Zone | Remainder of System | 11 | Monthly System Peak Day | CAISO | 1-in-2 | 2031 | 8 | 532.5782 | 536.9189 | 8.9317 | 51.2473 | 0
| Zone | Remainder of System | 11 | Monthly System Peak Day | CAISO | 1-in-2 | 2031 | 9 | 517.8682 | 545.1716 | 8.6173 | 53.9035 | 0
| Zone | Remainder of System | 11 | Monthly System Peak Day | CAISO | 1-in-2 | 2031 | 10 | 495.3907 | 507.7605 | 8.9131 | 59.5086 | 0
| Zone | Remainder of System | 11 | Monthly System Peak Day | CAISO | 1-in-2 | 2031 | 11 | 468.6128 | 476.729 | 9.1039 | 65.8059 | 0
| Zone | Remainder of System | 11 | Monthly System Peak Day | CAISO | 1-in-2 | 2031 | 12 | 462.1545 | 469.5627 | 9.2007 | 71.0123 | 0
| Zone | Remainder of System | 11 | Monthly System Peak Day | CAISO | 1-in-2 | 2031 | 13 | 373.3474 | 384.5317 | 8.9809 | 74.1978 | 0
| Zone | Remainder of System | 11 | Monthly System Peak Day | CAISO | 1-in-2 | 2031 | 14 | 340.9353 | 348.6272 | 8.7174 | 76.0754 | 0
| Zone | Remainder of System | 11 | Monthly System Peak Day | CAISO | 1-in-2 | 2031 | 15 | 287.8884 | 297.3576 | 8.399 | 77.1162 | 0
| Zone | Remainder of System | 11 | Monthly System Peak Day | CAISO | 1-in-2 | 2031 | 16 | 260.1542 | 262.7166 | 8.4812 | 77.2485 | 0
| Zone | Remainder of System | 11 | Monthly System Peak Day | CAISO | 1-in-2 | 2031 | 17 | 264.9963 | 270.5627 | 8.2967 | 75.9806 | 0
| Zone | Remainder of System | 11 | Monthly System Peak Day | CAISO | 1-in-2 | 2031 | 18 | 247.1683 | 253.3017 | 8.466 | 73.0124 | 0
| Zone | Remainder of System | 11 | Monthly System Peak Day | CAISO | 1-in-2 | 2031 | 19 | 263.9184 | 268.2454 | 8.4224 | 69.2583 | 0
| Zone | Remainder of System | 11 | Monthly System Peak Day | CAISO | 1-in-2 | 2031 | 20 | 248.6299 | 309.5969 | 10.4897 | 66.8881 | 0
| Zone | Remainder of System | 11 | Monthly System Peak Day | CAISO | 1-in-2 | 2031 | 21 | 235.409 | 241.6779 | 8.0728 | 64.7514 | 0
| Zone | Remainder of System | 11 | Monthly System Peak Day | CAISO | 1-in-2 | 2031 | 22 | 412.9873 | 428.9231 | 8.4209 | 62.7621 | 0
| Zone | Remainder of System | 11 | Monthly System Peak Day | CAISO | 1-in-2 | 2031 | 23 | 393.9587 | 409.0529 | 8.5866 | 61.0133 | 0
| Zone | Remainder of System | 11 | Monthly System Peak Day | CAISO | 1-in-2 | 2031 | 24 | 322.4305 | 335.1654 | 8.5109 | 59.4414 | 0
| Zone | Remainder of System | 12 | Average Weekday | CAISO | 1-in-2 | 2031 | 1 | 255.4055 | 262.4651 | 8.316 | 48.4162 | 0
| Zone | Remainder of System | 12 | Average Weekday | CAISO | 1-in-2 | 2031 | 2 | 251.3876 | 258.0971 | 8.342 | 47.6968 | 0
| Zone | Remainder of System | 12 | Average Weekday | CAISO | 1-in-2 | 2031 | 3 | 392.7231 | 404.9735 | 8.3476 | 47.0922 | 0
| Zone | Remainder of System | 12 | Average Weekday | CAISO | 1-in-2 | 2031 | 4 | 568.0799 | 587.511 | 8.3543 | 46.5967 | 0
| Zone | Remainder of System | 12 | Average Weekday | CAISO | 1-in-2 | 2031 | 5 | 537.9752 | 566.8285 | 8.3578 | 46.1058 | 0
| Zone | Remainder of System | 12 | Average Weekday | CAISO | 1-in-2 | 2031 | 6 | 514.9262 | 547.2261 | 8.3631 | 45.6281 | 0
| Zone | Remainder of System | 12 | Average Weekday | CAISO | 1-in-2 | 2031 | 7 | 509.0068 | 507.8582 | 8.3241 | 45.2597 | 0
| Zone | Remainder of System | 12 | Average Weekday | CAISO | 1-in-2 | 2031 | 8 | 500.0236 | 506.879 | 8.2758 | 44.9964 | 0
| Zone | Remainder of System | 12 | Average Weekday | CAISO | 1-in-2 | 2031 | 9 | 480.9777 | 509.1452 | 8.2275 | 45.5801 | 0
| Zone | Remainder of System | 12 | Average Weekday | CAISO | 1-in-2 | 2031 | 10 | 451.4553 | 467.99 | 8.2546 | 48.5465 | 0
| Zone | Remainder of System | 12 | Average Weekday | CAISO | 1-in-2 | 2031 | 11 | 426.5378 | 436.5974 | 8.2121 | 52.2576 | 0
| Zone | Remainder of System | 12 | Average Weekday | CAISO | 1-in-2 | 2031 | 12 | 418.9702 | 425.9894 | 8.1728 | 55.5505 | 0
| Zone | Remainder of System | 12 | Average Weekday | CAISO | 1-in-2 | 2031 | 13 | 339.4967 | 350.2713 | 8.1632 | 58.0477 | 0
| Zone | Remainder of System | 12 | Average Weekday | CAISO | 1-in-2 | 2031 | 14 | 309.6011 | 318.1273 | 8.1965 | 59.6814 | 0
| Zone | Remainder of System | 12 | Average Weekday | CAISO | 1-in-2 | 2031 | 15 | 270.8297 | 279.5694 | 8.2518 | 60.6344 | 0
| Zone | Remainder of System | 12 | Average Weekday | CAISO | 1-in-2 | 2031 | 16 | 237.9356 | 240.4398 | 8.3103 | 60.924 | 0
| Zone | Remainder of System | 12 | Average Weekday | CAISO | 1-in-2 | 2031 | 17 | 243.8168 | 250.3609 | 8.176 | 60.2163 | 0
| Zone | Remainder of System | 12 | Average Weekday | CAISO | 1-in-2 | 2031 | 18 | 228.1728 | 234.0671 | 8.1548 | 58.125 | 0
| Zone | Remainder of System | 12 | Average Weekday | CAISO | 1-in-2 | 2031 | 19 | 246.1599 | 250.4786 | 8.422 | 55.6097 | 0
| Zone | Remainder of System | 12 | Average Weekday | CAISO | 1-in-2 | 2031 | 20 | 238.2995 | 300.0639 | 8.4376 | 53.8019 | 0
| Zone | Remainder of System | 12 | Average Weekday | CAISO | 1-in-2 | 2031 | 21 | 225.2878 | 231.9834 | 8.0726 | 52.3231 | 0
| Zone | Remainder of System | 12 | Average Weekday | CAISO | 1-in-2 | 2031 | 22 | 400.4034 | 416.0112 | 8.2589 | 51.115 | 0
| Zone | Remainder of System | 12 | Average Weekday | CAISO | 1-in-2 | 2031 | 23 | 382.8895 | 397.5853 | 8.2844 | 50.11 | 0
| Zone | Remainder of System | 12 | Average Weekday | CAISO | 1-in-2 | 2031 | 24 | 312.3763 | 325.9329 | 8.2877 | 49.1232 | 0
| Zone | Remainder of System | 12 | Monthly System Peak Day | CAISO | 1-in-2 | 2031 | 1 | 255.4055 | 262.4651 | 8.316 | 48.2948 | 0
| Zone | Remainder of System | 12 | Monthly System Peak Day | CAISO | 1-in-2 | 2031 | 2 | 251.3876 | 258.0971 | 8.342 | 46.93 | 0
| Zone | Remainder of System | 12 | Monthly System Peak Day | CAISO | 1-in-2 | 2031 | 3 | 392.7231 | 404.9735 | 8.3476 | 46.1477 | 0
| Zone | Remainder of System | 12 | Monthly System Peak Day | CAISO | 1-in-2 | 2031 | 4 | 568.0799 | 587.511 | 8.3543 | 45.4458 | 0
| Zone | Remainder of System | 12 | Monthly System Peak Day | CAISO | 1-in-2 | 2031 | 5 | 537.9752 | 566.8285 | 8.3578 | 44.5797 | 0
| Zone | Remainder of System | 12 | Monthly System Peak Day | CAISO | 1-in-2 | 2031 | 6 | 514.9262 | 547.2261 | 8.3631 | 44.0612 | 0
| Zone | Remainder of System | 12 | Monthly System Peak Day | CAISO | 1-in-2 | 2031 | 7 | 509.0068 | 507.8582 | 8.3241 | 43.8067 | 0
| Zone | Remainder of System | 12 | Monthly System Peak Day | CAISO | 1-in-2 | 2031 | 8 | 500.0236 | 506.879 | 8.2758 | 43.7139 | 0
| Zone | Remainder of System | 12 | Monthly System Peak Day | CAISO | 1-in-2 | 2031 | 9 | 480.9777 | 509.1452 | 8.2275 | 44.6007 | 0
| Zone | Remainder of System | 12 | Monthly System Peak Day | CAISO | 1-in-2 | 2031 | 10 | 451.4553 | 467.99 | 8.2546 | 48.3374 | 0
| Zone | Remainder of System | 12 | Monthly System Peak Day | CAISO | 1-in-2 | 2031 | 11 | 426.5378 | 436.5974 | 8.2121 | 53.0775 | 0
| Zone | Remainder of System | 12 | Monthly System Peak Day | CAISO | 1-in-2 | 2031 | 12 | 418.9702 | 425.9894 | 8.1728 | 57.7845 | 0
| Zone | Remainder of System | 12 | Monthly System Peak Day | CAISO | 1-in-2 | 2031 | 13 | 339.4967 | 350.2713 | 8.1632 | 61.0577 | 0
| Zone | Remainder of System | 12 | Monthly System Peak Day | CAISO | 1-in-2 | 2031 | 14 | 309.6011 | 318.1273 | 8.1965 | 62.7922 | 0
| Zone | Remainder of System | 12 | Monthly System Peak Day | CAISO | 1-in-2 | 2031 | 15 | 270.8297 | 279.5694 | 8.2518 | 63.3541 | 0
| Zone | Remainder of System | 12 | Monthly System Peak Day | CAISO | 1-in-2 | 2031 | 16 | 237.9356 | 240.4398 | 8.3103 | 63.3348 | 0
| Zone | Remainder of System | 12 | Monthly System Peak Day | CAISO | 1-in-2 | 2031 | 17 | 243.8168 | 250.3609 | 8.176 | 62.5976 | 0
| Zone | Remainder of System | 12 | Monthly System Peak Day | CAISO | 1-in-2 | 2031 | 18 | 228.1728 | 234.0671 | 8.1548 | 60.1329 | 0
| Zone | Remainder of System | 12 | Monthly System Peak Day | CAISO | 1-in-2 | 2031 | 19 | 246.1599 | 250.4786 | 8.422 | 57.542 | 0
| Zone | Remainder of System | 12 | Monthly System Peak Day | CAISO | 1-in-2 | 2031 | 20 | 238.2995 | 300.0639 | 8.4376 | 55.6973 | 0
| Zone | Remainder of System | 12 | Monthly System Peak Day | CAISO | 1-in-2 | 2031 | 21 | 225.2878 | 231.9834 | 8.0726 | 54.0723 | 0
| Zone | Remainder of System | 12 | Monthly System Peak Day | CAISO | 1-in-2 | 2031 | 22 | 400.4034 | 416.0112 | 8.2589 | 52.6684 | 0
| Zone | Remainder of System | 12 | Monthly System Peak Day | CAISO | 1-in-2 | 2031 | 23 | 382.8895 | 397.5853 | 8.2844 | 51.6911 | 0
| Zone | Remainder of System | 12 | Monthly System Peak Day | CAISO | 1-in-2 | 2031 | 24 | 312.3763 | 325.9329 | 8.2877 | 50.2983 | 0
| Zone | Remainder of System | 1 | Average Weekday | SCE | 1-in-10 | 2021 | 1 | 253.6208 | 259.8562 | 10.0023 | 48.5418 | 0
| Zone | Remainder of System | 1 | Average Weekday | SCE | 1-in-10 | 2021 | 2 | 248.391 | 254.6077 | 10.0179 | 47.7538 | 0
| Zone | Remainder of System | 1 | Average Weekday | SCE | 1-in-10 | 2021 | 3 | 384.0158 | 394.0506 | 10.0214 | 47.1481 | 0
| Zone | Remainder of System | 1 | Average Weekday | SCE | 1-in-10 | 2021 | 4 | 552.9692 | 569.4963 | 10.0253 | 46.4563 | 0
| Zone | Remainder of System | 1 | Average Weekday | SCE | 1-in-10 | 2021 | 5 | 532.2707 | 559.6539 | 10.0278 | 45.7587 | 0
| Zone | Remainder of System | 1 | Average Weekday | SCE | 1-in-10 | 2021 | 6 | 511.7785 | 540.9001 | 10.0303 | 45.1036 | 0
| Zone | Remainder of System | 1 | Average Weekday | SCE | 1-in-10 | 2021 | 7 | 517.6432 | 515.639 | 10.0036 | 44.5655 | 0
| Zone | Remainder of System | 1 | Average Weekday | SCE | 1-in-10 | 2021 | 8 | 517.481 | 521.6807 | 9.9846 | 44.3307 | 0
| Zone | Remainder of System | 1 | Average Weekday | SCE | 1-in-10 | 2021 | 9 | 484.8333 | 508.2426 | 9.9687 | 44.8068 | 0
| Zone | Remainder of System | 1 | Average Weekday | SCE | 1-in-10 | 2021 | 10 | 469.1122 | 482.2704 | 9.9815 | 47.5928 | 0
| Zone | Remainder of System | 1 | Average Weekday | SCE | 1-in-10 | 2021 | 11 | 445.6504 | 454.0233 | 9.9717 | 51.3252 | 0
| Zone | Remainder of System | 1 | Average Weekday | SCE | 1-in-10 | 2021 | 12 | 443.7024 | 448.7356 | 9.9652 | 54.7156 | 0
| Zone | Remainder of System | 1 | Average Weekday | SCE | 1-in-10 | 2021 | 13 | 376.0776 | 386.7102 | 9.9699 | 57.1933 | 0
| Zone | Remainder of System | 1 | Average Weekday | SCE | 1-in-10 | 2021 | 14 | 335.5054 | 343.17 | 9.9745 | 58.7299 | 0
| Zone | Remainder of System | 1 | Average Weekday | SCE | 1-in-10 | 2021 | 15 | 295.202 | 302.8063 | 9.9812 | 59.7358 | 0
| Zone | Remainder of System | 1 | Average Weekday | SCE | 1-in-10 | 2021 | 16 | 263.0089 | 265.7578 | 10.0002 | 60.1875 | 0
| Zone | Remainder of System | 1 | Average Weekday | SCE | 1-in-10 | 2021 | 17 | 263.0233 | 268.7646 | 10.0137 | 59.7999 | 0
| Zone | Remainder of System | 1 | Average Weekday | SCE | 1-in-10 | 2021 | 18 | 243.8279 | 249.7578 | 9.9994 | 58.3041 | 0
| Zone | Remainder of System | 1 | Average Weekday | SCE | 1-in-10 | 2021 | 19 | 259.6535 | 263.8759 | 10.4978 | 55.9215 | 0
| Zone | Remainder of System | 1 | Average Weekday | SCE | 1-in-10 | 2021 | 20 | 254.8324 | 316.4283 | 10.4735 | 54.1041 | 0
| Zone | Remainder of System | 1 | Average Weekday | SCE | 1-in-10 | 2021 | 21 | 239.7862 | 246.1482 | 9.9707 | 52.7602 | 0
| Zone | Remainder of System | 1 | Average Weekday | SCE | 1-in-10 | 2021 | 22 | 401.3588 | 416.7732 | 9.9427 | 51.5587 | 0
| Zone | Remainder of System | 1 | Average Weekday | SCE | 1-in-10 | 2021 | 23 | 379.0062 | 392.7652 | 9.9732 | 50.4809 | 0
| Zone | Remainder of System | 1 | Average Weekday | SCE | 1-in-10 | 2021 | 24 | 305.9942 | 318.3905 | 9.9853 | 49.576 | 0
| Zone | Remainder of System | 1 | Monthly System Peak Day | SCE | 1-in-10 | 2021 | 1 | 253.6208 | 259.8562 | 10.0023 | 44.4388 | 0
| Zone | Remainder of System | 1 | Monthly System Peak Day | SCE | 1-in-10 | 2021 | 2 | 248.391 | 254.6077 | 10.0179 | 43.8073 | 0
| Zone | Remainder of System | 1 | Monthly System Peak Day | SCE | 1-in-10 | 2021 | 3 | 384.0158 | 394.0506 | 10.0214 | 43.0442 | 0
| Zone | Remainder of System | 1 | Monthly System Peak Day | SCE | 1-in-10 | 2021 | 4 | 552.9692 | 569.4963 | 10.0253 | 42.3247 | 0
| Zone | Remainder of System | 1 | Monthly System Peak Day | SCE | 1-in-10 | 2021 | 5 | 532.2707 | 559.6539 | 10.0278 | 42.0786 | 0
| Zone | Remainder of System | 1 | Monthly System Peak Day | SCE | 1-in-10 | 2021 | 6 | 511.7785 | 540.9001 | 10.0303 | 41.1127 | 0
| Zone | Remainder of System | 1 | Monthly System Peak Day | SCE | 1-in-10 | 2021 | 7 | 517.6432 | 515.639 | 10.0036 | 40.5433 | 0
| Zone | Remainder of System | 1 | Monthly System Peak Day | SCE | 1-in-10 | 2021 | 8 | 517.481 | 521.6807 | 9.9846 | 40.1802 | 0
| Zone | Remainder of System | 1 | Monthly System Peak Day | SCE | 1-in-10 | 2021 | 9 | 484.8333 | 508.2426 | 9.9687 | 40.587 | 0
| Zone | Remainder of System | 1 | Monthly System Peak Day | SCE | 1-in-10 | 2021 | 10 | 469.1122 | 482.2704 | 9.9815 | 43.0014 | 0
| Zone | Remainder of System | 1 | Monthly System Peak Day | SCE | 1-in-10 | 2021 | 11 | 445.6504 | 454.0233 | 9.9717 | 45.635 | 0
| Zone | Remainder of System | 1 | Monthly System Peak Day | SCE | 1-in-10 | 2021 | 12 | 443.7024 | 448.7356 | 9.9652 | 47.7783 | 0
| Zone | Remainder of System | 1 | Monthly System Peak Day | SCE | 1-in-10 | 2021 | 13 | 376.0776 | 386.7102 | 9.9699 | 47.6958 | 0
| Zone | Remainder of System | 1 | Monthly System Peak Day | SCE | 1-in-10 | 2021 | 14 | 335.5054 | 343.17 | 9.9745 | 48.1105 | 0
| Zone | Remainder of System | 1 | Monthly System Peak Day | SCE | 1-in-10 | 2021 | 15 | 295.202 | 302.8063 | 9.9812 | 48.9491 | 0
| Zone | Remainder of System | 1 | Monthly System Peak Day | SCE | 1-in-10 | 2021 | 16 | 263.0089 | 265.7578 | 10.0002 | 50.1039 | 0
| Zone | Remainder of System | 1 | Monthly System Peak Day | SCE | 1-in-10 | 2021 | 17 | 263.0233 | 268.7646 | 10.0137 | 49.5105 | 0
| Zone | Remainder of System | 1 | Monthly System Peak Day | SCE | 1-in-10 | 2021 | 18 | 243.8279 | 249.7578 | 9.9994 | 48.4556 | 0
| Zone | Remainder of System | 1 | Monthly System Peak Day | SCE | 1-in-10 | 2021 | 19 | 259.6535 | 263.8759 | 10.4978 | 46.6627 | 0
| Zone | Remainder of System | 1 | Monthly System Peak Day | SCE | 1-in-10 | 2021 | 20 | 254.8324 | 316.4283 | 10.4735 | 45.7192 | 0
| Zone | Remainder of System | 1 | Monthly System Peak Day | SCE | 1-in-10 | 2021 | 21 | 239.7862 | 246.1482 | 9.9707 | 44.9309 | 0
| Zone | Remainder of System | 1 | Monthly System Peak Day | SCE | 1-in-10 | 2021 | 22 | 401.3588 | 416.7732 | 9.9427 | 44.2384 | 0
| Zone | Remainder of System | 1 | Monthly System Peak Day | SCE | 1-in-10 | 2021 | 23 | 379.0062 | 392.7652 | 9.9732 | 43.5948 | 0
| Zone | Remainder of System | 1 | Monthly System Peak Day | SCE | 1-in-10 | 2021 | 24 | 305.9942 | 318.3905 | 9.9853 | 43.1517 | 0
| Zone | Remainder of System | 2 | Average Weekday | SCE | 1-in-10 | 2021 | 1 | 252.1273 | 259.028 | 10.0495 | 54.0382 | 0
| Zone | Remainder of System | 2 | Average Weekday | SCE | 1-in-10 | 2021 | 2 | 246.1565 | 252.6736 | 10.0699 | 53.0249 | 0
| Zone | Remainder of System | 2 | Average Weekday | SCE | 1-in-10 | 2021 | 3 | 375.9218 | 387.3186 | 10.0742 | 52.103 | 0
| Zone | Remainder of System | 2 | Average Weekday | SCE | 1-in-10 | 2021 | 4 | 541.9816 | 561.0117 | 10.0791 | 51.1364 | 0
| Zone | Remainder of System | 2 | Average Weekday | SCE | 1-in-10 | 2021 | 5 | 530.3253 | 558.9337 | 10.0815 | 50.31 | 0
| Zone | Remainder of System | 2 | Average Weekday | SCE | 1-in-10 | 2021 | 6 | 511.9036 | 545.262 | 10.0836 | 49.696 | 0
| Zone | Remainder of System | 2 | Average Weekday | SCE | 1-in-10 | 2021 | 7 | 505.1941 | 502.4015 | 10.0496 | 49.1834 | 0
| Zone | Remainder of System | 2 | Average Weekday | SCE | 1-in-10 | 2021 | 8 | 502.4792 | 506.699 | 10.0229 | 48.888 | 0
| Zone | Remainder of System | 2 | Average Weekday | SCE | 1-in-10 | 2021 | 9 | 483.7283 | 506.8102 | 9.9984 | 50.259 | 0
| Zone | Remainder of System | 2 | Average Weekday | SCE | 1-in-10 | 2021 | 10 | 463.807 | 476.3346 | 10.0179 | 54.1964 | 0
| Zone | Remainder of System | 2 | Average Weekday | SCE | 1-in-10 | 2021 | 11 | 444.8323 | 453.4388 | 9.9988 | 58.8515 | 0
| Zone | Remainder of System | 2 | Average Weekday | SCE | 1-in-10 | 2021 | 12 | 440.6422 | 446.732 | 9.9825 | 62.7996 | 0
| Zone | Remainder of System | 2 | Average Weekday | SCE | 1-in-10 | 2021 | 13 | 369.6325 | 380.9868 | 9.984 | 65.5213 | 0
| Zone | Remainder of System | 2 | Average Weekday | SCE | 1-in-10 | 2021 | 14 | 324.9908 | 332.5701 | 9.997 | 67.2527 | 0
| Zone | Remainder of System | 2 | Average Weekday | SCE | 1-in-10 | 2021 | 15 | 284.3265 | 292.9388 | 10.0162 | 68.2047 | 0
| Zone | Remainder of System | 2 | Average Weekday | SCE | 1-in-10 | 2021 | 16 | 252.3541 | 255.2851 | 10.0467 | 68.6737 | 0
| Zone | Remainder of System | 2 | Average Weekday | SCE | 1-in-10 | 2021 | 17 | 241.3199 | 246.0884 | 10.0402 | 68.2788 | 0
| Zone | Remainder of System | 2 | Average Weekday | SCE | 1-in-10 | 2021 | 18 | 228.0501 | 233.3994 | 10.0206 | 66.7848 | 0
| Zone | Remainder of System | 2 | Average Weekday | SCE | 1-in-10 | 2021 | 19 | 251.8227 | 256.2916 | 10.4978 | 63.8259 | 0
| Zone | Remainder of System | 2 | Average Weekday | SCE | 1-in-10 | 2021 | 20 | 248.088 | 307.727 | 10.4763 | 61.1681 | 0
| Zone | Remainder of System | 2 | Average Weekday | SCE | 1-in-10 | 2021 | 21 | 228.1341 | 234.3242 | 9.9499 | 59.2506 | 0
| Zone | Remainder of System | 2 | Average Weekday | SCE | 1-in-10 | 2021 | 22 | 386.27 | 401.4917 | 9.9767 | 57.5462 | 0
| Zone | Remainder of System | 2 | Average Weekday | SCE | 1-in-10 | 2021 | 23 | 361.8017 | 376.0176 | 10.0139 | 56.0923 | 0
| Zone | Remainder of System | 2 | Average Weekday | SCE | 1-in-10 | 2021 | 24 | 297.1472 | 310.8014 | 10.0268 | 54.8445 | 0
| Zone | Remainder of System | 2 | Monthly System Peak Day | SCE | 1-in-10 | 2021 | 1 | 252.1273 | 259.028 | 10.0495 | 64.3403 | 0
| Zone | Remainder of System | 2 | Monthly System Peak Day | SCE | 1-in-10 | 2021 | 2 | 246.1565 | 252.6736 | 10.0699 | 62.5731 | 0
| Zone | Remainder of System | 2 | Monthly System Peak Day | SCE | 1-in-10 | 2021 | 3 | 375.9218 | 387.3186 | 10.0742 | 61.5461 | 0
| Zone | Remainder of System | 2 | Monthly System Peak Day | SCE | 1-in-10 | 2021 | 4 | 541.9816 | 561.0117 | 10.0791 | 60.398 | 0
| Zone | Remainder of System | 2 | Monthly System Peak Day | SCE | 1-in-10 | 2021 | 5 | 530.3253 | 558.9337 | 10.0815 | 59.4783 | 0
| Zone | Remainder of System | 2 | Monthly System Peak Day | SCE | 1-in-10 | 2021 | 6 | 511.9036 | 545.262 | 10.0836 | 58.1067 | 0
| Zone | Remainder of System | 2 | Monthly System Peak Day | SCE | 1-in-10 | 2021 | 7 | 505.1941 | 502.4015 | 10.0496 | 57.6506 | 0
| Zone | Remainder of System | 2 | Monthly System Peak Day | SCE | 1-in-10 | 2021 | 8 | 502.4792 | 506.699 | 10.0229 | 57.142 | 0
| Zone | Remainder of System | 2 | Monthly System Peak Day | SCE | 1-in-10 | 2021 | 9 | 483.7283 | 506.8102 | 9.9984 | 59.1553 | 0
| Zone | Remainder of System | 2 | Monthly System Peak Day | SCE | 1-in-10 | 2021 | 10 | 463.807 | 476.3346 | 10.0179 | 64.6281 | 0
| Zone | Remainder of System | 2 | Monthly System Peak Day | SCE | 1-in-10 | 2021 | 11 | 444.8323 | 453.4388 | 9.9988 | 70.3806 | 0
| Zone | Remainder of System | 2 | Monthly System Peak Day | SCE | 1-in-10 | 2021 | 12 | 440.6422 | 446.732 | 9.9825 | 75.0772 | 0
| Zone | Remainder of System | 2 | Monthly System Peak Day | SCE | 1-in-10 | 2021 | 13 | 369.6325 | 380.9868 | 9.984 | 78.5178 | 0
| Zone | Remainder of System | 2 | Monthly System Peak Day | SCE | 1-in-10 | 2021 | 14 | 324.9908 | 332.5701 | 9.997 | 80.4984 | 0
| Zone | Remainder of System | 2 | Monthly System Peak Day | SCE | 1-in-10 | 2021 | 15 | 284.3265 | 292.9388 | 10.0162 | 81.6891 | 0
| Zone | Remainder of System | 2 | Monthly System Peak Day | SCE | 1-in-10 | 2021 | 16 | 252.3541 | 255.2851 | 10.0467 | 82.4677 | 0
| Zone | Remainder of System | 2 | Monthly System Peak Day | SCE | 1-in-10 | 2021 | 17 | 241.3199 | 246.0884 | 10.0402 | 82.0663 | 0
| Zone | Remainder of System | 2 | Monthly System Peak Day | SCE | 1-in-10 | 2021 | 18 | 228.0501 | 233.3994 | 10.0206 | 79.9572 | 0
| Zone | Remainder of System | 2 | Monthly System Peak Day | SCE | 1-in-10 | 2021 | 19 | 251.8227 | 256.2916 | 10.4978 | 75.7559 | 0
| Zone | Remainder of System | 2 | Monthly System Peak Day | SCE | 1-in-10 | 2021 | 20 | 248.088 | 307.727 | 10.4763 | 71.8606 | 0
| Zone | Remainder of System | 2 | Monthly System Peak Day | SCE | 1-in-10 | 2021 | 21 | 228.1341 | 234.3242 | 9.9499 | 68.5952 | 0
| Zone | Remainder of System | 2 | Monthly System Peak Day | SCE | 1-in-10 | 2021 | 22 | 386.27 | 401.4917 | 9.9767 | 66.3128 | 0
| Zone | Remainder of System | 2 | Monthly System Peak Day | SCE | 1-in-10 | 2021 | 23 | 361.8017 | 376.0176 | 10.0139 | 64.6469 | 0
| Zone | Remainder of System | 2 | Monthly System Peak Day | SCE | 1-in-10 | 2021 | 24 | 297.1472 | 310.8014 | 10.0268 | 63.0592 | 0
| Zone | Remainder of System | 3 | Average Weekday | SCE | 1-in-10 | 2021 | 1 | 258.7731 | 270.3746 | 10.1219 | 57.5537 | 0
| Zone | Remainder of System | 3 | Average Weekday | SCE | 1-in-10 | 2021 | 2 | 253.2283 | 260.6947 | 10.0754 | 56.4206 | 0
| Zone | Remainder of System | 3 | Average Weekday | SCE | 1-in-10 | 2021 | 3 | 403.6973 | 414.1556 | 10.0682 | 55.3452 | 0
| Zone | Remainder of System | 3 | Average Weekday | SCE | 1-in-10 | 2021 | 4 | 574.1765 | 590.5184 | 10.0522 | 54.4215 | 0
| Zone | Remainder of System | 3 | Average Weekday | SCE | 1-in-10 | 2021 | 5 | 549.9808 | 567.1508 | 10.0466 | 53.6273 | 0
| Zone | Remainder of System | 3 | Average Weekday | SCE | 1-in-10 | 2021 | 6 | 530.9559 | 548.6624 | 10.0185 | 52.9063 | 0
| Zone | Remainder of System | 3 | Average Weekday | SCE | 1-in-10 | 2021 | 7 | 534.625 | 535.4421 | 10.0116 | 52.44 | 0
| Zone | Remainder of System | 3 | Average Weekday | SCE | 1-in-10 | 2021 | 8 | 522.0717 | 530.0303 | 10.1609 | 52.295 | 0
| Zone | Remainder of System | 3 | Average Weekday | SCE | 1-in-10 | 2021 | 9 | 505.3802 | 542.9631 | 10.3434 | 53.6088 | 0
| Zone | Remainder of System | 3 | Average Weekday | SCE | 1-in-10 | 2021 | 10 | 488.0605 | 508.7503 | 10.2233 | 57.1162 | 0
| Zone | Remainder of System | 3 | Average Weekday | SCE | 1-in-10 | 2021 | 11 | 461.8758 | 476.273 | 10.3137 | 61.4632 | 0
| Zone | Remainder of System | 3 | Average Weekday | SCE | 1-in-10 | 2021 | 12 | 461.0116 | 473.1098 | 10.4129 | 65.4775 | 0
| Zone | Remainder of System | 3 | Average Weekday | SCE | 1-in-10 | 2021 | 13 | 374.8751 | 385.7241 | 10.4876 | 68.7024 | 0
| Zone | Remainder of System | 3 | Average Weekday | SCE | 1-in-10 | 2021 | 14 | 345.5565 | 352.9556 | 10.4241 | 70.914 | 0
| Zone | Remainder of System | 3 | Average Weekday | SCE | 1-in-10 | 2021 | 15 | 304.4159 | 311.4221 | 10.2474 | 72.242 | 0
| Zone | Remainder of System | 3 | Average Weekday | SCE | 1-in-10 | 2021 | 16 | 271.3898 | 274.2743 | 10.0378 | 72.9142 | 0
| Zone | Remainder of System | 3 | Average Weekday | SCE | 1-in-10 | 2021 | 17 | 267.8751 | 273.9229 | 10.037 | 72.9266 | 0
| Zone | Remainder of System | 3 | Average Weekday | SCE | 1-in-10 | 2021 | 18 | 241.1543 | 247.7777 | 10.0518 | 71.945 | 0
| Zone | Remainder of System | 3 | Average Weekday | SCE | 1-in-10 | 2021 | 19 | 258.9767 | 265.6259 | 10.5676 | 70.1003 | 0
| Zone | Remainder of System | 3 | Average Weekday | SCE | 1-in-10 | 2021 | 20 | 249.5413 | 253.0735 | 10.4476 | 67.4013 | 0
| Zone | Remainder of System | 3 | Average Weekday | SCE | 1-in-10 | 2021 | 21 | 223.0803 | 228.8065 | 9.9735 | 64.6072 | 0
| Zone | Remainder of System | 3 | Average Weekday | SCE | 1-in-10 | 2021 | 22 | 409.9778 | 428.3803 | 9.988 | 62.6982 | 0
| Zone | Remainder of System | 3 | Average Weekday | SCE | 1-in-10 | 2021 | 23 | 389.538 | 410.983 | 10.0814 | 61.2385 | 0
| Zone | Remainder of System | 3 | Average Weekday | SCE | 1-in-10 | 2021 | 24 | 327.6873 | 352.7051 | 10.1659 | 59.8218 | 0
| Zone | Remainder of System | 3 | Monthly System Peak Day | SCE | 1-in-10 | 2021 | 1 | 258.7731 | 281.1824 | 10.1131 | 65.5264 | 0
| Zone | Remainder of System | 3 | Monthly System Peak Day | SCE | 1-in-10 | 2021 | 2 | 253.2283 | 266.2464 | 10.038 | 63.8061 | 0
| Zone | Remainder of System | 3 | Monthly System Peak Day | SCE | 1-in-10 | 2021 | 3 | 403.6973 | 420.3381 | 10.0294 | 62.6338 | 0
| Zone | Remainder of System | 3 | Monthly System Peak Day | SCE | 1-in-10 | 2021 | 4 | 574.1765 | 593.9371 | 10.0129 | 61.4338 | 0
| Zone | Remainder of System | 3 | Monthly System Peak Day | SCE | 1-in-10 | 2021 | 5 | 549.9808 | 573.5153 | 10.0075 | 60.3541 | 0
| Zone | Remainder of System | 3 | Monthly System Peak Day | SCE | 1-in-10 | 2021 | 6 | 530.9559 | 548.2536 | 9.9849 | 59.3344 | 0
| Zone | Remainder of System | 3 | Monthly System Peak Day | SCE | 1-in-10 | 2021 | 7 | 534.625 | 529.717 | 9.9798 | 58.333 | 0
| Zone | Remainder of System | 3 | Monthly System Peak Day | SCE | 1-in-10 | 2021 | 8 | 522.0717 | 546.5303 | 10.1833 | 57.6456 | 0
| Zone | Remainder of System | 3 | Monthly System Peak Day | SCE | 1-in-10 | 2021 | 9 | 505.3802 | 554.5908 | 10.6061 | 58.9664 | 0
| Zone | Remainder of System | 3 | Monthly System Peak Day | SCE | 1-in-10 | 2021 | 10 | 488.0605 | 517.1443 | 10.3199 | 63.8406 | 0
| Zone | Remainder of System | 3 | Monthly System Peak Day | SCE | 1-in-10 | 2021 | 11 | 461.8758 | 489.7316 | 10.5587 | 69.4223 | 0
| Zone | Remainder of System | 3 | Monthly System Peak Day | SCE | 1-in-10 | 2021 | 12 | 461.0116 | 486.2565 | 10.8473 | 74.8961 | 0
| Zone | Remainder of System | 3 | Monthly System Peak Day | SCE | 1-in-10 | 2021 | 13 | 374.8751 | 385.2507 | 11.0844 | 78.9659 | 0
| Zone | Remainder of System | 3 | Monthly System Peak Day | SCE | 1-in-10 | 2021 | 14 | 345.5565 | 351.3652 | 10.9071 | 81.4947 | 0
| Zone | Remainder of System | 3 | Monthly System Peak Day | SCE | 1-in-10 | 2021 | 15 | 304.4159 | 312.7175 | 10.4518 | 83.6188 | 0
| Zone | Remainder of System | 3 | Monthly System Peak Day | SCE | 1-in-10 | 2021 | 16 | 271.3898 | 272.9482 | 10.0022 | 84.7072 | 0
| Zone | Remainder of System | 3 | Monthly System Peak Day | SCE | 1-in-10 | 2021 | 17 | 267.8751 | 274.1537 | 10.0052 | 84.82 | 0
| Zone | Remainder of System | 3 | Monthly System Peak Day | SCE | 1-in-10 | 2021 | 18 | 241.1543 | 247.7112 | 10.0141 | 83.6134 | 0
| Zone | Remainder of System | 3 | Monthly System Peak Day | SCE | 1-in-10 | 2021 | 19 | 258.9767 | 264.8881 | 10.8981 | 81.9964 | 0
| Zone | Remainder of System | 3 | Monthly System Peak Day | SCE | 1-in-10 | 2021 | 20 | 249.5413 | 253.6612 | 10.4473 | 79.4273 | 0
| Zone | Remainder of System | 3 | Monthly System Peak Day | SCE | 1-in-10 | 2021 | 21 | 223.0803 | 231.1181 | 10.3088 | 75.4836 | 0
| Zone | Remainder of System | 3 | Monthly System Peak Day | SCE | 1-in-10 | 2021 | 22 | 409.9778 | 428.4651 | 9.9563 | 72.1747 | 0
| Zone | Remainder of System | 3 | Monthly System Peak Day | SCE | 1-in-10 | 2021 | 23 | 389.538 | 414.6061 | 10.0539 | 69.3213 | 0
| Zone | Remainder of System | 3 | Monthly System Peak Day | SCE | 1-in-10 | 2021 | 24 | 327.6873 | 367.952 | 10.1964 | 67.0591 | 0
| Zone | Remainder of System | 4 | Average Weekday | SCE | 1-in-10 | 2021 | 1 | 257.6308 | 268.4929 | 10.1357 | 58.4495 | 0
| Zone | Remainder of System | 4 | Average Weekday | SCE | 1-in-10 | 2021 | 2 | 255.4722 | 262.3425 | 10.0898 | 57.3661 | 0
| Zone | Remainder of System | 4 | Average Weekday | SCE | 1-in-10 | 2021 | 3 | 403.8299 | 414.0472 | 10.0825 | 56.3776 | 0
| Zone | Remainder of System | 4 | Average Weekday | SCE | 1-in-10 | 2021 | 4 | 571.0967 | 586.7098 | 10.0667 | 55.4443 | 0
| Zone | Remainder of System | 4 | Average Weekday | SCE | 1-in-10 | 2021 | 5 | 534.3205 | 550.2274 | 10.061 | 54.7398 | 0
| Zone | Remainder of System | 4 | Average Weekday | SCE | 1-in-10 | 2021 | 6 | 520.9645 | 537.8828 | 10.0326 | 54.2066 | 0
| Zone | Remainder of System | 4 | Average Weekday | SCE | 1-in-10 | 2021 | 7 | 524.2093 | 525.3702 | 10.0248 | 53.7036 | 0
| Zone | Remainder of System | 4 | Average Weekday | SCE | 1-in-10 | 2021 | 8 | 516.715 | 523.2609 | 10.1735 | 53.6121 | 0
| Zone | Remainder of System | 4 | Average Weekday | SCE | 1-in-10 | 2021 | 9 | 486.0804 | 523.7777 | 10.3548 | 55.6221 | 0
| Zone | Remainder of System | 4 | Average Weekday | SCE | 1-in-10 | 2021 | 10 | 472.2502 | 492.1832 | 10.2358 | 59.1742 | 0
| Zone | Remainder of System | 4 | Average Weekday | SCE | 1-in-10 | 2021 | 11 | 451.0567 | 464.5284 | 10.3248 | 62.771 | 0
| Zone | Remainder of System | 4 | Average Weekday | SCE | 1-in-10 | 2021 | 12 | 449.8929 | 461.6837 | 10.4226 | 66.0998 | 0
| Zone | Remainder of System | 4 | Average Weekday | SCE | 1-in-10 | 2021 | 13 | 373.1141 | 383.895 | 10.4963 | 68.7702 | 0
| Zone | Remainder of System | 4 | Average Weekday | SCE | 1-in-10 | 2021 | 14 | 339.0882 | 346.5908 | 10.4337 | 70.6578 | 0
| Zone | Remainder of System | 4 | Average Weekday | SCE | 1-in-10 | 2021 | 15 | 291.9536 | 299.3225 | 10.2585 | 71.9352 | 0
| Zone | Remainder of System | 4 | Average Weekday | SCE | 1-in-10 | 2021 | 16 | 259.7022 | 262.6961 | 10.0509 | 72.6742 | 0
| Zone | Remainder of System | 4 | Average Weekday | SCE | 1-in-10 | 2021 | 17 | 254.6376 | 258.882 | 10.0639 | 72.7612 | 0
| Zone | Remainder of System | 4 | Average Weekday | SCE | 1-in-10 | 2021 | 18 | 218.9156 | 223.9961 | 10.0768 | 71.9582 | 0
| Zone | Remainder of System | 4 | Average Weekday | SCE | 1-in-10 | 2021 | 19 | 226.6735 | 233.5221 | 10.5677 | 70.5355 | 0
| Zone | Remainder of System | 4 | Average Weekday | SCE | 1-in-10 | 2021 | 20 | 223.4216 | 226.7578 | 10.4477 | 68.3812 | 0
| Zone | Remainder of System | 4 | Average Weekday | SCE | 1-in-10 | 2021 | 21 | 226.6552 | 231.6963 | 9.9858 | 65.3369 | 0
| Zone | Remainder of System | 4 | Average Weekday | SCE | 1-in-10 | 2021 | 22 | 400.1438 | 418.1758 | 9.9981 | 63.1079 | 0
| Zone | Remainder of System | 4 | Average Weekday | SCE | 1-in-10 | 2021 | 23 | 384.0117 | 405.0006 | 10.0951 | 61.521 | 0
| Zone | Remainder of System | 4 | Average Weekday | SCE | 1-in-10 | 2021 | 24 | 322.7761 | 346.7771 | 10.1792 | 60.1435 | 0
| Zone | Remainder of System | 4 | Monthly System Peak Day | SCE | 1-in-10 | 2021 | 1 | 257.6308 | 278.5961 | 10.1279 | 70.5794 | 0
| Zone | Remainder of System | 4 | Monthly System Peak Day | SCE | 1-in-10 | 2021 | 2 | 255.4722 | 267.3159 | 10.0531 | 68.6806 | 0
| Zone | Remainder of System | 4 | Monthly System Peak Day | SCE | 1-in-10 | 2021 | 3 | 403.8299 | 420.3326 | 10.0445 | 67.7655 | 0
| Zone | Remainder of System | 4 | Monthly System Peak Day | SCE | 1-in-10 | 2021 | 4 | 571.0967 | 588.6639 | 10.028 | 66.4139 | 0
| Zone | Remainder of System | 4 | Monthly System Peak Day | SCE | 1-in-10 | 2021 | 5 | 534.3205 | 556.924 | 10.0224 | 65.4662 | 0
| Zone | Remainder of System | 4 | Monthly System Peak Day | SCE | 1-in-10 | 2021 | 6 | 520.9645 | 537.1949 | 9.9994 | 64.025 | 0
| Zone | Remainder of System | 4 | Monthly System Peak Day | SCE | 1-in-10 | 2021 | 7 | 524.2093 | 519.5016 | 9.9934 | 62.7973 | 0
| Zone | Remainder of System | 4 | Monthly System Peak Day | SCE | 1-in-10 | 2021 | 8 | 516.715 | 544.8052 | 10.1971 | 62.488 | 0
| Zone | Remainder of System | 4 | Monthly System Peak Day | SCE | 1-in-10 | 2021 | 9 | 486.0804 | 535.129 | 10.6194 | 65.6312 | 0
| Zone | Remainder of System | 4 | Monthly System Peak Day | SCE | 1-in-10 | 2021 | 10 | 472.2502 | 500.1277 | 10.334 | 71.08 | 0
| Zone | Remainder of System | 4 | Monthly System Peak Day | SCE | 1-in-10 | 2021 | 11 | 451.0567 | 475.415 | 10.5718 | 75.9286 | 0
| Zone | Remainder of System | 4 | Monthly System Peak Day | SCE | 1-in-10 | 2021 | 12 | 449.8929 | 474.6369 | 10.8594 | 80.412 | 0
| Zone | Remainder of System | 4 | Monthly System Peak Day | SCE | 1-in-10 | 2021 | 13 | 373.1141 | 383.9537 | 11.0957 | 83.442 | 0
| Zone | Remainder of System | 4 | Monthly System Peak Day | SCE | 1-in-10 | 2021 | 14 | 339.0882 | 344.9673 | 10.9191 | 85.4472 | 0
| Zone | Remainder of System | 4 | Monthly System Peak Day | SCE | 1-in-10 | 2021 | 15 | 291.9536 | 300.6167 | 10.4648 | 86.8428 | 0
| Zone | Remainder of System | 4 | Monthly System Peak Day | SCE | 1-in-10 | 2021 | 16 | 259.7022 | 261.3255 | 10.0161 | 87.3141 | 0
| Zone | Remainder of System | 4 | Monthly System Peak Day | SCE | 1-in-10 | 2021 | 17 | 254.6376 | 259.0348 | 10.0323 | 87.4866 | 0
| Zone | Remainder of System | 4 | Monthly System Peak Day | SCE | 1-in-10 | 2021 | 18 | 218.9156 | 224.4935 | 10.0392 | 86.6141 | 0
| Zone | Remainder of System | 4 | Monthly System Peak Day | SCE | 1-in-10 | 2021 | 19 | 226.6735 | 232.7359 | 10.8999 | 84.4725 | 0
| Zone | Remainder of System | 4 | Monthly System Peak Day | SCE | 1-in-10 | 2021 | 20 | 223.4216 | 227.4668 | 10.4474 | 79.8427 | 0
| Zone | Remainder of System | 4 | Monthly System Peak Day | SCE | 1-in-10 | 2021 | 21 | 226.6552 | 234.0665 | 10.3222 | 74.5391 | 0
| Zone | Remainder of System | 4 | Monthly System Peak Day | SCE | 1-in-10 | 2021 | 22 | 400.1438 | 418.1334 | 9.967 | 71.1442 | 0
| Zone | Remainder of System | 4 | Monthly System Peak Day | SCE | 1-in-10 | 2021 | 23 | 384.0117 | 408.4241 | 10.0684 | 69.0236 | 0
| Zone | Remainder of System | 4 | Monthly System Peak Day | SCE | 1-in-10 | 2021 | 24 | 322.7761 | 361.3282 | 10.2109 | 67.3797 | 0
| Zone | Remainder of System | 5 | Average Weekday | SCE | 1-in-10 | 2021 | 1 | 270.8252 | 282.0223 | 10.1622 | 62.1727 | 0
| Zone | Remainder of System | 5 | Average Weekday | SCE | 1-in-10 | 2021 | 2 | 271.7328 | 278.7906 | 10.1172 | 61.1648 | 0
| Zone | Remainder of System | 5 | Average Weekday | SCE | 1-in-10 | 2021 | 3 | 421.9137 | 432.6858 | 10.11 | 60.2356 | 0
| Zone | Remainder of System | 5 | Average Weekday | SCE | 1-in-10 | 2021 | 4 | 582.3839 | 599.0626 | 10.0943 | 59.3569 | 0
| Zone | Remainder of System | 5 | Average Weekday | SCE | 1-in-10 | 2021 | 5 | 550.5143 | 567.785 | 10.0881 | 58.7412 | 0
| Zone | Remainder of System | 5 | Average Weekday | SCE | 1-in-10 | 2021 | 6 | 528.3696 | 546.181 | 10.0589 | 58.1661 | 0
| Zone | Remainder of System | 5 | Average Weekday | SCE | 1-in-10 | 2021 | 7 | 521.9886 | 523.2109 | 10.0496 | 57.8997 | 0
| Zone | Remainder of System | 5 | Average Weekday | SCE | 1-in-10 | 2021 | 8 | 526.0214 | 536.3687 | 10.1979 | 58.7071 | 0
| Zone | Remainder of System | 5 | Average Weekday | SCE | 1-in-10 | 2021 | 9 | 493.0551 | 528.5767 | 10.3777 | 61.456 | 0
| Zone | Remainder of System | 5 | Average Weekday | SCE | 1-in-10 | 2021 | 10 | 486.8602 | 507.6819 | 10.2604 | 64.9894 | 0
| Zone | Remainder of System | 5 | Average Weekday | SCE | 1-in-10 | 2021 | 11 | 472.4474 | 485.4894 | 10.3467 | 68.1837 | 0
| Zone | Remainder of System | 5 | Average Weekday | SCE | 1-in-10 | 2021 | 12 | 465.1096 | 476.8055 | 10.4415 | 70.9372 | 0
| Zone | Remainder of System | 5 | Average Weekday | SCE | 1-in-10 | 2021 | 13 | 382.4528 | 393.4872 | 10.5134 | 73.3433 | 0
| Zone | Remainder of System | 5 | Average Weekday | SCE | 1-in-10 | 2021 | 14 | 354.3224 | 361.8586 | 10.4527 | 75.1538 | 0
| Zone | Remainder of System | 5 | Average Weekday | SCE | 1-in-10 | 2021 | 15 | 316.4337 | 323.228 | 10.2804 | 76.3764 | 0
| Zone | Remainder of System | 5 | Average Weekday | SCE | 1-in-10 | 2021 | 16 | 274.8171 | 277.6005 | 10.0759 | 76.8846 | 0
| Zone | Remainder of System | 5 | Average Weekday | SCE | 1-in-10 | 2021 | 17 | 259.6564 | 264.6296 | 10.0883 | 76.8837 | 0
| Zone | Remainder of System | 5 | Average Weekday | SCE | 1-in-10 | 2021 | 18 | 233.388 | 238.9288 | 10.0986 | 76.1315 | 0
| Zone | Remainder of System | 5 | Average Weekday | SCE | 1-in-10 | 2021 | 19 | 245.1108 | 251.9866 | 10.5662 | 74.7201 | 0
| Zone | Remainder of System | 5 | Average Weekday | SCE | 1-in-10 | 2021 | 20 | 236.9795 | 240.3919 | 10.4474 | 72.5958 | 0
| Zone | Remainder of System | 5 | Average Weekday | SCE | 1-in-10 | 2021 | 21 | 243.3379 | 248.9187 | 9.9874 | 69.615 | 0
| Zone | Remainder of System | 5 | Average Weekday | SCE | 1-in-10 | 2021 | 22 | 420.5046 | 438.8219 | 10.0202 | 66.8354 | 0
| Zone | Remainder of System | 5 | Average Weekday | SCE | 1-in-10 | 2021 | 23 | 410.1887 | 431.8728 | 10.1201 | 64.9385 | 0
| Zone | Remainder of System | 5 | Average Weekday | SCE | 1-in-10 | 2021 | 24 | 344.8398 | 369.8613 | 10.2046 | 63.4049 | 0
| Zone | Remainder of System | 5 | Monthly System Peak Day | SCE | 1-in-10 | 2021 | 1 | 270.8252 | 292.4279 | 10.1515 | 73.6895 | 0
| Zone | Remainder of System | 5 | Monthly System Peak Day | SCE | 1-in-10 | 2021 | 2 | 271.7328 | 283.9043 | 10.0785 | 72.0766 | 0
| Zone | Remainder of System | 5 | Monthly System Peak Day | SCE | 1-in-10 | 2021 | 3 | 421.9137 | 438.9581 | 10.0701 | 70.6422 | 0
| Zone | Remainder of System | 5 | Monthly System Peak Day | SCE | 1-in-10 | 2021 | 4 | 582.3839 | 601.6136 | 10.0541 | 69.0833 | 0
| Zone | Remainder of System | 5 | Monthly System Peak Day | SCE | 1-in-10 | 2021 | 5 | 550.5143 | 575.4129 | 10.0481 | 68.0722 | 0
| Zone | Remainder of System | 5 | Monthly System Peak Day | SCE | 1-in-10 | 2021 | 6 | 528.3696 | 545.3403 | 10.0247 | 67.0072 | 0
| Zone | Remainder of System | 5 | Monthly System Peak Day | SCE | 1-in-10 | 2021 | 7 | 521.9886 | 517.3094 | 10.0173 | 66.5788 | 0
| Zone | Remainder of System | 5 | Monthly System Peak Day | SCE | 1-in-10 | 2021 | 8 | 526.0214 | 553.6329 | 10.2185 | 66.8927 | 0
| Zone | Remainder of System | 5 | Monthly System Peak Day | SCE | 1-in-10 | 2021 | 9 | 493.0551 | 540.0736 | 10.637 | 71.0933 | 0
| Zone | Remainder of System | 5 | Monthly System Peak Day | SCE | 1-in-10 | 2021 | 10 | 486.8602 | 515.357 | 10.3543 | 77.5111 | 0
| Zone | Remainder of System | 5 | Monthly System Peak Day | SCE | 1-in-10 | 2021 | 11 | 472.4474 | 496.9981 | 10.5884 | 83.59 | 0
| Zone | Remainder of System | 5 | Monthly System Peak Day | SCE | 1-in-10 | 2021 | 12 | 465.1096 | 488.8252 | 10.8722 | 87.7347 | 0
| Zone | Remainder of System | 5 | Monthly System Peak Day | SCE | 1-in-10 | 2021 | 13 | 382.4528 | 394.2123 | 11.1063 | 90.7541 | 0
| Zone | Remainder of System | 5 | Monthly System Peak Day | SCE | 1-in-10 | 2021 | 14 | 354.3224 | 360.5627 | 10.9318 | 92.7356 | 0
| Zone | Remainder of System | 5 | Monthly System Peak Day | SCE | 1-in-10 | 2021 | 15 | 316.4337 | 325.157 | 10.4816 | 93.8294 | 0
| Zone | Remainder of System | 5 | Monthly System Peak Day | SCE | 1-in-10 | 2021 | 16 | 274.8171 | 276.4991 | 10.0391 | 93.7816 | 0
| Zone | Remainder of System | 5 | Monthly System Peak Day | SCE | 1-in-10 | 2021 | 17 | 259.6564 | 264.9381 | 10.0557 | 93.1462 | 0
| Zone | Remainder of System | 5 | Monthly System Peak Day | SCE | 1-in-10 | 2021 | 18 | 233.388 | 239.2036 | 10.0591 | 92.5491 | 0
| Zone | Remainder of System | 5 | Monthly System Peak Day | SCE | 1-in-10 | 2021 | 19 | 245.1108 | 251.1337 | 10.887 | 91.3375 | 0
| Zone | Remainder of System | 5 | Monthly System Peak Day | SCE | 1-in-10 | 2021 | 20 | 236.9795 | 241.1593 | 10.447 | 88.9545 | 0
| Zone | Remainder of System | 5 | Monthly System Peak Day | SCE | 1-in-10 | 2021 | 21 | 243.3379 | 251.52 | 10.3225 | 85.287 | 0
| Zone | Remainder of System | 5 | Monthly System Peak Day | SCE | 1-in-10 | 2021 | 22 | 420.5046 | 438.8393 | 9.9881 | 81.6912 | 0
| Zone | Remainder of System | 5 | Monthly System Peak Day | SCE | 1-in-10 | 2021 | 23 | 410.1887 | 435.4415 | 10.0913 | 79.1098 | 0
| Zone | Remainder of System | 5 | Monthly System Peak Day | SCE | 1-in-10 | 2021 | 24 | 344.8398 | 385.0008 | 10.2329 | 76.3587 | 0
| Zone | Remainder of System | 6 | Average Weekday | SCE | 1-in-10 | 2021 | 1 | 263.3816 | 280.5529 | 10.0351 | 66.1798 | 0
| Zone | Remainder of System | 6 | Average Weekday | SCE | 1-in-10 | 2021 | 2 | 252.1216 | 264.1845 | 10.037 | 65.4593 | 0
| Zone | Remainder of System | 6 | Average Weekday | SCE | 1-in-10 | 2021 | 3 | 398.361 | 416.0481 | 10.0373 | 64.7904 | 0
| Zone | Remainder of System | 6 | Average Weekday | SCE | 1-in-10 | 2021 | 4 | 546.9959 | 570.2928 | 10.0376 | 64.1255 | 0
| Zone | Remainder of System | 6 | Average Weekday | SCE | 1-in-10 | 2021 | 5 | 512.8793 | 536.3855 | 10.0362 | 63.6086 | 0
| Zone | Remainder of System | 6 | Average Weekday | SCE | 1-in-10 | 2021 | 6 | 511.6003 | 540.1345 | 10.0356 | 63.1772 | 0
| Zone | Remainder of System | 6 | Average Weekday | SCE | 1-in-10 | 2021 | 7 | 521.8477 | 518.9604 | 10.0762 | 62.8134 | 0
| Zone | Remainder of System | 6 | Average Weekday | SCE | 1-in-10 | 2021 | 8 | 523.6699 | 533.4812 | 9.9956 | 63.3196 | 0
| Zone | Remainder of System | 6 | Average Weekday | SCE | 1-in-10 | 2021 | 9 | 521.9105 | 548.2081 | 10.0125 | 65.3704 | 0
| Zone | Remainder of System | 6 | Average Weekday | SCE | 1-in-10 | 2021 | 10 | 509.9439 | 526.2317 | 10.0706 | 68.2381 | 0
| Zone | Remainder of System | 6 | Average Weekday | SCE | 1-in-10 | 2021 | 11 | 477.8137 | 492.4515 | 10.0826 | 71.5251 | 0
| Zone | Remainder of System | 6 | Average Weekday | SCE | 1-in-10 | 2021 | 12 | 473.19 | 491.3108 | 10.0743 | 74.7391 | 0
| Zone | Remainder of System | 6 | Average Weekday | SCE | 1-in-10 | 2021 | 13 | 384.0904 | 409.2054 | 10.0911 | 77.286 | 0
| Zone | Remainder of System | 6 | Average Weekday | SCE | 1-in-10 | 2021 | 14 | 354.7777 | 376.0328 | 10.0895 | 79.241 | 0
| Zone | Remainder of System | 6 | Average Weekday | SCE | 1-in-10 | 2021 | 15 | 299.0577 | 318.7937 | 10.142 | 80.4784 | 0
| Zone | Remainder of System | 6 | Average Weekday | SCE | 1-in-10 | 2021 | 16 | 262.4512 | 268.8506 | 10.2198 | 81.0262 | 0
| Zone | Remainder of System | 6 | Average Weekday | SCE | 1-in-10 | 2021 | 17 | 254.8982 | 262.8142 | 11.05 | 80.9375 | 0
| Zone | Remainder of System | 6 | Average Weekday | SCE | 1-in-10 | 2021 | 18 | 219.9588 | 238.3862 | 10.9652 | 80.0399 | 0
| Zone | Remainder of System | 6 | Average Weekday | SCE | 1-in-10 | 2021 | 19 | 214.8861 | 237.2646 | 11.9857 | 78.5607 | 0
| Zone | Remainder of System | 6 | Average Weekday | SCE | 1-in-10 | 2021 | 20 | 201.4934 | 214.9485 | 10.5109 | 76.4905 | 0
| Zone | Remainder of System | 6 | Average Weekday | SCE | 1-in-10 | 2021 | 21 | 221.8251 | 242.0403 | 10.8227 | 73.5536 | 0
| Zone | Remainder of System | 6 | Average Weekday | SCE | 1-in-10 | 2021 | 22 | 377.4625 | 405.2085 | 10.0406 | 70.5065 | 0
| Zone | Remainder of System | 6 | Average Weekday | SCE | 1-in-10 | 2021 | 23 | 389.7049 | 421.9522 | 10.0384 | 68.5894 | 0
| Zone | Remainder of System | 6 | Average Weekday | SCE | 1-in-10 | 2021 | 24 | 354.3571 | 383.9653 | 10.0182 | 67.2621 | 0
| Zone | Remainder of System | 6 | Monthly System Peak Day | SCE | 1-in-10 | 2021 | 1 | 263.3816 | 260.6248 | 11.4013 | 75.2497 | 0
| Zone | Remainder of System | 6 | Monthly System Peak Day | SCE | 1-in-10 | 2021 | 2 | 252.1216 | 236.9657 | 11.4125 | 73.6623 | 0
| Zone | Remainder of System | 6 | Monthly System Peak Day | SCE | 1-in-10 | 2021 | 3 | 398.361 | 347.7787 | 11.4156 | 72.3676 | 0
| Zone | Remainder of System | 6 | Monthly System Peak Day | SCE | 1-in-10 | 2021 | 4 | 546.9959 | 450.8946 | 11.4146 | 71.3377 | 0
| Zone | Remainder of System | 6 | Monthly System Peak Day | SCE | 1-in-10 | 2021 | 5 | 512.8793 | 428.2359 | 11.4096 | 70.2939 | 0
| Zone | Remainder of System | 6 | Monthly System Peak Day | SCE | 1-in-10 | 2021 | 6 | 511.6003 | 451.5238 | 11.4021 | 69.2464 | 0
| Zone | Remainder of System | 6 | Monthly System Peak Day | SCE | 1-in-10 | 2021 | 7 | 521.8477 | 443.1118 | 11.4113 | 68.5603 | 0
| Zone | Remainder of System | 6 | Monthly System Peak Day | SCE | 1-in-10 | 2021 | 8 | 523.6699 | 463.4453 | 11.3717 | 69.4842 | 0
| Zone | Remainder of System | 6 | Monthly System Peak Day | SCE | 1-in-10 | 2021 | 9 | 521.9105 | 503.3214 | 11.377 | 73.2547 | 0
| Zone | Remainder of System | 6 | Monthly System Peak Day | SCE | 1-in-10 | 2021 | 10 | 509.9439 | 480.5779 | 11.4062 | 79.1301 | 0
| Zone | Remainder of System | 6 | Monthly System Peak Day | SCE | 1-in-10 | 2021 | 11 | 477.8137 | 452.0882 | 11.4036 | 84.158 | 0
| Zone | Remainder of System | 6 | Monthly System Peak Day | SCE | 1-in-10 | 2021 | 12 | 473.19 | 450.9917 | 11.4009 | 88.4332 | 0
| Zone | Remainder of System | 6 | Monthly System Peak Day | SCE | 1-in-10 | 2021 | 13 | 384.0904 | 383.3204 | 11.4081 | 90.1858 | 0
| Zone | Remainder of System | 6 | Monthly System Peak Day | SCE | 1-in-10 | 2021 | 14 | 354.7777 | 354.3135 | 11.4077 | 91.7815 | 0
| Zone | Remainder of System | 6 | Monthly System Peak Day | SCE | 1-in-10 | 2021 | 15 | 299.0577 | 305.0465 | 11.4479 | 92.7276 | 0
| Zone | Remainder of System | 6 | Monthly System Peak Day | SCE | 1-in-10 | 2021 | 16 | 262.4512 | 256.3414 | 11.4851 | 93.7033 | 0
| Zone | Remainder of System | 6 | Monthly System Peak Day | SCE | 1-in-10 | 2021 | 17 | 254.8982 | 260.0034 | 12.4604 | 94.2451 | 0
| Zone | Remainder of System | 6 | Monthly System Peak Day | SCE | 1-in-10 | 2021 | 18 | 219.9588 | 252.6181 | 12.4945 | 94.087 | 0
| Zone | Remainder of System | 6 | Monthly System Peak Day | SCE | 1-in-10 | 2021 | 19 | 214.8861 | 196.8706 | 12.3414 | 92.3042 | 0
| Zone | Remainder of System | 6 | Monthly System Peak Day | SCE | 1-in-10 | 2021 | 20 | 201.4934 | 176.5332 | 11.7613 | 88.685 | 0
| Zone | Remainder of System | 6 | Monthly System Peak Day | SCE | 1-in-10 | 2021 | 21 | 221.8251 | 202.9053 | 13.1122 | 83.638 | 0
| Zone | Remainder of System | 6 | Monthly System Peak Day | SCE | 1-in-10 | 2021 | 22 | 377.4625 | 348.2593 | 11.5282 | 78.8774 | 0
| Zone | Remainder of System | 6 | Monthly System Peak Day | SCE | 1-in-10 | 2021 | 23 | 389.7049 | 353.168 | 11.3926 | 75.1697 | 0
| Zone | Remainder of System | 6 | Monthly System Peak Day | SCE | 1-in-10 | 2021 | 24 | 354.3571 | 336.4441 | 11.3839 | 73.0779 | 0
| Zone | Remainder of System | 7 | Average Weekday | SCE | 1-in-10 | 2021 | 1 | 255.7285 | 272.4052 | 10.486 | 71.9581 | 0
| Zone | Remainder of System | 7 | Average Weekday | SCE | 1-in-10 | 2021 | 2 | 249.3254 | 261.0243 | 10.49 | 71.2274 | 0
| Zone | Remainder of System | 7 | Average Weekday | SCE | 1-in-10 | 2021 | 3 | 384.1844 | 404.6277 | 10.4905 | 70.5958 | 0
| Zone | Remainder of System | 7 | Average Weekday | SCE | 1-in-10 | 2021 | 4 | 531.4566 | 557.7089 | 10.491 | 70.0707 | 0
| Zone | Remainder of System | 7 | Average Weekday | SCE | 1-in-10 | 2021 | 5 | 497.7083 | 522.9902 | 10.489 | 69.613 | 0
| Zone | Remainder of System | 7 | Average Weekday | SCE | 1-in-10 | 2021 | 6 | 491.8369 | 519.7944 | 10.4858 | 69.2234 | 0
| Zone | Remainder of System | 7 | Average Weekday | SCE | 1-in-10 | 2021 | 7 | 499.7109 | 498.2602 | 10.4763 | 69.0054 | 0
| Zone | Remainder of System | 7 | Average Weekday | SCE | 1-in-10 | 2021 | 8 | 500.0104 | 513.2572 | 10.4491 | 69.4109 | 0
| Zone | Remainder of System | 7 | Average Weekday | SCE | 1-in-10 | 2021 | 9 | 486.9565 | 513.3175 | 10.4611 | 71.6124 | 0
| Zone | Remainder of System | 7 | Average Weekday | SCE | 1-in-10 | 2021 | 10 | 475.2828 | 491.4634 | 10.4861 | 74.5635 | 0
| Zone | Remainder of System | 7 | Average Weekday | SCE | 1-in-10 | 2021 | 11 | 449.8987 | 465.1522 | 10.4971 | 77.9936 | 0
| Zone | Remainder of System | 7 | Average Weekday | SCE | 1-in-10 | 2021 | 12 | 443.1175 | 462.6502 | 10.5097 | 81.273 | 0
| Zone | Remainder of System | 7 | Average Weekday | SCE | 1-in-10 | 2021 | 13 | 359.6717 | 383.8207 | 10.5164 | 83.8927 | 0
| Zone | Remainder of System | 7 | Average Weekday | SCE | 1-in-10 | 2021 | 14 | 328.4471 | 349.9102 | 10.5146 | 85.8828 | 0
| Zone | Remainder of System | 7 | Average Weekday | SCE | 1-in-10 | 2021 | 15 | 281.9544 | 301.7726 | 10.5232 | 87.0524 | 0
| Zone | Remainder of System | 7 | Average Weekday | SCE | 1-in-10 | 2021 | 16 | 243.8334 | 250.4434 | 10.5286 | 87.6036 | 0
| Zone | Remainder of System | 7 | Average Weekday | SCE | 1-in-10 | 2021 | 17 | 241.1393 | 250.4299 | 11.4382 | 87.406 | 0
| Zone | Remainder of System | 7 | Average Weekday | SCE | 1-in-10 | 2021 | 18 | 211.5359 | 230.1165 | 11.3642 | 86.5106 | 0
| Zone | Remainder of System | 7 | Average Weekday | SCE | 1-in-10 | 2021 | 19 | 211.0826 | 233.4236 | 11.4214 | 84.947 | 0
| Zone | Remainder of System | 7 | Average Weekday | SCE | 1-in-10 | 2021 | 20 | 204.168 | 217.5041 | 11.0886 | 82.535 | 0
| Zone | Remainder of System | 7 | Average Weekday | SCE | 1-in-10 | 2021 | 21 | 223.581 | 243.3418 | 10.9756 | 79.3713 | 0
| Zone | Remainder of System | 7 | Average Weekday | SCE | 1-in-10 | 2021 | 22 | 376.1692 | 403.2416 | 10.4777 | 76.2956 | 0
| Zone | Remainder of System | 7 | Average Weekday | SCE | 1-in-10 | 2021 | 23 | 382.5044 | 413.7142 | 10.4938 | 74.5072 | 0
| Zone | Remainder of System | 7 | Average Weekday | SCE | 1-in-10 | 2021 | 24 | 338.7086 | 367.018 | 10.4757 | 73.3159 | 0
| Zone | Remainder of System | 7 | Monthly System Peak Day | SCE | 1-in-10 | 2021 | 1 | 255.7285 | 251.859 | 10.5456 | 76.6508 | 0
| Zone | Remainder of System | 7 | Monthly System Peak Day | SCE | 1-in-10 | 2021 | 2 | 249.3254 | 229.9628 | 10.5516 | 74.5577 | 0
| Zone | Remainder of System | 7 | Monthly System Peak Day | SCE | 1-in-10 | 2021 | 3 | 384.1844 | 331.617 | 10.5535 | 72.8235 | 0
| Zone | Remainder of System | 7 | Monthly System Peak Day | SCE | 1-in-10 | 2021 | 4 | 531.4566 | 434.5228 | 10.551 | 71.76 | 0
| Zone | Remainder of System | 7 | Monthly System Peak Day | SCE | 1-in-10 | 2021 | 5 | 497.7083 | 409.245 | 10.5491 | 70.7758 | 0
| Zone | Remainder of System | 7 | Monthly System Peak Day | SCE | 1-in-10 | 2021 | 6 | 491.8369 | 435.9254 | 10.5459 | 69.8783 | 0
| Zone | Remainder of System | 7 | Monthly System Peak Day | SCE | 1-in-10 | 2021 | 7 | 499.7109 | 429.0916 | 10.5576 | 69.1827 | 0
| Zone | Remainder of System | 7 | Monthly System Peak Day | SCE | 1-in-10 | 2021 | 8 | 500.0104 | 446.7088 | 10.519 | 70.1442 | 0
| Zone | Remainder of System | 7 | Monthly System Peak Day | SCE | 1-in-10 | 2021 | 9 | 486.9565 | 468.2784 | 10.5255 | 73.6845 | 0
| Zone | Remainder of System | 7 | Monthly System Peak Day | SCE | 1-in-10 | 2021 | 10 | 475.2828 | 444.1768 | 10.5517 | 79.1197 | 0
| Zone | Remainder of System | 7 | Monthly System Peak Day | SCE | 1-in-10 | 2021 | 11 | 449.8987 | 425.7006 | 10.5483 | 85.4833 | 0
| Zone | Remainder of System | 7 | Monthly System Peak Day | SCE | 1-in-10 | 2021 | 12 | 443.1175 | 421.5679 | 10.5479 | 90.3667 | 0
| Zone | Remainder of System | 7 | Monthly System Peak Day | SCE | 1-in-10 | 2021 | 13 | 359.6717 | 359.6839 | 10.5515 | 94.5 | 0
| Zone | Remainder of System | 7 | Monthly System Peak Day | SCE | 1-in-10 | 2021 | 14 | 328.4471 | 329.2639 | 10.5552 | 97.9379 | 0
| Zone | Remainder of System | 7 | Monthly System Peak Day | SCE | 1-in-10 | 2021 | 15 | 281.9544 | 289.4338 | 10.5911 | 100.6849 | 0
| Zone | Remainder of System | 7 | Monthly System Peak Day | SCE | 1-in-10 | 2021 | 16 | 243.8334 | 239.1699 | 10.609 | 101.5894 | 0
| Zone | Remainder of System | 7 | Monthly System Peak Day | SCE | 1-in-10 | 2021 | 17 | 241.1393 | 247.509 | 11.4906 | 101.5455 | 0
| Zone | Remainder of System | 7 | Monthly System Peak Day | SCE | 1-in-10 | 2021 | 18 | 211.5359 | 243.9816 | 11.5176 | 100.5 | 0
| Zone | Remainder of System | 7 | Monthly System Peak Day | SCE | 1-in-10 | 2021 | 19 | 211.0826 | 194.9628 | 11.0679 | 99.1227 | 0
| Zone | Remainder of System | 7 | Monthly System Peak Day | SCE | 1-in-10 | 2021 | 20 | 204.168 | 177.6166 | 10.8998 | 97.0364 | 0
| Zone | Remainder of System | 7 | Monthly System Peak Day | SCE | 1-in-10 | 2021 | 21 | 223.581 | 203.7599 | 12.0235 | 94.1515 | 0
| Zone | Remainder of System | 7 | Monthly System Peak Day | SCE | 1-in-10 | 2021 | 22 | 376.1692 | 346.89 | 10.648 | 90.04 | 0
| Zone | Remainder of System | 7 | Monthly System Peak Day | SCE | 1-in-10 | 2021 | 23 | 382.5044 | 346.1742 | 10.5249 | 86.8336 | 0
| Zone | Remainder of System | 7 | Monthly System Peak Day | SCE | 1-in-10 | 2021 | 24 | 338.7086 | 319.3719 | 10.5274 | 84.7888 | 0
| Zone | Remainder of System | 8 | Average Weekday | SCE | 1-in-10 | 2021 | 1 | 262.8035 | 284.0484 | 10.1204 | 72.37 | 0
| Zone | Remainder of System | 8 | Average Weekday | SCE | 1-in-10 | 2021 | 2 | 258.347 | 272.9588 | 10.126 | 71.61 | 0
| Zone | Remainder of System | 8 | Average Weekday | SCE | 1-in-10 | 2021 | 3 | 392.1145 | 409.9506 | 10.1269 | 70.9118 | 0
| Zone | Remainder of System | 8 | Average Weekday | SCE | 1-in-10 | 2021 | 4 | 542.8651 | 563.1427 | 10.1274 | 70.2563 | 0
| Zone | Remainder of System | 8 | Average Weekday | SCE | 1-in-10 | 2021 | 5 | 505.2948 | 533.1732 | 10.1249 | 69.6981 | 0
| Zone | Remainder of System | 8 | Average Weekday | SCE | 1-in-10 | 2021 | 6 | 503.181 | 535.3672 | 10.1211 | 69.2074 | 0
| Zone | Remainder of System | 8 | Average Weekday | SCE | 1-in-10 | 2021 | 7 | 512.6188 | 512.8055 | 10.111 | 68.8104 | 0
| Zone | Remainder of System | 8 | Average Weekday | SCE | 1-in-10 | 2021 | 8 | 512.3357 | 527.612 | 10.0765 | 68.7422 | 0
| Zone | Remainder of System | 8 | Average Weekday | SCE | 1-in-10 | 2021 | 9 | 494.8422 | 521.137 | 10.0859 | 70.4402 | 0
| Zone | Remainder of System | 8 | Average Weekday | SCE | 1-in-10 | 2021 | 10 | 485.2834 | 501.9163 | 10.1175 | 73.6806 | 0
| Zone | Remainder of System | 8 | Average Weekday | SCE | 1-in-10 | 2021 | 11 | 454.4592 | 470.1088 | 10.1246 | 77.4085 | 0
| Zone | Remainder of System | 8 | Average Weekday | SCE | 1-in-10 | 2021 | 12 | 445.2872 | 464.2227 | 10.1329 | 81.036 | 0
| Zone | Remainder of System | 8 | Average Weekday | SCE | 1-in-10 | 2021 | 13 | 369.9805 | 394.5471 | 10.1376 | 83.7838 | 0
| Zone | Remainder of System | 8 | Average Weekday | SCE | 1-in-10 | 2021 | 14 | 336.3496 | 357.763 | 10.1413 | 85.8153 | 0
| Zone | Remainder of System | 8 | Average Weekday | SCE | 1-in-10 | 2021 | 15 | 289.7229 | 309.8492 | 10.1596 | 87.091 | 0
| Zone | Remainder of System | 8 | Average Weekday | SCE | 1-in-10 | 2021 | 16 | 249.9221 | 256.8975 | 10.1707 | 87.363 | 0
| Zone | Remainder of System | 8 | Average Weekday | SCE | 1-in-10 | 2021 | 17 | 249.5351 | 256.3207 | 11.1946 | 87.0549 | 0
| Zone | Remainder of System | 8 | Average Weekday | SCE | 1-in-10 | 2021 | 18 | 217.7688 | 235.7164 | 11.1142 | 86.0276 | 0
| Zone | Remainder of System | 8 | Average Weekday | SCE | 1-in-10 | 2021 | 19 | 216.388 | 237.5758 | 10.9781 | 84.3658 | 0
| Zone | Remainder of System | 8 | Average Weekday | SCE | 1-in-10 | 2021 | 20 | 217.4241 | 230.3835 | 10.6719 | 81.8452 | 0
| Zone | Remainder of System | 8 | Average Weekday | SCE | 1-in-10 | 2021 | 21 | 233.3511 | 253.1183 | 10.6743 | 78.4693 | 0
| Zone | Remainder of System | 8 | Average Weekday | SCE | 1-in-10 | 2021 | 22 | 379.1136 | 407.7317 | 10.1168 | 75.852 | 0
| Zone | Remainder of System | 8 | Average Weekday | SCE | 1-in-10 | 2021 | 23 | 386.4423 | 420.1268 | 10.1263 | 74.3631 | 0
| Zone | Remainder of System | 8 | Average Weekday | SCE | 1-in-10 | 2021 | 24 | 343.9306 | 375.4276 | 10.1069 | 73.2805 | 0
| Zone | Remainder of System | 8 | Monthly System Peak Day | SCE | 1-in-10 | 2021 | 1 | 262.8035 | 259.803 | 9.347 | 77.5297 | 0
| Zone | Remainder of System | 8 | Monthly System Peak Day | SCE | 1-in-10 | 2021 | 2 | 258.347 | 237.8262 | 9.356 | 76.3174 | 0
| Zone | Remainder of System | 8 | Monthly System Peak Day | SCE | 1-in-10 | 2021 | 3 | 392.1145 | 342.3707 | 9.3588 | 75.3311 | 0
| Zone | Remainder of System | 8 | Monthly System Peak Day | SCE | 1-in-10 | 2021 | 4 | 542.8651 | 447.1075 | 9.3563 | 74.0045 | 0
| Zone | Remainder of System | 8 | Monthly System Peak Day | SCE | 1-in-10 | 2021 | 5 | 505.2948 | 427.0859 | 9.3537 | 73.0998 | 0
| Zone | Remainder of System | 8 | Monthly System Peak Day | SCE | 1-in-10 | 2021 | 6 | 503.181 | 444.6315 | 9.3496 | 72.373 | 0
| Zone | Remainder of System | 8 | Monthly System Peak Day | SCE | 1-in-10 | 2021 | 7 | 512.6188 | 434.8782 | 9.358 | 71.488 | 0
| Zone | Remainder of System | 8 | Monthly System Peak Day | SCE | 1-in-10 | 2021 | 8 | 512.3357 | 456.2151 | 9.3083 | 71.1909 | 0
| Zone | Remainder of System | 8 | Monthly System Peak Day | SCE | 1-in-10 | 2021 | 9 | 494.8422 | 477.4698 | 9.3081 | 73.4649 | 0
| Zone | Remainder of System | 8 | Monthly System Peak Day | SCE | 1-in-10 | 2021 | 10 | 485.2834 | 455.3484 | 9.3425 | 78.3818 | 0
| Zone | Remainder of System | 8 | Monthly System Peak Day | SCE | 1-in-10 | 2021 | 11 | 454.4592 | 425.7831 | 9.3308 | 83.7945 | 0
| Zone | Remainder of System | 8 | Monthly System Peak Day | SCE | 1-in-10 | 2021 | 12 | 445.2872 | 421.5658 | 9.3225 | 87.8152 | 0
| Zone | Remainder of System | 8 | Monthly System Peak Day | SCE | 1-in-10 | 2021 | 13 | 369.9805 | 371.5331 | 9.321 | 89.7121 | 0
| Zone | Remainder of System | 8 | Monthly System Peak Day | SCE | 1-in-10 | 2021 | 14 | 336.3496 | 338.2293 | 9.3376 | 91.6227 | 0
| Zone | Remainder of System | 8 | Monthly System Peak Day | SCE | 1-in-10 | 2021 | 15 | 289.7229 | 298.1899 | 9.3931 | 93.2955 | 0
| Zone | Remainder of System | 8 | Monthly System Peak Day | SCE | 1-in-10 | 2021 | 16 | 249.9221 | 246.311 | 9.415 | 94.803 | 0
| Zone | Remainder of System | 8 | Monthly System Peak Day | SCE | 1-in-10 | 2021 | 17 | 249.5351 | 253.8259 | 10.3921 | 94.6455 | 0
| Zone | Remainder of System | 8 | Monthly System Peak Day | SCE | 1-in-10 | 2021 | 18 | 217.7688 | 251.3389 | 10.424 | 94.1818 | 0
| Zone | Remainder of System | 8 | Monthly System Peak Day | SCE | 1-in-10 | 2021 | 19 | 216.388 | 198.5746 | 9.5773 | 92.9409 | 0
| Zone | Remainder of System | 8 | Monthly System Peak Day | SCE | 1-in-10 | 2021 | 20 | 217.4241 | 188.5368 | 9.4454 | 89.9697 | 0
| Zone | Remainder of System | 8 | Monthly System Peak Day | SCE | 1-in-10 | 2021 | 21 | 233.3511 | 212.1348 | 10.9929 | 86.6023 | 0
| Zone | Remainder of System | 8 | Monthly System Peak Day | SCE | 1-in-10 | 2021 | 22 | 379.1136 | 352.5568 | 9.476 | 83.613 | 0
| Zone | Remainder of System | 8 | Monthly System Peak Day | SCE | 1-in-10 | 2021 | 23 | 386.4423 | 355.1409 | 9.3258 | 81.0338 | 0
| Zone | Remainder of System | 8 | Monthly System Peak Day | SCE | 1-in-10 | 2021 | 24 | 343.9306 | 328.2277 | 9.324 | 79.6071 | 0
| Zone | Remainder of System | 8 | Typical Event Day | SCE | 1-in-10 | 2021 | 1 | 262.8035 | 259.803 | 9.347 | 76.5293 | 0
| Zone | Remainder of System | 8 | Typical Event Day | SCE | 1-in-10 | 2021 | 2 | 258.347 | 237.8262 | 9.356 | 75.0309 | 0
| Zone | Remainder of System | 8 | Typical Event Day | SCE | 1-in-10 | 2021 | 3 | 392.1145 | 342.3707 | 9.3588 | 73.7385 | 0
| Zone | Remainder of System | 8 | Typical Event Day | SCE | 1-in-10 | 2021 | 4 | 542.8651 | 447.1075 | 9.3563 | 72.7591 | 0
| Zone | Remainder of System | 8 | Typical Event Day | SCE | 1-in-10 | 2021 | 5 | 505.2948 | 427.0859 | 9.3537 | 71.9433 | 0
| Zone | Remainder of System | 8 | Typical Event Day | SCE | 1-in-10 | 2021 | 6 | 503.181 | 444.6315 | 9.3496 | 71.1438 | 0
| Zone | Remainder of System | 8 | Typical Event Day | SCE | 1-in-10 | 2021 | 7 | 512.6188 | 434.8782 | 9.358 | 70.5021 | 0
| Zone | Remainder of System | 8 | Typical Event Day | SCE | 1-in-10 | 2021 | 8 | 512.3357 | 456.2151 | 9.3083 | 70.8808 | 0
| Zone | Remainder of System | 8 | Typical Event Day | SCE | 1-in-10 | 2021 | 9 | 494.8422 | 477.4698 | 9.3081 | 73.7308 | 0
| Zone | Remainder of System | 8 | Typical Event Day | SCE | 1-in-10 | 2021 | 10 | 485.2834 | 455.3484 | 9.3425 | 78.7837 | 0
| Zone | Remainder of System | 8 | Typical Event Day | SCE | 1-in-10 | 2021 | 11 | 454.4592 | 425.7831 | 9.3308 | 84.2613 | 0
| Zone | Remainder of System | 8 | Typical Event Day | SCE | 1-in-10 | 2021 | 12 | 445.2872 | 421.5658 | 9.3225 | 88.75 | 0
| Zone | Remainder of System | 8 | Typical Event Day | SCE | 1-in-10 | 2021 | 13 | 369.9805 | 371.5331 | 9.321 | 91.662 | 0
| Zone | Remainder of System | 8 | Typical Event Day | SCE | 1-in-10 | 2021 | 14 | 336.3496 | 338.2293 | 9.3376 | 94.0526 | 0
| Zone | Remainder of System | 8 | Typical Event Day | SCE | 1-in-10 | 2021 | 15 | 289.7229 | 298.1899 | 9.3931 | 95.7853 | 0
| Zone | Remainder of System | 8 | Typical Event Day | SCE | 1-in-10 | 2021 | 16 | 249.9221 | 246.311 | 9.415 | 96.7804 | 0
| Zone | Remainder of System | 8 | Typical Event Day | SCE | 1-in-10 | 2021 | 17 | 249.5351 | 253.8259 | 10.3921 | 96.8969 | 0
| Zone | Remainder of System | 8 | Typical Event Day | SCE | 1-in-10 | 2021 | 18 | 217.7688 | 251.3389 | 10.424 | 96.1604 | 0
| Zone | Remainder of System | 8 | Typical Event Day | SCE | 1-in-10 | 2021 | 19 | 216.388 | 198.5746 | 9.5773 | 94.3988 | 0
| Zone | Remainder of System | 8 | Typical Event Day | SCE | 1-in-10 | 2021 | 20 | 217.4241 | 188.5368 | 9.4454 | 91.4902 | 0
| Zone | Remainder of System | 8 | Typical Event Day | SCE | 1-in-10 | 2021 | 21 | 233.3511 | 212.1348 | 10.9929 | 87.8616 | 0
| Zone | Remainder of System | 8 | Typical Event Day | SCE | 1-in-10 | 2021 | 22 | 379.1136 | 352.5568 | 9.476 | 84.458 | 0
| Zone | Remainder of System | 8 | Typical Event Day | SCE | 1-in-10 | 2021 | 23 | 386.4423 | 355.1409 | 9.3258 | 81.7631 | 0
| Zone | Remainder of System | 8 | Typical Event Day | SCE | 1-in-10 | 2021 | 24 | 343.9306 | 328.2277 | 9.324 | 80.0673 | 0
| Zone | Remainder of System | 9 | Average Weekday | SCE | 1-in-10 | 2021 | 1 | 261.9135 | 270.0992 | 10.7152 | 71.0646 | 0
| Zone | Remainder of System | 9 | Average Weekday | SCE | 1-in-10 | 2021 | 2 | 266.3733 | 267.0409 | 10.7245 | 70.1203 | 0
| Zone | Remainder of System | 9 | Average Weekday | SCE | 1-in-10 | 2021 | 3 | 420.2193 | 414.1726 | 10.7254 | 69.2506 | 0
| Zone | Remainder of System | 9 | Average Weekday | SCE | 1-in-10 | 2021 | 4 | 574.0394 | 569.8897 | 10.726 | 68.4826 | 0
| Zone | Remainder of System | 9 | Average Weekday | SCE | 1-in-10 | 2021 | 5 | 521.1524 | 518.7772 | 10.7212 | 67.8093 | 0
| Zone | Remainder of System | 9 | Average Weekday | SCE | 1-in-10 | 2021 | 6 | 503.4258 | 509.2337 | 10.7119 | 67.2573 | 0
| Zone | Remainder of System | 9 | Average Weekday | SCE | 1-in-10 | 2021 | 7 | 530.353 | 517.1454 | 10.6935 | 66.785 | 0
| Zone | Remainder of System | 9 | Average Weekday | SCE | 1-in-10 | 2021 | 8 | 514.1602 | 510.4764 | 10.6727 | 66.4866 | 0
| Zone | Remainder of System | 9 | Average Weekday | SCE | 1-in-10 | 2021 | 9 | 467.2407 | 489.5258 | 10.6846 | 67.9182 | 0
| Zone | Remainder of System | 9 | Average Weekday | SCE | 1-in-10 | 2021 | 10 | 464.3499 | 476.424 | 10.7199 | 71.1915 | 0
| Zone | Remainder of System | 9 | Average Weekday | SCE | 1-in-10 | 2021 | 11 | 438.5965 | 450.847 | 10.7248 | 74.8699 | 0
| Zone | Remainder of System | 9 | Average Weekday | SCE | 1-in-10 | 2021 | 12 | 433.5291 | 446.144 | 10.7285 | 78.4748 | 0
| Zone | Remainder of System | 9 | Average Weekday | SCE | 1-in-10 | 2021 | 13 | 366.635 | 380.4839 | 10.7296 | 81.3392 | 0
| Zone | Remainder of System | 9 | Average Weekday | SCE | 1-in-10 | 2021 | 14 | 326.4159 | 340.3225 | 10.7316 | 83.4193 | 0
| Zone | Remainder of System | 9 | Average Weekday | SCE | 1-in-10 | 2021 | 15 | 281.9042 | 296.7658 | 10.7402 | 84.7282 | 0
| Zone | Remainder of System | 9 | Average Weekday | SCE | 1-in-10 | 2021 | 16 | 251.3256 | 253.9141 | 10.7517 | 85.0989 | 0
| Zone | Remainder of System | 9 | Average Weekday | SCE | 1-in-10 | 2021 | 17 | 252.9631 | 259.286 | 11.7145 | 84.9067 | 0
| Zone | Remainder of System | 9 | Average Weekday | SCE | 1-in-10 | 2021 | 18 | 223.3197 | 240.6223 | 11.6147 | 83.9833 | 0
| Zone | Remainder of System | 9 | Average Weekday | SCE | 1-in-10 | 2021 | 19 | 226.527 | 246.6293 | 11.8759 | 82.1152 | 0
| Zone | Remainder of System | 9 | Average Weekday | SCE | 1-in-10 | 2021 | 20 | 228.066 | 239.6643 | 11.0862 | 79.1843 | 0
| Zone | Remainder of System | 9 | Average Weekday | SCE | 1-in-10 | 2021 | 21 | 239.0081 | 256.3568 | 11.0808 | 76.077 | 0
| Zone | Remainder of System | 9 | Average Weekday | SCE | 1-in-10 | 2021 | 22 | 384.866 | 407.8896 | 10.6645 | 74.194 | 0
| Zone | Remainder of System | 9 | Average Weekday | SCE | 1-in-10 | 2021 | 23 | 387.9737 | 410.5315 | 10.7038 | 72.8204 | 0
| Zone | Remainder of System | 9 | Average Weekday | SCE | 1-in-10 | 2021 | 24 | 341.6584 | 358.9903 | 10.6979 | 71.6765 | 0
| Zone | Remainder of System | 9 | Monthly System Peak Day | SCE | 1-in-10 | 2021 | 1 | 261.9135 | 249.2848 | 10.7672 | 76.687 | 0
| Zone | Remainder of System | 9 | Monthly System Peak Day | SCE | 1-in-10 | 2021 | 2 | 266.3733 | 239.4345 | 10.7783 | 75.5862 | 0
| Zone | Remainder of System | 9 | Monthly System Peak Day | SCE | 1-in-10 | 2021 | 3 | 420.2193 | 353.1381 | 10.7809 | 74.4318 | 0
| Zone | Remainder of System | 9 | Monthly System Peak Day | SCE | 1-in-10 | 2021 | 4 | 574.0394 | 443.9601 | 10.7782 | 73.9341 | 0
| Zone | Remainder of System | 9 | Monthly System Peak Day | SCE | 1-in-10 | 2021 | 5 | 521.1524 | 402.5888 | 10.7737 | 73.6038 | 0
| Zone | Remainder of System | 9 | Monthly System Peak Day | SCE | 1-in-10 | 2021 | 6 | 503.4258 | 404.4421 | 10.7646 | 73.0773 | 0
| Zone | Remainder of System | 9 | Monthly System Peak Day | SCE | 1-in-10 | 2021 | 7 | 530.353 | 425.1516 | 10.7699 | 72.7773 | 0
| Zone | Remainder of System | 9 | Monthly System Peak Day | SCE | 1-in-10 | 2021 | 8 | 514.1602 | 423.7934 | 10.7368 | 72.7038 | 0
| Zone | Remainder of System | 9 | Monthly System Peak Day | SCE | 1-in-10 | 2021 | 9 | 467.2407 | 443.0881 | 10.7425 | 74.5191 | 0
| Zone | Remainder of System | 9 | Monthly System Peak Day | SCE | 1-in-10 | 2021 | 10 | 464.3499 | 425.4539 | 10.7772 | 78.503 | 0
| Zone | Remainder of System | 9 | Monthly System Peak Day | SCE | 1-in-10 | 2021 | 11 | 438.5965 | 404.9175 | 10.7671 | 83.6091 | 0
| Zone | Remainder of System | 9 | Monthly System Peak Day | SCE | 1-in-10 | 2021 | 12 | 433.5291 | 403.2083 | 10.7578 | 88.3848 | 0
| Zone | Remainder of System | 9 | Monthly System Peak Day | SCE | 1-in-10 | 2021 | 13 | 366.635 | 349.4132 | 10.756 | 92.25 | 0
| Zone | Remainder of System | 9 | Monthly System Peak Day | SCE | 1-in-10 | 2021 | 14 | 326.4159 | 314.2138 | 10.7639 | 94.8682 | 0
| Zone | Remainder of System | 9 | Monthly System Peak Day | SCE | 1-in-10 | 2021 | 15 | 281.9042 | 281.0422 | 10.8024 | 96.4333 | 0
| Zone | Remainder of System | 9 | Monthly System Peak Day | SCE | 1-in-10 | 2021 | 16 | 251.3256 | 239.9735 | 10.8252 | 97.0258 | 0
| Zone | Remainder of System | 9 | Monthly System Peak Day | SCE | 1-in-10 | 2021 | 17 | 252.9631 | 256.7493 | 11.7293 | 97.1515 | 0
| Zone | Remainder of System | 9 | Monthly System Peak Day | SCE | 1-in-10 | 2021 | 18 | 223.3197 | 253.2422 | 11.7202 | 95.8727 | 0
| Zone | Remainder of System | 9 | Monthly System Peak Day | SCE | 1-in-10 | 2021 | 19 | 226.527 | 205.4678 | 11.5031 | 93.2273 | 0
| Zone | Remainder of System | 9 | Monthly System Peak Day | SCE | 1-in-10 | 2021 | 20 | 228.066 | 197.9825 | 10.9116 | 90.2697 | 0
| Zone | Remainder of System | 9 | Monthly System Peak Day | SCE | 1-in-10 | 2021 | 21 | 239.0081 | 218.6329 | 11.9465 | 87.0545 | 0
| Zone | Remainder of System | 9 | Monthly System Peak Day | SCE | 1-in-10 | 2021 | 22 | 384.866 | 346.4311 | 10.8466 | 85.3015 | 0
| Zone | Remainder of System | 9 | Monthly System Peak Day | SCE | 1-in-10 | 2021 | 23 | 387.9737 | 336.7031 | 10.7273 | 84.0152 | 0
| Zone | Remainder of System | 9 | Monthly System Peak Day | SCE | 1-in-10 | 2021 | 24 | 341.6584 | 307.9644 | 10.7421 | 82.7955 | 0
| Zone | Remainder of System | 10 | Average Weekday | SCE | 1-in-10 | 2021 | 1 | 275.3954 | 285.5861 | 10.219 | 66.821 | 0
| Zone | Remainder of System | 10 | Average Weekday | SCE | 1-in-10 | 2021 | 2 | 269.4398 | 275.7998 | 10.1205 | 65.8764 | 0
| Zone | Remainder of System | 10 | Average Weekday | SCE | 1-in-10 | 2021 | 3 | 412.5167 | 421.9364 | 10.1067 | 65.1487 | 0
| Zone | Remainder of System | 10 | Average Weekday | SCE | 1-in-10 | 2021 | 4 | 574.5072 | 589.2499 | 10.0736 | 64.4441 | 0
| Zone | Remainder of System | 10 | Average Weekday | SCE | 1-in-10 | 2021 | 5 | 570.1858 | 584.2537 | 10.0703 | 63.7957 | 0
| Zone | Remainder of System | 10 | Average Weekday | SCE | 1-in-10 | 2021 | 6 | 557.3472 | 572.4415 | 10.0263 | 63.2505 | 0
| Zone | Remainder of System | 10 | Average Weekday | SCE | 1-in-10 | 2021 | 7 | 557.2731 | 556.2313 | 10.0201 | 62.7507 | 0
| Zone | Remainder of System | 10 | Average Weekday | SCE | 1-in-10 | 2021 | 8 | 555.9315 | 554.5336 | 10.2946 | 62.4032 | 0
| Zone | Remainder of System | 10 | Average Weekday | SCE | 1-in-10 | 2021 | 9 | 526.6771 | 561.8522 | 10.6782 | 62.8006 | 0
| Zone | Remainder of System | 10 | Average Weekday | SCE | 1-in-10 | 2021 | 10 | 510.4919 | 528.0906 | 10.4319 | 65.6724 | 0
| Zone | Remainder of System | 10 | Average Weekday | SCE | 1-in-10 | 2021 | 11 | 499.0225 | 512.0164 | 10.6424 | 69.5905 | 0
| Zone | Remainder of System | 10 | Average Weekday | SCE | 1-in-10 | 2021 | 12 | 489.66 | 498.8724 | 10.8742 | 73.4477 | 0
| Zone | Remainder of System | 10 | Average Weekday | SCE | 1-in-10 | 2021 | 13 | 397.1117 | 407.3307 | 11.0521 | 76.5732 | 0
| Zone | Remainder of System | 10 | Average Weekday | SCE | 1-in-10 | 2021 | 14 | 342.9004 | 350.0014 | 10.9146 | 78.6528 | 0
| Zone | Remainder of System | 10 | Average Weekday | SCE | 1-in-10 | 2021 | 15 | 302.2614 | 309.0181 | 10.5439 | 79.9522 | 0
| Zone | Remainder of System | 10 | Average Weekday | SCE | 1-in-10 | 2021 | 16 | 272.032 | 274.7283 | 10.093 | 80.5984 | 0
| Zone | Remainder of System | 10 | Average Weekday | SCE | 1-in-10 | 2021 | 17 | 265.8036 | 270.7841 | 10.0425 | 80.5533 | 0
| Zone | Remainder of System | 10 | Average Weekday | SCE | 1-in-10 | 2021 | 18 | 247.0824 | 252.8476 | 10.0925 | 79.6615 | 0
| Zone | Remainder of System | 10 | Average Weekday | SCE | 1-in-10 | 2021 | 19 | 264.1628 | 270.7793 | 10.7225 | 77.699 | 0
| Zone | Remainder of System | 10 | Average Weekday | SCE | 1-in-10 | 2021 | 20 | 259.811 | 263.2712 | 10.448 | 74.602 | 0
| Zone | Remainder of System | 10 | Average Weekday | SCE | 1-in-10 | 2021 | 21 | 250.0478 | 255.6967 | 9.9949 | 72.2635 | 0
| Zone | Remainder of System | 10 | Average Weekday | SCE | 1-in-10 | 2021 | 22 | 421.8238 | 439.4329 | 10.0102 | 70.5604 | 0
| Zone | Remainder of System | 10 | Average Weekday | SCE | 1-in-10 | 2021 | 23 | 391.769 | 411.9341 | 10.1473 | 69.1121 | 0
| Zone | Remainder of System | 10 | Average Weekday | SCE | 1-in-10 | 2021 | 24 | 317.7358 | 341.1471 | 10.3076 | 67.8831 | 0
| Zone | Remainder of System | 10 | Monthly System Peak Day | SCE | 1-in-10 | 2021 | 1 | 275.3954 | 295.3453 | 10.0759 | 76.0256 | 0
| Zone | Remainder of System | 10 | Monthly System Peak Day | SCE | 1-in-10 | 2021 | 2 | 269.4398 | 280.6909 | 10.0238 | 75.3478 | 0
| Zone | Remainder of System | 10 | Monthly System Peak Day | SCE | 1-in-10 | 2021 | 3 | 412.5167 | 425.899 | 10.0173 | 75.072 | 0
| Zone | Remainder of System | 10 | Monthly System Peak Day | SCE | 1-in-10 | 2021 | 4 | 574.5072 | 590.8981 | 10.0048 | 74.5467 | 0
| Zone | Remainder of System | 10 | Monthly System Peak Day | SCE | 1-in-10 | 2021 | 5 | 570.1858 | 589.2776 | 9.9994 | 73.4519 | 0
| Zone | Remainder of System | 10 | Monthly System Peak Day | SCE | 1-in-10 | 2021 | 6 | 557.3472 | 571.003 | 9.9787 | 73.5303 | 0
| Zone | Remainder of System | 10 | Monthly System Peak Day | SCE | 1-in-10 | 2021 | 7 | 557.2731 | 550.2405 | 9.9743 | 73.6352 | 0
| Zone | Remainder of System | 10 | Monthly System Peak Day | SCE | 1-in-10 | 2021 | 8 | 555.9315 | 559.8691 | 10.1259 | 73.808 | 0
| Zone | Remainder of System | 10 | Monthly System Peak Day | SCE | 1-in-10 | 2021 | 9 | 526.6771 | 573.5875 | 10.3979 | 73.7278 | 0
| Zone | Remainder of System | 10 | Monthly System Peak Day | SCE | 1-in-10 | 2021 | 10 | 510.4919 | 533.0634 | 10.2105 | 77.7894 | 0
| Zone | Remainder of System | 10 | Monthly System Peak Day | SCE | 1-in-10 | 2021 | 11 | 499.0225 | 520.6572 | 10.3533 | 82.6678 | 0
| Zone | Remainder of System | 10 | Monthly System Peak Day | SCE | 1-in-10 | 2021 | 12 | 489.66 | 512.4622 | 10.521 | 88.4141 | 0
| Zone | Remainder of System | 10 | Monthly System Peak Day | SCE | 1-in-10 | 2021 | 13 | 397.1117 | 407.017 | 10.6565 | 92.9031 | 0
| Zone | Remainder of System | 10 | Monthly System Peak Day | SCE | 1-in-10 | 2021 | 14 | 342.9004 | 349.3502 | 10.5548 | 95.1859 | 0
| Zone | Remainder of System | 10 | Monthly System Peak Day | SCE | 1-in-10 | 2021 | 15 | 302.2614 | 309.1169 | 10.2755 | 96.7359 | 0
| Zone | Remainder of System | 10 | Monthly System Peak Day | SCE | 1-in-10 | 2021 | 16 | 272.032 | 273.3833 | 9.9855 | 97.5891 | 0
| Zone | Remainder of System | 10 | Monthly System Peak Day | SCE | 1-in-10 | 2021 | 17 | 265.8036 | 270.8871 | 9.9985 | 97.4922 | 0
| Zone | Remainder of System | 10 | Monthly System Peak Day | SCE | 1-in-10 | 2021 | 18 | 247.0824 | 253.0713 | 9.9985 | 96.7734 | 0
| Zone | Remainder of System | 10 | Monthly System Peak Day | SCE | 1-in-10 | 2021 | 19 | 264.1628 | 269.8609 | 10.6894 | 94.4938 | 0
| Zone | Remainder of System | 10 | Monthly System Peak Day | SCE | 1-in-10 | 2021 | 20 | 259.811 | 263.8492 | 10.4476 | 90.1375 | 0
| Zone | Remainder of System | 10 | Monthly System Peak Day | SCE | 1-in-10 | 2021 | 21 | 250.0478 | 258.2839 | 10.1914 | 86.2781 | 0
| Zone | Remainder of System | 10 | Monthly System Peak Day | SCE | 1-in-10 | 2021 | 22 | 421.8238 | 439.3842 | 9.9507 | 84.1844 | 0
| Zone | Remainder of System | 10 | Monthly System Peak Day | SCE | 1-in-10 | 2021 | 23 | 391.769 | 415.6187 | 10.0332 | 82.1378 | 0
| Zone | Remainder of System | 10 | Monthly System Peak Day | SCE | 1-in-10 | 2021 | 24 | 317.7358 | 355.3971 | 10.1339 | 80.1997 | 0
| Zone | Remainder of System | 11 | Average Weekday | SCE | 1-in-10 | 2021 | 1 | 259.8744 | 266.3387 | 10.1203 | 56.059 | 0
| Zone | Remainder of System | 11 | Average Weekday | SCE | 1-in-10 | 2021 | 2 | 259.0464 | 264.8848 | 10.1301 | 55.0971 | 0
| Zone | Remainder of System | 11 | Average Weekday | SCE | 1-in-10 | 2021 | 3 | 396.7296 | 407.232 | 10.108 | 54.1595 | 0
| Zone | Remainder of System | 11 | Average Weekday | SCE | 1-in-10 | 2021 | 4 | 569.4473 | 586.8278 | 10.116 | 53.2044 | 0
| Zone | Remainder of System | 11 | Average Weekday | SCE | 1-in-10 | 2021 | 5 | 544.779 | 569.9127 | 10.0934 | 52.3654 | 0
| Zone | Remainder of System | 11 | Average Weekday | SCE | 1-in-10 | 2021 | 6 | 523.1304 | 548.2541 | 10.0965 | 51.8116 | 0
| Zone | Remainder of System | 11 | Average Weekday | SCE | 1-in-10 | 2021 | 7 | 529.7841 | 527.0917 | 10.2602 | 51.3221 | 0
| Zone | Remainder of System | 11 | Average Weekday | SCE | 1-in-10 | 2021 | 8 | 518.4333 | 520.2261 | 10.5369 | 51.0234 | 0
| Zone | Remainder of System | 11 | Average Weekday | SCE | 1-in-10 | 2021 | 9 | 500.8049 | 525.837 | 10.2948 | 52.5111 | 0
| Zone | Remainder of System | 11 | Average Weekday | SCE | 1-in-10 | 2021 | 10 | 480.6674 | 493.0372 | 10.5348 | 56.466 | 0
| Zone | Remainder of System | 11 | Average Weekday | SCE | 1-in-10 | 2021 | 11 | 459.1544 | 467.2706 | 10.72 | 61.1659 | 0
| Zone | Remainder of System | 11 | Average Weekday | SCE | 1-in-10 | 2021 | 12 | 453.5522 | 459.9198 | 10.8258 | 65.0488 | 0
| Zone | Remainder of System | 11 | Average Weekday | SCE | 1-in-10 | 2021 | 13 | 371.2738 | 382.3156 | 10.6514 | 67.8408 | 0
| Zone | Remainder of System | 11 | Average Weekday | SCE | 1-in-10 | 2021 | 14 | 334.071 | 341.7629 | 10.4086 | 69.5124 | 0
| Zone | Remainder of System | 11 | Average Weekday | SCE | 1-in-10 | 2021 | 15 | 285.9527 | 295.3785 | 10.1055 | 70.4672 | 0
| Zone | Remainder of System | 11 | Average Weekday | SCE | 1-in-10 | 2021 | 16 | 258.5213 | 261.0837 | 10.1452 | 70.7027 | 0
| Zone | Remainder of System | 11 | Average Weekday | SCE | 1-in-10 | 2021 | 17 | 260.1075 | 265.494 | 10.1094 | 69.9819 | 0
| Zone | Remainder of System | 11 | Average Weekday | SCE | 1-in-10 | 2021 | 18 | 242.0397 | 248.173 | 10.2518 | 67.953 | 0
| Zone | Remainder of System | 11 | Average Weekday | SCE | 1-in-10 | 2021 | 19 | 260.8025 | 265.0827 | 10.4981 | 65.3114 | 0
| Zone | Remainder of System | 11 | Average Weekday | SCE | 1-in-10 | 2021 | 20 | 250.4928 | 311.089 | 12.188 | 63.0346 | 0
| Zone | Remainder of System | 11 | Average Weekday | SCE | 1-in-10 | 2021 | 21 | 239.3796 | 245.6485 | 9.9691 | 61.213 | 0
| Zone | Remainder of System | 11 | Average Weekday | SCE | 1-in-10 | 2021 | 22 | 404.011 | 419.4665 | 10.0803 | 59.5838 | 0
| Zone | Remainder of System | 11 | Average Weekday | SCE | 1-in-10 | 2021 | 23 | 375.1989 | 389.4614 | 10.2279 | 58.2328 | 0
| Zone | Remainder of System | 11 | Average Weekday | SCE | 1-in-10 | 2021 | 24 | 300.2812 | 313.0161 | 10.1736 | 57.0822 | 0
| Zone | Remainder of System | 11 | Monthly System Peak Day | SCE | 1-in-10 | 2021 | 1 | 259.8744 | 271.1531 | 10.0519 | 69.4034 | 0
| Zone | Remainder of System | 11 | Monthly System Peak Day | SCE | 1-in-10 | 2021 | 2 | 259.0464 | 268.7806 | 10.0643 | 68.1516 | 0
| Zone | Remainder of System | 11 | Monthly System Peak Day | SCE | 1-in-10 | 2021 | 3 | 396.7296 | 410.0291 | 10.0528 | 67.393 | 0
| Zone | Remainder of System | 11 | Monthly System Peak Day | SCE | 1-in-10 | 2021 | 4 | 569.4473 | 589.7154 | 10.0593 | 66.0125 | 0
| Zone | Remainder of System | 11 | Monthly System Peak Day | SCE | 1-in-10 | 2021 | 5 | 544.779 | 572.6666 | 10.0512 | 65.1814 | 0
| Zone | Remainder of System | 11 | Monthly System Peak Day | SCE | 1-in-10 | 2021 | 6 | 523.1304 | 548.5807 | 10.0547 | 64.2144 | 0
| Zone | Remainder of System | 11 | Monthly System Peak Day | SCE | 1-in-10 | 2021 | 7 | 529.7841 | 517.1118 | 10.1879 | 63.6647 | 0
| Zone | Remainder of System | 11 | Monthly System Peak Day | SCE | 1-in-10 | 2021 | 8 | 518.4333 | 529.841 | 10.5348 | 63.8962 | 0
| Zone | Remainder of System | 11 | Monthly System Peak Day | SCE | 1-in-10 | 2021 | 9 | 500.8049 | 534.0698 | 10.2247 | 65.4002 | 0
| Zone | Remainder of System | 11 | Monthly System Peak Day | SCE | 1-in-10 | 2021 | 10 | 480.6674 | 501.2857 | 10.5249 | 69.6937 | 0
| Zone | Remainder of System | 11 | Monthly System Peak Day | SCE | 1-in-10 | 2021 | 11 | 459.1544 | 479.3766 | 10.7883 | 76.562 | 0
| Zone | Remainder of System | 11 | Monthly System Peak Day | SCE | 1-in-10 | 2021 | 12 | 453.5522 | 475.8607 | 10.949 | 82.3128 | 0
| Zone | Remainder of System | 11 | Monthly System Peak Day | SCE | 1-in-10 | 2021 | 13 | 371.2738 | 382.7548 | 10.6878 | 85.9891 | 0
| Zone | Remainder of System | 11 | Monthly System Peak Day | SCE | 1-in-10 | 2021 | 14 | 334.071 | 339.9932 | 10.3562 | 87.9797 | 0
| Zone | Remainder of System | 11 | Monthly System Peak Day | SCE | 1-in-10 | 2021 | 15 | 285.9527 | 295.6415 | 10.0307 | 88.7703 | 0
| Zone | Remainder of System | 11 | Monthly System Peak Day | SCE | 1-in-10 | 2021 | 16 | 258.5213 | 259.9331 | 10.0709 | 89.0578 | 0
| Zone | Remainder of System | 11 | Monthly System Peak Day | SCE | 1-in-10 | 2021 | 17 | 260.1075 | 267.6216 | 10.0381 | 88.5875 | 0
| Zone | Remainder of System | 11 | Monthly System Peak Day | SCE | 1-in-10 | 2021 | 18 | 242.0397 | 250.7466 | 10.175 | 86.8453 | 0
| Zone | Remainder of System | 11 | Monthly System Peak Day | SCE | 1-in-10 | 2021 | 19 | 260.8025 | 266.2271 | 10.4974 | 83.7578 | 0
| Zone | Remainder of System | 11 | Monthly System Peak Day | SCE | 1-in-10 | 2021 | 20 | 250.4928 | 358.5453 | 18.2509 | 79.8594 | 0
| Zone | Remainder of System | 11 | Monthly System Peak Day | SCE | 1-in-10 | 2021 | 21 | 239.3796 | 247.9381 | 10.2187 | 76.3664 | 0
| Zone | Remainder of System | 11 | Monthly System Peak Day | SCE | 1-in-10 | 2021 | 22 | 404.011 | 420.8119 | 10.0155 | 73.8492 | 0
| Zone | Remainder of System | 11 | Monthly System Peak Day | SCE | 1-in-10 | 2021 | 23 | 375.1989 | 395.5456 | 10.1541 | 71.6486 | 0
| Zone | Remainder of System | 11 | Monthly System Peak Day | SCE | 1-in-10 | 2021 | 24 | 300.2812 | 321.7996 | 10.0951 | 70.3994 | 0
| Zone | Remainder of System | 12 | Average Weekday | SCE | 1-in-10 | 2021 | 1 | 243.9046 | 250.2163 | 10.0049 | 48.7864 | 0
| Zone | Remainder of System | 12 | Average Weekday | SCE | 1-in-10 | 2021 | 2 | 239.9145 | 245.6914 | 10.0207 | 47.947 | 0
| Zone | Remainder of System | 12 | Average Weekday | SCE | 1-in-10 | 2021 | 3 | 371.6171 | 381.7374 | 10.0242 | 47.1857 | 0
| Zone | Remainder of System | 12 | Average Weekday | SCE | 1-in-10 | 2021 | 4 | 544.207 | 560.7903 | 10.028 | 46.3928 | 0
| Zone | Remainder of System | 12 | Average Weekday | SCE | 1-in-10 | 2021 | 5 | 521.3008 | 547.9117 | 10.0306 | 45.8878 | 0
| Zone | Remainder of System | 12 | Average Weekday | SCE | 1-in-10 | 2021 | 6 | 489.6508 | 518.6468 | 10.033 | 45.4234 | 0
| Zone | Remainder of System | 12 | Average Weekday | SCE | 1-in-10 | 2021 | 7 | 484.3142 | 482.3651 | 10.0062 | 45.0246 | 0
| Zone | Remainder of System | 12 | Average Weekday | SCE | 1-in-10 | 2021 | 8 | 481.8032 | 487.2525 | 9.987 | 44.9313 | 0
| Zone | Remainder of System | 12 | Average Weekday | SCE | 1-in-10 | 2021 | 9 | 463.0379 | 489.8106 | 9.9708 | 45.6373 | 0
| Zone | Remainder of System | 12 | Average Weekday | SCE | 1-in-10 | 2021 | 10 | 436.732 | 451.9303 | 9.9838 | 48.6216 | 0
| Zone | Remainder of System | 12 | Average Weekday | SCE | 1-in-10 | 2021 | 11 | 417.0794 | 427.0978 | 9.9738 | 52.4485 | 0
| Zone | Remainder of System | 12 | Average Weekday | SCE | 1-in-10 | 2021 | 12 | 409.8935 | 416.736 | 9.967 | 55.8659 | 0
| Zone | Remainder of System | 12 | Average Weekday | SCE | 1-in-10 | 2021 | 13 | 337.2351 | 347.8506 | 9.9716 | 58.3704 | 0
| Zone | Remainder of System | 12 | Average Weekday | SCE | 1-in-10 | 2021 | 14 | 301.2101 | 308.8539 | 9.9764 | 60.0313 | 0
| Zone | Remainder of System | 12 | Average Weekday | SCE | 1-in-10 | 2021 | 15 | 268.5191 | 277.0743 | 9.9835 | 60.9602 | 0
| Zone | Remainder of System | 12 | Average Weekday | SCE | 1-in-10 | 2021 | 16 | 237.4474 | 239.7657 | 10.0028 | 61.3074 | 0
| Zone | Remainder of System | 12 | Average Weekday | SCE | 1-in-10 | 2021 | 17 | 239.5729 | 245.2726 | 10.0106 | 60.7301 | 0
| Zone | Remainder of System | 12 | Average Weekday | SCE | 1-in-10 | 2021 | 18 | 223.4375 | 229.3593 | 9.9963 | 58.7054 | 0
| Zone | Remainder of System | 12 | Average Weekday | SCE | 1-in-10 | 2021 | 19 | 243.0785 | 247.3159 | 10.4978 | 56.3345 | 0
| Zone | Remainder of System | 12 | Average Weekday | SCE | 1-in-10 | 2021 | 20 | 240.0324 | 301.7677 | 10.474 | 54.597 | 0
| Zone | Remainder of System | 12 | Average Weekday | SCE | 1-in-10 | 2021 | 21 | 229.2584 | 235.6771 | 9.969 | 53.159 | 0
| Zone | Remainder of System | 12 | Average Weekday | SCE | 1-in-10 | 2021 | 22 | 391.0905 | 406.7329 | 9.9454 | 51.881 | 0
| Zone | Remainder of System | 12 | Average Weekday | SCE | 1-in-10 | 2021 | 23 | 363.7993 | 377.4838 | 9.9756 | 50.7727 | 0
| Zone | Remainder of System | 12 | Average Weekday | SCE | 1-in-10 | 2021 | 24 | 289.5388 | 301.9438 | 9.9877 | 49.8739 | 0
| Zone | Remainder of System | 12 | Monthly System Peak Day | SCE | 1-in-10 | 2021 | 1 | 243.9046 | 250.2163 | 10.0049 | 42.5695 | 0
| Zone | Remainder of System | 12 | Monthly System Peak Day | SCE | 1-in-10 | 2021 | 2 | 239.9145 | 245.6914 | 10.0207 | 41.708 | 0
| Zone | Remainder of System | 12 | Monthly System Peak Day | SCE | 1-in-10 | 2021 | 3 | 371.6171 | 381.7374 | 10.0242 | 40.6634 | 0
| Zone | Remainder of System | 12 | Monthly System Peak Day | SCE | 1-in-10 | 2021 | 4 | 544.207 | 560.7903 | 10.028 | 39.7536 | 0
| Zone | Remainder of System | 12 | Monthly System Peak Day | SCE | 1-in-10 | 2021 | 5 | 521.3008 | 547.9117 | 10.0306 | 38.8297 | 0
| Zone | Remainder of System | 12 | Monthly System Peak Day | SCE | 1-in-10 | 2021 | 6 | 489.6508 | 518.6468 | 10.033 | 37.7472 | 0
| Zone | Remainder of System | 12 | Monthly System Peak Day | SCE | 1-in-10 | 2021 | 7 | 484.3142 | 482.3651 | 10.0062 | 36.5995 | 0
| Zone | Remainder of System | 12 | Monthly System Peak Day | SCE | 1-in-10 | 2021 | 8 | 481.8032 | 487.2525 | 9.987 | 36.6103 | 0
| Zone | Remainder of System | 12 | Monthly System Peak Day | SCE | 1-in-10 | 2021 | 9 | 463.0379 | 489.8106 | 9.9708 | 37.7047 | 0
| Zone | Remainder of System | 12 | Monthly System Peak Day | SCE | 1-in-10 | 2021 | 10 | 436.732 | 451.9303 | 9.9838 | 41.4383 | 0
| Zone | Remainder of System | 12 | Monthly System Peak Day | SCE | 1-in-10 | 2021 | 11 | 417.0794 | 427.0978 | 9.9738 | 45.7698 | 0
| Zone | Remainder of System | 12 | Monthly System Peak Day | SCE | 1-in-10 | 2021 | 12 | 409.8935 | 416.736 | 9.967 | 48.8809 | 0
| Zone | Remainder of System | 12 | Monthly System Peak Day | SCE | 1-in-10 | 2021 | 13 | 337.2351 | 347.8506 | 9.9716 | 50.4759 | 0
| Zone | Remainder of System | 12 | Monthly System Peak Day | SCE | 1-in-10 | 2021 | 14 | 301.2101 | 308.8539 | 9.9764 | 51.6747 | 0
| Zone | Remainder of System | 12 | Monthly System Peak Day | SCE | 1-in-10 | 2021 | 15 | 268.5191 | 277.0743 | 9.9835 | 52.7272 | 0
| Zone | Remainder of System | 12 | Monthly System Peak Day | SCE | 1-in-10 | 2021 | 16 | 237.4474 | 239.7657 | 10.0028 | 53.1839 | 0
| Zone | Remainder of System | 12 | Monthly System Peak Day | SCE | 1-in-10 | 2021 | 17 | 239.5729 | 245.2726 | 10.0106 | 52.9211 | 0
| Zone | Remainder of System | 12 | Monthly System Peak Day | SCE | 1-in-10 | 2021 | 18 | 223.4375 | 229.3593 | 9.9963 | 51.1658 | 0
| Zone | Remainder of System | 12 | Monthly System Peak Day | SCE | 1-in-10 | 2021 | 19 | 243.0785 | 247.3159 | 10.4978 | 49.0081 | 0
| Zone | Remainder of System | 12 | Monthly System Peak Day | SCE | 1-in-10 | 2021 | 20 | 240.0324 | 301.7677 | 10.474 | 47.4864 | 0
| Zone | Remainder of System | 12 | Monthly System Peak Day | SCE | 1-in-10 | 2021 | 21 | 229.2584 | 235.6771 | 9.969 | 46.0752 | 0
| Zone | Remainder of System | 12 | Monthly System Peak Day | SCE | 1-in-10 | 2021 | 22 | 391.0905 | 406.7329 | 9.9454 | 44.3067 | 0
| Zone | Remainder of System | 12 | Monthly System Peak Day | SCE | 1-in-10 | 2021 | 23 | 363.7993 | 377.4838 | 9.9756 | 43.3595 | 0
| Zone | Remainder of System | 12 | Monthly System Peak Day | SCE | 1-in-10 | 2021 | 24 | 289.5388 | 301.9438 | 9.9877 | 42.7814 | 0
| Zone | Remainder of System | 1 | Average Weekday | SCE | 1-in-10 | 2022 | 1 | 258.9171 | 265.1525 | 8.5104 | 48.5418 | 0
| Zone | Remainder of System | 1 | Average Weekday | SCE | 1-in-10 | 2022 | 2 | 254.8678 | 261.8648 | 8.5349 | 47.7538 | 0
| Zone | Remainder of System | 1 | Average Weekday | SCE | 1-in-10 | 2022 | 3 | 393.8292 | 405.4141 | 8.5402 | 47.1481 | 0
| Zone | Remainder of System | 1 | Average Weekday | SCE | 1-in-10 | 2022 | 4 | 564.4678 | 582.1497 | 8.5465 | 46.4563 | 0
| Zone | Remainder of System | 1 | Average Weekday | SCE | 1-in-10 | 2022 | 5 | 540.606 | 568.4525 | 8.5499 | 45.7587 | 0
| Zone | Remainder of System | 1 | Average Weekday | SCE | 1-in-10 | 2022 | 6 | 523.7117 | 552.7014 | 8.5548 | 45.1036 | 0
| Zone | Remainder of System | 1 | Average Weekday | SCE | 1-in-10 | 2022 | 7 | 530.054 | 527.9852 | 8.5176 | 44.5655 | 0
| Zone | Remainder of System | 1 | Average Weekday | SCE | 1-in-10 | 2022 | 8 | 524.813 | 530.5946 | 8.4733 | 44.3307 | 0
| Zone | Remainder of System | 1 | Average Weekday | SCE | 1-in-10 | 2022 | 9 | 493.3649 | 517.9099 | 8.4294 | 44.8068 | 0
| Zone | Remainder of System | 1 | Average Weekday | SCE | 1-in-10 | 2022 | 10 | 476.4738 | 489.632 | 8.4544 | 47.5928 | 0
| Zone | Remainder of System | 1 | Average Weekday | SCE | 1-in-10 | 2022 | 11 | 450.3796 | 458.7524 | 8.4165 | 51.3252 | 0
| Zone | Remainder of System | 1 | Average Weekday | SCE | 1-in-10 | 2022 | 12 | 446.4729 | 452.1691 | 8.3818 | 54.7156 | 0
| Zone | Remainder of System | 1 | Average Weekday | SCE | 1-in-10 | 2022 | 13 | 377.0636 | 387.6962 | 8.3741 | 57.1933 | 0
| Zone | Remainder of System | 1 | Average Weekday | SCE | 1-in-10 | 2022 | 14 | 338.9849 | 346.6745 | 8.4034 | 58.7299 | 0
| Zone | Remainder of System | 1 | Average Weekday | SCE | 1-in-10 | 2022 | 15 | 296.1837 | 303.9616 | 8.452 | 59.7358 | 0
| Zone | Remainder of System | 1 | Average Weekday | SCE | 1-in-10 | 2022 | 16 | 263.5432 | 265.8827 | 8.5051 | 60.1875 | 0
| Zone | Remainder of System | 1 | Average Weekday | SCE | 1-in-10 | 2022 | 17 | 265.1658 | 271.2818 | 8.3959 | 59.7999 | 0
| Zone | Remainder of System | 1 | Average Weekday | SCE | 1-in-10 | 2022 | 18 | 246.3113 | 252.216 | 8.3756 | 58.3041 | 0
| Zone | Remainder of System | 1 | Average Weekday | SCE | 1-in-10 | 2022 | 19 | 261.0429 | 265.347 | 8.6687 | 55.9215 | 0
| Zone | Remainder of System | 1 | Average Weekday | SCE | 1-in-10 | 2022 | 20 | 253.8374 | 315.5764 | 8.6785 | 54.1041 | 0
| Zone | Remainder of System | 1 | Average Weekday | SCE | 1-in-10 | 2022 | 21 | 237.807 | 244.163 | 8.2991 | 52.7602 | 0
| Zone | Remainder of System | 1 | Average Weekday | SCE | 1-in-10 | 2022 | 22 | 405.6892 | 421.4953 | 8.453 | 51.5587 | 0
| Zone | Remainder of System | 1 | Average Weekday | SCE | 1-in-10 | 2022 | 23 | 387.8579 | 402.2276 | 8.4794 | 50.4809 | 0
| Zone | Remainder of System | 1 | Average Weekday | SCE | 1-in-10 | 2022 | 24 | 317.105 | 329.5013 | 8.4837 | 49.576 | 0
| Zone | Remainder of System | 1 | Monthly System Peak Day | SCE | 1-in-10 | 2022 | 1 | 258.9171 | 265.1525 | 8.5104 | 44.4388 | 0
| Zone | Remainder of System | 1 | Monthly System Peak Day | SCE | 1-in-10 | 2022 | 2 | 254.8678 | 261.8648 | 8.5349 | 43.8073 | 0
| Zone | Remainder of System | 1 | Monthly System Peak Day | SCE | 1-in-10 | 2022 | 3 | 393.8292 | 405.4141 | 8.5402 | 43.0442 | 0
| Zone | Remainder of System | 1 | Monthly System Peak Day | SCE | 1-in-10 | 2022 | 4 | 564.4678 | 582.1497 | 8.5465 | 42.3247 | 0
| Zone | Remainder of System | 1 | Monthly System Peak Day | SCE | 1-in-10 | 2022 | 5 | 540.606 | 568.4525 | 8.5499 | 42.0786 | 0
| Zone | Remainder of System | 1 | Monthly System Peak Day | SCE | 1-in-10 | 2022 | 6 | 523.7117 | 552.7014 | 8.5548 | 41.1127 | 0
| Zone | Remainder of System | 1 | Monthly System Peak Day | SCE | 1-in-10 | 2022 | 7 | 530.054 | 527.9852 | 8.5176 | 40.5433 | 0
| Zone | Remainder of System | 1 | Monthly System Peak Day | SCE | 1-in-10 | 2022 | 8 | 524.813 | 530.5946 | 8.4733 | 40.1802 | 0
| Zone | Remainder of System | 1 | Monthly System Peak Day | SCE | 1-in-10 | 2022 | 9 | 493.3649 | 517.9099 | 8.4294 | 40.587 | 0
| Zone | Remainder of System | 1 | Monthly System Peak Day | SCE | 1-in-10 | 2022 | 10 | 476.4738 | 489.632 | 8.4544 | 43.0014 | 0
| Zone | Remainder of System | 1 | Monthly System Peak Day | SCE | 1-in-10 | 2022 | 11 | 450.3796 | 458.7524 | 8.4165 | 45.635 | 0
| Zone | Remainder of System | 1 | Monthly System Peak Day | SCE | 1-in-10 | 2022 | 12 | 446.4729 | 452.1691 | 8.3818 | 47.7783 | 0
| Zone | Remainder of System | 1 | Monthly System Peak Day | SCE | 1-in-10 | 2022 | 13 | 377.0636 | 387.6962 | 8.3741 | 47.6958 | 0
| Zone | Remainder of System | 1 | Monthly System Peak Day | SCE | 1-in-10 | 2022 | 14 | 338.9849 | 346.6745 | 8.4034 | 48.1105 | 0
| Zone | Remainder of System | 1 | Monthly System Peak Day | SCE | 1-in-10 | 2022 | 15 | 296.1837 | 303.9616 | 8.452 | 48.9491 | 0
| Zone | Remainder of System | 1 | Monthly System Peak Day | SCE | 1-in-10 | 2022 | 16 | 263.5432 | 265.8827 | 8.5051 | 50.1039 | 0
| Zone | Remainder of System | 1 | Monthly System Peak Day | SCE | 1-in-10 | 2022 | 17 | 265.1658 | 271.2818 | 8.3959 | 49.5105 | 0
| Zone | Remainder of System | 1 | Monthly System Peak Day | SCE | 1-in-10 | 2022 | 18 | 246.3113 | 252.216 | 8.3756 | 48.4556 | 0
| Zone | Remainder of System | 1 | Monthly System Peak Day | SCE | 1-in-10 | 2022 | 19 | 261.0429 | 265.347 | 8.6687 | 46.6627 | 0
| Zone | Remainder of System | 1 | Monthly System Peak Day | SCE | 1-in-10 | 2022 | 20 | 253.8374 | 315.5764 | 8.6785 | 45.7192 | 0
| Zone | Remainder of System | 1 | Monthly System Peak Day | SCE | 1-in-10 | 2022 | 21 | 237.807 | 244.163 | 8.2991 | 44.9309 | 0
| Zone | Remainder of System | 1 | Monthly System Peak Day | SCE | 1-in-10 | 2022 | 22 | 405.6892 | 421.4953 | 8.453 | 44.2384 | 0
| Zone | Remainder of System | 1 | Monthly System Peak Day | SCE | 1-in-10 | 2022 | 23 | 387.8579 | 402.2276 | 8.4794 | 43.5948 | 0
| Zone | Remainder of System | 1 | Monthly System Peak Day | SCE | 1-in-10 | 2022 | 24 | 317.105 | 329.5013 | 8.4837 | 43.1517 | 0
| Zone | Remainder of System | 2 | Average Weekday | SCE | 1-in-10 | 2022 | 1 | 258.1976 | 265.1365 | 8.5657 | 54.0382 | 0
| Zone | Remainder of System | 2 | Average Weekday | SCE | 1-in-10 | 2022 | 2 | 252.0582 | 258.8381 | 8.5957 | 53.0249 | 0
| Zone | Remainder of System | 2 | Average Weekday | SCE | 1-in-10 | 2022 | 3 | 386.4758 | 399.0427 | 8.6021 | 52.103 | 0
| Zone | Remainder of System | 2 | Average Weekday | SCE | 1-in-10 | 2022 | 4 | 554.2401 | 573.5273 | 8.6095 | 51.1364 | 0
| Zone | Remainder of System | 2 | Average Weekday | SCE | 1-in-10 | 2022 | 5 | 537.6944 | 568.3921 | 8.6128 | 50.31 | 0
| Zone | Remainder of System | 2 | Average Weekday | SCE | 1-in-10 | 2022 | 6 | 524.6583 | 555.8123 | 8.6172 | 49.696 | 0
| Zone | Remainder of System | 2 | Average Weekday | SCE | 1-in-10 | 2022 | 7 | 517.5403 | 515.7567 | 8.5716 | 49.1834 | 0
| Zone | Remainder of System | 2 | Average Weekday | SCE | 1-in-10 | 2022 | 8 | 510.4193 | 516.6412 | 8.5184 | 48.888 | 0
| Zone | Remainder of System | 2 | Average Weekday | SCE | 1-in-10 | 2022 | 9 | 492.2599 | 516.8481 | 8.4645 | 50.259 | 0
| Zone | Remainder of System | 2 | Average Weekday | SCE | 1-in-10 | 2022 | 10 | 471.1686 | 483.6962 | 8.4974 | 54.1964 | 0
| Zone | Remainder of System | 2 | Average Weekday | SCE | 1-in-10 | 2022 | 11 | 449.5615 | 458.168 | 8.4485 | 58.8515 | 0
| Zone | Remainder of System | 2 | Average Weekday | SCE | 1-in-10 | 2022 | 12 | 444.1133 | 451.7389 | 8.4023 | 62.7996 | 0
| Zone | Remainder of System | 2 | Average Weekday | SCE | 1-in-10 | 2022 | 13 | 371.0231 | 382.4995 | 8.3909 | 65.5213 | 0
| Zone | Remainder of System | 2 | Average Weekday | SCE | 1-in-10 | 2022 | 14 | 329.4401 | 337.7545 | 8.4301 | 67.2527 | 0
| Zone | Remainder of System | 2 | Average Weekday | SCE | 1-in-10 | 2022 | 15 | 283.9864 | 292.9397 | 8.4933 | 68.2047 | 0
| Zone | Remainder of System | 2 | Average Weekday | SCE | 1-in-10 | 2022 | 16 | 253.098 | 256.1981 | 8.5597 | 68.6737 | 0
| Zone | Remainder of System | 2 | Average Weekday | SCE | 1-in-10 | 2022 | 17 | 243.8752 | 248.8201 | 8.4274 | 68.2788 | 0
| Zone | Remainder of System | 2 | Average Weekday | SCE | 1-in-10 | 2022 | 18 | 230.483 | 235.6792 | 8.4009 | 66.7848 | 0
| Zone | Remainder of System | 2 | Average Weekday | SCE | 1-in-10 | 2022 | 19 | 253.4066 | 257.8729 | 8.6687 | 63.8259 | 0
| Zone | Remainder of System | 2 | Average Weekday | SCE | 1-in-10 | 2022 | 20 | 247.093 | 306.8751 | 8.6819 | 61.1681 | 0
| Zone | Remainder of System | 2 | Average Weekday | SCE | 1-in-10 | 2022 | 21 | 226.2209 | 232.411 | 8.2741 | 59.2506 | 0
| Zone | Remainder of System | 2 | Average Weekday | SCE | 1-in-10 | 2022 | 22 | 390.6562 | 406.2664 | 8.4929 | 57.5462 | 0
| Zone | Remainder of System | 2 | Average Weekday | SCE | 1-in-10 | 2022 | 23 | 370.9265 | 385.9168 | 8.5272 | 56.0923 | 0
| Zone | Remainder of System | 2 | Average Weekday | SCE | 1-in-10 | 2022 | 24 | 309.1779 | 322.8321 | 8.5325 | 54.8445 | 0
| Zone | Remainder of System | 2 | Monthly System Peak Day | SCE | 1-in-10 | 2022 | 1 | 258.1976 | 265.1365 | 8.5657 | 64.3403 | 0
| Zone | Remainder of System | 2 | Monthly System Peak Day | SCE | 1-in-10 | 2022 | 2 | 252.0582 | 258.8381 | 8.5957 | 62.5731 | 0
| Zone | Remainder of System | 2 | Monthly System Peak Day | SCE | 1-in-10 | 2022 | 3 | 386.4758 | 399.0427 | 8.6021 | 61.5461 | 0
| Zone | Remainder of System | 2 | Monthly System Peak Day | SCE | 1-in-10 | 2022 | 4 | 554.2401 | 573.5273 | 8.6095 | 60.398 | 0
| Zone | Remainder of System | 2 | Monthly System Peak Day | SCE | 1-in-10 | 2022 | 5 | 537.6944 | 568.3921 | 8.6128 | 59.4783 | 0
| Zone | Remainder of System | 2 | Monthly System Peak Day | SCE | 1-in-10 | 2022 | 6 | 524.6583 | 555.8123 | 8.6172 | 58.1067 | 0
| Zone | Remainder of System | 2 | Monthly System Peak Day | SCE | 1-in-10 | 2022 | 7 | 517.5403 | 515.7567 | 8.5716 | 57.6506 | 0
| Zone | Remainder of System | 2 | Monthly System Peak Day | SCE | 1-in-10 | 2022 | 8 | 510.4193 | 516.6412 | 8.5184 | 57.142 | 0
| Zone | Remainder of System | 2 | Monthly System Peak Day | SCE | 1-in-10 | 2022 | 9 | 492.2599 | 516.8481 | 8.4645 | 59.1553 | 0
| Zone | Remainder of System | 2 | Monthly System Peak Day | SCE | 1-in-10 | 2022 | 10 | 471.1686 | 483.6962 | 8.4974 | 64.6281 | 0
| Zone | Remainder of System | 2 | Monthly System Peak Day | SCE | 1-in-10 | 2022 | 11 | 449.5615 | 458.168 | 8.4485 | 70.3806 | 0
| Zone | Remainder of System | 2 | Monthly System Peak Day | SCE | 1-in-10 | 2022 | 12 | 444.1133 | 451.7389 | 8.4023 | 75.0772 | 0
| Zone | Remainder of System | 2 | Monthly System Peak Day | SCE | 1-in-10 | 2022 | 13 | 371.0231 | 382.4995 | 8.3909 | 78.5178 | 0
| Zone | Remainder of System | 2 | Monthly System Peak Day | SCE | 1-in-10 | 2022 | 14 | 329.4401 | 337.7545 | 8.4301 | 80.4984 | 0
| Zone | Remainder of System | 2 | Monthly System Peak Day | SCE | 1-in-10 | 2022 | 15 | 283.9864 | 292.9397 | 8.4933 | 81.6891 | 0
| Zone | Remainder of System | 2 | Monthly System Peak Day | SCE | 1-in-10 | 2022 | 16 | 253.098 | 256.1981 | 8.5597 | 82.4677 | 0
| Zone | Remainder of System | 2 | Monthly System Peak Day | SCE | 1-in-10 | 2022 | 17 | 243.8752 | 248.8201 | 8.4274 | 82.0663 | 0
| Zone | Remainder of System | 2 | Monthly System Peak Day | SCE | 1-in-10 | 2022 | 18 | 230.483 | 235.6792 | 8.4009 | 79.9572 | 0
| Zone | Remainder of System | 2 | Monthly System Peak Day | SCE | 1-in-10 | 2022 | 19 | 253.4066 | 257.8729 | 8.6687 | 75.7559 | 0
| Zone | Remainder of System | 2 | Monthly System Peak Day | SCE | 1-in-10 | 2022 | 20 | 247.093 | 306.8751 | 8.6819 | 71.8606 | 0
| Zone | Remainder of System | 2 | Monthly System Peak Day | SCE | 1-in-10 | 2022 | 21 | 226.2209 | 232.411 | 8.2741 | 68.5952 | 0
| Zone | Remainder of System | 2 | Monthly System Peak Day | SCE | 1-in-10 | 2022 | 22 | 390.6562 | 406.2664 | 8.4929 | 66.3128 | 0
| Zone | Remainder of System | 2 | Monthly System Peak Day | SCE | 1-in-10 | 2022 | 23 | 370.9265 | 385.9168 | 8.5272 | 64.6469 | 0
| Zone | Remainder of System | 2 | Monthly System Peak Day | SCE | 1-in-10 | 2022 | 24 | 309.1779 | 322.8321 | 8.5325 | 63.0592 | 0
| Zone | Remainder of System | 3 | Average Weekday | SCE | 1-in-10 | 2022 | 1 | 265.1262 | 276.9703 | 8.6506 | 57.5537 | 0
| Zone | Remainder of System | 3 | Average Weekday | SCE | 1-in-10 | 2022 | 2 | 259.7957 | 267.2621 | 8.6023 | 56.4206 | 0
| Zone | Remainder of System | 3 | Average Weekday | SCE | 1-in-10 | 2022 | 3 | 414.7237 | 425.5059 | 8.5951 | 55.3452 | 0
| Zone | Remainder of System | 3 | Average Weekday | SCE | 1-in-10 | 2022 | 4 | 586.6683 | 603.2675 | 8.578 | 54.4215 | 0
| Zone | Remainder of System | 3 | Average Weekday | SCE | 1-in-10 | 2022 | 5 | 557.2142 | 575.4713 | 8.572 | 53.6273 | 0
| Zone | Remainder of System | 3 | Average Weekday | SCE | 1-in-10 | 2022 | 6 | 543.6115 | 562.2504 | 8.541 | 52.9063 | 0
| Zone | Remainder of System | 3 | Average Weekday | SCE | 1-in-10 | 2022 | 7 | 547.618 | 548.3705 | 8.527 | 52.44 | 0
| Zone | Remainder of System | 3 | Average Weekday | SCE | 1-in-10 | 2022 | 8 | 530.1724 | 537.689 | 8.6802 | 52.295 | 0
| Zone | Remainder of System | 3 | Average Weekday | SCE | 1-in-10 | 2022 | 9 | 513.9118 | 553.0651 | 8.8694 | 53.6088 | 0
| Zone | Remainder of System | 3 | Average Weekday | SCE | 1-in-10 | 2022 | 10 | 495.4221 | 517.7515 | 8.7386 | 57.1162 | 0
| Zone | Remainder of System | 3 | Average Weekday | SCE | 1-in-10 | 2022 | 11 | 466.6049 | 482.2816 | 8.8189 | 61.4632 | 0
| Zone | Remainder of System | 3 | Average Weekday | SCE | 1-in-10 | 2022 | 12 | 466.2396 | 478.3377 | 8.9094 | 65.4775 | 0
| Zone | Remainder of System | 3 | Average Weekday | SCE | 1-in-10 | 2022 | 13 | 376.4049 | 387.2539 | 8.9842 | 68.7024 | 0
| Zone | Remainder of System | 3 | Average Weekday | SCE | 1-in-10 | 2022 | 14 | 349.467 | 356.8661 | 8.9324 | 70.914 | 0
| Zone | Remainder of System | 3 | Average Weekday | SCE | 1-in-10 | 2022 | 15 | 305.3898 | 312.3961 | 8.7648 | 72.242 | 0
| Zone | Remainder of System | 3 | Average Weekday | SCE | 1-in-10 | 2022 | 16 | 272.1337 | 275.0182 | 8.5493 | 72.9142 | 0
| Zone | Remainder of System | 3 | Average Weekday | SCE | 1-in-10 | 2022 | 17 | 271.1545 | 277.078 | 8.4236 | 72.9266 | 0
| Zone | Remainder of System | 3 | Average Weekday | SCE | 1-in-10 | 2022 | 18 | 244.4472 | 250.9477 | 8.4381 | 71.945 | 0
| Zone | Remainder of System | 3 | Average Weekday | SCE | 1-in-10 | 2022 | 19 | 260.6576 | 267.3068 | 8.7531 | 70.1003 | 0
| Zone | Remainder of System | 3 | Average Weekday | SCE | 1-in-10 | 2022 | 20 | 248.9043 | 252.4357 | 8.6473 | 67.4013 | 0
| Zone | Remainder of System | 3 | Average Weekday | SCE | 1-in-10 | 2022 | 21 | 221.8972 | 227.1941 | 8.3024 | 64.6072 | 0
| Zone | Remainder of System | 3 | Average Weekday | SCE | 1-in-10 | 2022 | 22 | 414.7525 | 433.1214 | 8.5062 | 62.6982 | 0
| Zone | Remainder of System | 3 | Average Weekday | SCE | 1-in-10 | 2022 | 23 | 399.7503 | 421.1953 | 8.6064 | 61.2385 | 0
| Zone | Remainder of System | 3 | Average Weekday | SCE | 1-in-10 | 2022 | 24 | 340.2537 | 365.2779 | 8.6956 | 59.8218 | 0
| Zone | Remainder of System | 3 | Monthly System Peak Day | SCE | 1-in-10 | 2022 | 1 | 265.1262 | 287.7848 | 8.6402 | 65.5264 | 0
| Zone | Remainder of System | 3 | Monthly System Peak Day | SCE | 1-in-10 | 2022 | 2 | 259.7957 | 273.0361 | 8.5584 | 63.8061 | 0
| Zone | Remainder of System | 3 | Monthly System Peak Day | SCE | 1-in-10 | 2022 | 3 | 414.7237 | 431.7589 | 8.5496 | 62.6338 | 0
| Zone | Remainder of System | 3 | Monthly System Peak Day | SCE | 1-in-10 | 2022 | 4 | 586.6683 | 606.6862 | 8.532 | 61.4338 | 0
| Zone | Remainder of System | 3 | Monthly System Peak Day | SCE | 1-in-10 | 2022 | 5 | 557.2142 | 582.9736 | 8.5261 | 60.3541 | 0
| Zone | Remainder of System | 3 | Monthly System Peak Day | SCE | 1-in-10 | 2022 | 6 | 543.6115 | 561.8416 | 8.5015 | 59.3344 | 0
| Zone | Remainder of System | 3 | Monthly System Peak Day | SCE | 1-in-10 | 2022 | 7 | 547.618 | 542.6454 | 8.4896 | 58.333 | 0
| Zone | Remainder of System | 3 | Monthly System Peak Day | SCE | 1-in-10 | 2022 | 8 | 530.1724 | 553.8474 | 8.7065 | 57.6456 | 0
| Zone | Remainder of System | 3 | Monthly System Peak Day | SCE | 1-in-10 | 2022 | 9 | 513.9118 | 564.6927 | 9.1745 | 58.9664 | 0
| Zone | Remainder of System | 3 | Monthly System Peak Day | SCE | 1-in-10 | 2022 | 10 | 495.4221 | 526.246 | 8.8514 | 63.8406 | 0
| Zone | Remainder of System | 3 | Monthly System Peak Day | SCE | 1-in-10 | 2022 | 11 | 466.6049 | 495.7402 | 9.1042 | 69.4223 | 0
| Zone | Remainder of System | 3 | Monthly System Peak Day | SCE | 1-in-10 | 2022 | 12 | 466.2396 | 491.4845 | 9.4134 | 74.8961 | 0
| Zone | Remainder of System | 3 | Monthly System Peak Day | SCE | 1-in-10 | 2022 | 13 | 376.4049 | 387.359 | 9.6741 | 78.9659 | 0
| Zone | Remainder of System | 3 | Monthly System Peak Day | SCE | 1-in-10 | 2022 | 14 | 349.467 | 356.5495 | 9.4916 | 81.4947 | 0
| Zone | Remainder of System | 3 | Monthly System Peak Day | SCE | 1-in-10 | 2022 | 15 | 305.3898 | 313.6914 | 9.003 | 83.6188 | 0
| Zone | Remainder of System | 3 | Monthly System Peak Day | SCE | 1-in-10 | 2022 | 16 | 272.1337 | 273.6921 | 8.5074 | 84.7072 | 0
| Zone | Remainder of System | 3 | Monthly System Peak Day | SCE | 1-in-10 | 2022 | 17 | 271.1545 | 277.3089 | 8.3857 | 84.82 | 0
| Zone | Remainder of System | 3 | Monthly System Peak Day | SCE | 1-in-10 | 2022 | 18 | 244.4472 | 250.8811 | 8.3931 | 83.6134 | 0
| Zone | Remainder of System | 3 | Monthly System Peak Day | SCE | 1-in-10 | 2022 | 19 | 260.6576 | 266.5689 | 9.1494 | 81.9964 | 0
| Zone | Remainder of System | 3 | Monthly System Peak Day | SCE | 1-in-10 | 2022 | 20 | 248.9043 | 253.0233 | 8.6469 | 79.4273 | 0
| Zone | Remainder of System | 3 | Monthly System Peak Day | SCE | 1-in-10 | 2022 | 21 | 221.8972 | 229.5203 | 8.7023 | 75.4836 | 0
| Zone | Remainder of System | 3 | Monthly System Peak Day | SCE | 1-in-10 | 2022 | 22 | 414.7525 | 433.2062 | 8.4689 | 72.1747 | 0
| Zone | Remainder of System | 3 | Monthly System Peak Day | SCE | 1-in-10 | 2022 | 23 | 399.7503 | 424.7625 | 8.5742 | 69.3213 | 0
| Zone | Remainder of System | 3 | Monthly System Peak Day | SCE | 1-in-10 | 2022 | 24 | 340.2537 | 380.3542 | 8.7313 | 67.0591 | 0
| Zone | Remainder of System | 4 | Average Weekday | SCE | 1-in-10 | 2022 | 1 | 263.7011 | 274.7881 | 8.6667 | 58.4495 | 0
| Zone | Remainder of System | 4 | Average Weekday | SCE | 1-in-10 | 2022 | 2 | 261.5468 | 268.6973 | 8.619 | 57.3661 | 0
| Zone | Remainder of System | 4 | Average Weekday | SCE | 1-in-10 | 2022 | 3 | 414.8562 | 426.1958 | 8.6118 | 56.3776 | 0
| Zone | Remainder of System | 4 | Average Weekday | SCE | 1-in-10 | 2022 | 4 | 583.3597 | 599.1406 | 8.595 | 55.4443 | 0
| Zone | Remainder of System | 4 | Average Weekday | SCE | 1-in-10 | 2022 | 5 | 541.5574 | 559.3737 | 8.5888 | 54.7398 | 0
| Zone | Remainder of System | 4 | Average Weekday | SCE | 1-in-10 | 2022 | 6 | 533.7192 | 551.4708 | 8.5575 | 54.2066 | 0
| Zone | Remainder of System | 4 | Average Weekday | SCE | 1-in-10 | 2022 | 7 | 537.1378 | 538.2987 | 8.5425 | 53.7036 | 0
| Zone | Remainder of System | 4 | Average Weekday | SCE | 1-in-10 | 2022 | 8 | 524.8158 | 531.8615 | 8.695 | 53.6121 | 0
| Zone | Remainder of System | 4 | Average Weekday | SCE | 1-in-10 | 2022 | 9 | 495.7477 | 533.8157 | 8.8828 | 55.6221 | 0
| Zone | Remainder of System | 4 | Average Weekday | SCE | 1-in-10 | 2022 | 10 | 479.6118 | 501.1844 | 8.7532 | 59.1742 | 0
| Zone | Remainder of System | 4 | Average Weekday | SCE | 1-in-10 | 2022 | 11 | 455.7859 | 469.2576 | 8.832 | 62.771 | 0
| Zone | Remainder of System | 4 | Average Weekday | SCE | 1-in-10 | 2022 | 12 | 454.8997 | 466.8925 | 8.9206 | 66.0998 | 0
| Zone | Remainder of System | 4 | Average Weekday | SCE | 1-in-10 | 2022 | 13 | 374.5219 | 385.3028 | 8.9943 | 68.7702 | 0
| Zone | Remainder of System | 4 | Average Weekday | SCE | 1-in-10 | 2022 | 14 | 342.9987 | 350.5013 | 8.9436 | 70.6578 | 0
| Zone | Remainder of System | 4 | Average Weekday | SCE | 1-in-10 | 2022 | 15 | 292.9275 | 300.2964 | 8.7777 | 71.9352 | 0
| Zone | Remainder of System | 4 | Average Weekday | SCE | 1-in-10 | 2022 | 16 | 260.7824 | 263.7763 | 8.5646 | 72.6742 | 0
| Zone | Remainder of System | 4 | Average Weekday | SCE | 1-in-10 | 2022 | 17 | 257.6775 | 262.0371 | 8.4557 | 72.7612 | 0
| Zone | Remainder of System | 4 | Average Weekday | SCE | 1-in-10 | 2022 | 18 | 221.7533 | 227.289 | 8.4679 | 71.9582 | 0
| Zone | Remainder of System | 4 | Average Weekday | SCE | 1-in-10 | 2022 | 19 | 228.5289 | 235.3686 | 8.7532 | 70.5355 | 0
| Zone | Remainder of System | 4 | Average Weekday | SCE | 1-in-10 | 2022 | 20 | 223.0204 | 226.3739 | 8.6474 | 68.3812 | 0
| Zone | Remainder of System | 4 | Average Weekday | SCE | 1-in-10 | 2022 | 21 | 225.2494 | 230.3723 | 8.3172 | 65.3369 | 0
| Zone | Remainder of System | 4 | Average Weekday | SCE | 1-in-10 | 2022 | 22 | 404.9448 | 422.9504 | 8.518 | 63.1079 | 0
| Zone | Remainder of System | 4 | Average Weekday | SCE | 1-in-10 | 2022 | 23 | 394.224 | 415.2129 | 8.6224 | 61.521 | 0
| Zone | Remainder of System | 4 | Average Weekday | SCE | 1-in-10 | 2022 | 24 | 334.9773 | 358.9102 | 8.7111 | 60.1435 | 0
| Zone | Remainder of System | 4 | Monthly System Peak Day | SCE | 1-in-10 | 2022 | 1 | 263.7011 | 284.8914 | 8.6576 | 70.5794 | 0
| Zone | Remainder of System | 4 | Monthly System Peak Day | SCE | 1-in-10 | 2022 | 2 | 261.5468 | 275.3314 | 8.5761 | 68.6806 | 0
| Zone | Remainder of System | 4 | Monthly System Peak Day | SCE | 1-in-10 | 2022 | 3 | 414.8562 | 433.6951 | 8.5672 | 67.7655 | 0
| Zone | Remainder of System | 4 | Monthly System Peak Day | SCE | 1-in-10 | 2022 | 4 | 583.3597 | 601.9155 | 8.5496 | 66.4139 | 0
| Zone | Remainder of System | 4 | Monthly System Peak Day | SCE | 1-in-10 | 2022 | 5 | 541.5574 | 566.3823 | 8.5436 | 65.4662 | 0
| Zone | Remainder of System | 4 | Monthly System Peak Day | SCE | 1-in-10 | 2022 | 6 | 533.7192 | 550.783 | 8.5185 | 64.025 | 0
| Zone | Remainder of System | 4 | Monthly System Peak Day | SCE | 1-in-10 | 2022 | 7 | 537.1378 | 532.4301 | 8.5055 | 62.7973 | 0
| Zone | Remainder of System | 4 | Monthly System Peak Day | SCE | 1-in-10 | 2022 | 8 | 524.8158 | 550.8062 | 8.7227 | 62.488 | 0
| Zone | Remainder of System | 4 | Monthly System Peak Day | SCE | 1-in-10 | 2022 | 9 | 495.7477 | 545.2309 | 9.1898 | 65.6312 | 0
| Zone | Remainder of System | 4 | Monthly System Peak Day | SCE | 1-in-10 | 2022 | 10 | 479.6118 | 509.1289 | 8.8678 | 71.08 | 0
| Zone | Remainder of System | 4 | Monthly System Peak Day | SCE | 1-in-10 | 2022 | 11 | 455.7859 | 481.3975 | 9.1195 | 75.9286 | 0
| Zone | Remainder of System | 4 | Monthly System Peak Day | SCE | 1-in-10 | 2022 | 12 | 454.8997 | 479.8649 | 9.4273 | 80.412 | 0
| Zone | Remainder of System | 4 | Monthly System Peak Day | SCE | 1-in-10 | 2022 | 13 | 374.5219 | 385.5768 | 9.6871 | 83.442 | 0
| Zone | Remainder of System | 4 | Monthly System Peak Day | SCE | 1-in-10 | 2022 | 14 | 342.9987 | 350.0624 | 9.5055 | 85.4472 | 0
| Zone | Remainder of System | 4 | Monthly System Peak Day | SCE | 1-in-10 | 2022 | 15 | 292.9275 | 301.7711 | 9.018 | 86.8428 | 0
| Zone | Remainder of System | 4 | Monthly System Peak Day | SCE | 1-in-10 | 2022 | 16 | 260.7824 | 262.4057 | 8.5238 | 87.3141 | 0
| Zone | Remainder of System | 4 | Monthly System Peak Day | SCE | 1-in-10 | 2022 | 17 | 257.6775 | 262.1899 | 8.418 | 87.4866 | 0
| Zone | Remainder of System | 4 | Monthly System Peak Day | SCE | 1-in-10 | 2022 | 18 | 221.7533 | 227.5855 | 8.423 | 86.6141 | 0
| Zone | Remainder of System | 4 | Monthly System Peak Day | SCE | 1-in-10 | 2022 | 19 | 228.5289 | 234.5824 | 9.1516 | 84.4725 | 0
| Zone | Remainder of System | 4 | Monthly System Peak Day | SCE | 1-in-10 | 2022 | 20 | 223.0204 | 227.1333 | 8.647 | 79.8427 | 0
| Zone | Remainder of System | 4 | Monthly System Peak Day | SCE | 1-in-10 | 2022 | 21 | 225.2494 | 232.7898 | 8.7182 | 74.5391 | 0
| Zone | Remainder of System | 4 | Monthly System Peak Day | SCE | 1-in-10 | 2022 | 22 | 404.9448 | 422.908 | 8.4815 | 71.1442 | 0
| Zone | Remainder of System | 4 | Monthly System Peak Day | SCE | 1-in-10 | 2022 | 23 | 394.224 | 418.6363 | 8.5911 | 69.0236 | 0
| Zone | Remainder of System | 4 | Monthly System Peak Day | SCE | 1-in-10 | 2022 | 24 | 334.9773 | 373.4493 | 8.7482 | 67.3797 | 0
| Zone | Remainder of System | 5 | Average Weekday | SCE | 1-in-10 | 2022 | 1 | 276.8954 | 288.0926 | 8.6977 | 62.1727 | 0
| Zone | Remainder of System | 5 | Average Weekday | SCE | 1-in-10 | 2022 | 2 | 277.6345 | 284.6923 | 8.6511 | 61.1648 | 0
| Zone | Remainder of System | 5 | Average Weekday | SCE | 1-in-10 | 2022 | 3 | 432.5829 | 443.9831 | 8.644 | 60.2356 | 0
| Zone | Remainder of System | 5 | Average Weekday | SCE | 1-in-10 | 2022 | 4 | 594.6422 | 611.321 | 8.6273 | 59.3569 | 0
| Zone | Remainder of System | 5 | Average Weekday | SCE | 1-in-10 | 2022 | 5 | 558.3379 | 577.2434 | 8.6205 | 58.7412 | 0
| Zone | Remainder of System | 5 | Average Weekday | SCE | 1-in-10 | 2022 | 6 | 541.1244 | 559.4358 | 8.5883 | 58.1661 | 0
| Zone | Remainder of System | 5 | Average Weekday | SCE | 1-in-10 | 2022 | 7 | 534.9171 | 536.1394 | 8.5716 | 57.8997 | 0
| Zone | Remainder of System | 5 | Average Weekday | SCE | 1-in-10 | 2022 | 8 | 535.0615 | 546.2308 | 8.7236 | 58.7071 | 0
| Zone | Remainder of System | 5 | Average Weekday | SCE | 1-in-10 | 2022 | 9 | 502.7223 | 538.3531 | 8.9094 | 61.456 | 0
| Zone | Remainder of System | 5 | Average Weekday | SCE | 1-in-10 | 2022 | 10 | 494.2218 | 516.6832 | 8.782 | 64.9894 | 0
| Zone | Remainder of System | 5 | Average Weekday | SCE | 1-in-10 | 2022 | 11 | 477.1766 | 490.7887 | 8.8575 | 68.1837 | 0
| Zone | Remainder of System | 5 | Average Weekday | SCE | 1-in-10 | 2022 | 12 | 470.1165 | 481.8123 | 8.9427 | 70.9372 | 0
| Zone | Remainder of System | 5 | Average Weekday | SCE | 1-in-10 | 2022 | 13 | 383.4388 | 394.4732 | 9.0143 | 73.3433 | 0
| Zone | Remainder of System | 5 | Average Weekday | SCE | 1-in-10 | 2022 | 14 | 357.8415 | 365.5595 | 8.9658 | 75.1538 | 0
| Zone | Remainder of System | 5 | Average Weekday | SCE | 1-in-10 | 2022 | 15 | 317.3228 | 324.3361 | 8.8034 | 76.3764 | 0
| Zone | Remainder of System | 5 | Average Weekday | SCE | 1-in-10 | 2022 | 16 | 275.9355 | 278.779 | 8.594 | 76.8846 | 0
| Zone | Remainder of System | 5 | Average Weekday | SCE | 1-in-10 | 2022 | 17 | 262.4854 | 267.7848 | 8.4847 | 76.8837 | 0
| Zone | Remainder of System | 5 | Average Weekday | SCE | 1-in-10 | 2022 | 18 | 236.1917 | 241.9534 | 8.4938 | 76.1315 | 0
| Zone | Remainder of System | 5 | Average Weekday | SCE | 1-in-10 | 2022 | 19 | 246.6921 | 253.568 | 8.7514 | 74.7201 | 0
| Zone | Remainder of System | 5 | Average Weekday | SCE | 1-in-10 | 2022 | 20 | 236.2738 | 239.5714 | 8.647 | 72.5958 | 0
| Zone | Remainder of System | 5 | Average Weekday | SCE | 1-in-10 | 2022 | 21 | 241.9889 | 247.3783 | 8.3191 | 69.615 | 0
| Zone | Remainder of System | 5 | Average Weekday | SCE | 1-in-10 | 2022 | 22 | 425.3056 | 443.5965 | 8.544 | 66.8354 | 0
| Zone | Remainder of System | 5 | Average Weekday | SCE | 1-in-10 | 2022 | 23 | 420.401 | 442.0851 | 8.6517 | 64.9385 | 0
| Zone | Remainder of System | 5 | Average Weekday | SCE | 1-in-10 | 2022 | 24 | 357.041 | 381.9998 | 8.7409 | 63.4049 | 0
| Zone | Remainder of System | 5 | Monthly System Peak Day | SCE | 1-in-10 | 2022 | 1 | 276.8954 | 298.7231 | 8.6852 | 73.6895 | 0
| Zone | Remainder of System | 5 | Monthly System Peak Day | SCE | 1-in-10 | 2022 | 2 | 277.6345 | 290.5769 | 8.6059 | 72.0766 | 0
| Zone | Remainder of System | 5 | Monthly System Peak Day | SCE | 1-in-10 | 2022 | 3 | 432.5829 | 451.4877 | 8.5973 | 70.6422 | 0
| Zone | Remainder of System | 5 | Monthly System Peak Day | SCE | 1-in-10 | 2022 | 4 | 594.6422 | 614.9222 | 8.5803 | 69.0833 | 0
| Zone | Remainder of System | 5 | Monthly System Peak Day | SCE | 1-in-10 | 2022 | 5 | 558.3379 | 584.8713 | 8.5737 | 68.0722 | 0
| Zone | Remainder of System | 5 | Monthly System Peak Day | SCE | 1-in-10 | 2022 | 6 | 541.1244 | 559.7816 | 8.5483 | 67.0072 | 0
| Zone | Remainder of System | 5 | Monthly System Peak Day | SCE | 1-in-10 | 2022 | 7 | 534.9171 | 530.2379 | 8.5337 | 66.5788 | 0
| Zone | Remainder of System | 5 | Monthly System Peak Day | SCE | 1-in-10 | 2022 | 8 | 535.0615 | 559.6339 | 8.7476 | 66.8927 | 0
| Zone | Remainder of System | 5 | Monthly System Peak Day | SCE | 1-in-10 | 2022 | 9 | 502.7223 | 550.1755 | 9.2102 | 71.0933 | 0
| Zone | Remainder of System | 5 | Monthly System Peak Day | SCE | 1-in-10 | 2022 | 10 | 494.2218 | 524.3582 | 8.8915 | 77.5111 | 0
| Zone | Remainder of System | 5 | Monthly System Peak Day | SCE | 1-in-10 | 2022 | 11 | 477.1766 | 502.9805 | 9.1387 | 83.59 | 0
| Zone | Remainder of System | 5 | Monthly System Peak Day | SCE | 1-in-10 | 2022 | 12 | 470.1165 | 493.8321 | 9.4421 | 87.7347 | 0
| Zone | Remainder of System | 5 | Monthly System Peak Day | SCE | 1-in-10 | 2022 | 13 | 383.4388 | 395.1983 | 9.6992 | 90.7541 | 0
| Zone | Remainder of System | 5 | Monthly System Peak Day | SCE | 1-in-10 | 2022 | 14 | 357.8415 | 363.9948 | 9.52 | 92.7356 | 0
| Zone | Remainder of System | 5 | Monthly System Peak Day | SCE | 1-in-10 | 2022 | 15 | 317.3228 | 325.9854 | 9.0375 | 93.8294 | 0
| Zone | Remainder of System | 5 | Monthly System Peak Day | SCE | 1-in-10 | 2022 | 16 | 275.9355 | 277.5428 | 8.5508 | 93.7816 | 0
| Zone | Remainder of System | 5 | Monthly System Peak Day | SCE | 1-in-10 | 2022 | 17 | 262.4854 | 268.046 | 8.446 | 93.1462 | 0
| Zone | Remainder of System | 5 | Monthly System Peak Day | SCE | 1-in-10 | 2022 | 18 | 236.1917 | 242.0421 | 8.4468 | 92.5491 | 0
| Zone | Remainder of System | 5 | Monthly System Peak Day | SCE | 1-in-10 | 2022 | 19 | 246.6921 | 252.715 | 9.1362 | 91.3375 | 0
| Zone | Remainder of System | 5 | Monthly System Peak Day | SCE | 1-in-10 | 2022 | 20 | 236.2738 | 240.3309 | 8.6466 | 88.9545 | 0
| Zone | Remainder of System | 5 | Monthly System Peak Day | SCE | 1-in-10 | 2022 | 21 | 241.9889 | 249.7957 | 8.7186 | 85.287 | 0
| Zone | Remainder of System | 5 | Monthly System Peak Day | SCE | 1-in-10 | 2022 | 22 | 425.3056 | 443.5872 | 8.5063 | 81.6912 | 0
| Zone | Remainder of System | 5 | Monthly System Peak Day | SCE | 1-in-10 | 2022 | 23 | 420.401 | 445.6537 | 8.618 | 79.1098 | 0
| Zone | Remainder of System | 5 | Monthly System Peak Day | SCE | 1-in-10 | 2022 | 24 | 357.041 | 397.0315 | 8.7739 | 76.3587 | 0
| Zone | Remainder of System | 6 | Average Weekday | SCE | 1-in-10 | 2022 | 1 | 268.2147 | 285.386 | 8.5488 | 66.1798 | 0
| Zone | Remainder of System | 6 | Average Weekday | SCE | 1-in-10 | 2022 | 2 | 258.3134 | 271.5141 | 8.5573 | 65.4593 | 0
| Zone | Remainder of System | 6 | Average Weekday | SCE | 1-in-10 | 2022 | 3 | 408.8912 | 428.4067 | 8.5588 | 64.7904 | 0
| Zone | Remainder of System | 6 | Average Weekday | SCE | 1-in-10 | 2022 | 4 | 561.1774 | 582.1797 | 8.561 | 64.1255 | 0
| Zone | Remainder of System | 6 | Average Weekday | SCE | 1-in-10 | 2022 | 5 | 521.804 | 547.3362 | 8.5597 | 63.6086 | 0
| Zone | Remainder of System | 6 | Average Weekday | SCE | 1-in-10 | 2022 | 6 | 523.9686 | 552.5711 | 8.5611 | 63.1772 | 0
| Zone | Remainder of System | 6 | Average Weekday | SCE | 1-in-10 | 2022 | 7 | 533.8198 | 531.334 | 8.6027 | 62.8134 | 0
| Zone | Remainder of System | 6 | Average Weekday | SCE | 1-in-10 | 2022 | 8 | 530.528 | 542.1249 | 8.4862 | 63.3196 | 0
| Zone | Remainder of System | 6 | Average Weekday | SCE | 1-in-10 | 2022 | 9 | 530.605 | 556.9026 | 8.4813 | 65.3704 | 0
| Zone | Remainder of System | 6 | Average Weekday | SCE | 1-in-10 | 2022 | 10 | 517.1798 | 533.4676 | 8.5595 | 68.2381 | 0
| Zone | Remainder of System | 6 | Average Weekday | SCE | 1-in-10 | 2022 | 11 | 482.3996 | 497.0627 | 8.5476 | 71.5251 | 0
| Zone | Remainder of System | 6 | Average Weekday | SCE | 1-in-10 | 2022 | 12 | 476.5999 | 494.7206 | 8.5111 | 74.7391 | 0
| Zone | Remainder of System | 6 | Average Weekday | SCE | 1-in-10 | 2022 | 13 | 386.5686 | 411.6836 | 8.518 | 77.286 | 0
| Zone | Remainder of System | 6 | Average Weekday | SCE | 1-in-10 | 2022 | 14 | 358.5697 | 379.8248 | 8.5396 | 79.241 | 0
| Zone | Remainder of System | 6 | Average Weekday | SCE | 1-in-10 | 2022 | 15 | 300.178 | 319.914 | 8.6414 | 80.4784 | 0
| Zone | Remainder of System | 6 | Average Weekday | SCE | 1-in-10 | 2022 | 16 | 263.433 | 269.8324 | 8.7622 | 81.0262 | 0
| Zone | Remainder of System | 6 | Average Weekday | SCE | 1-in-10 | 2022 | 17 | 257.9233 | 265.7136 | 9.6082 | 80.9375 | 0
| Zone | Remainder of System | 6 | Average Weekday | SCE | 1-in-10 | 2022 | 18 | 223.1657 | 241.3625 | 9.5078 | 80.0399 | 0
| Zone | Remainder of System | 6 | Average Weekday | SCE | 1-in-10 | 2022 | 19 | 216.516 | 238.8945 | 10.4211 | 78.5607 | 0
| Zone | Remainder of System | 6 | Average Weekday | SCE | 1-in-10 | 2022 | 20 | 200.3208 | 213.955 | 8.7236 | 76.4905 | 0
| Zone | Remainder of System | 6 | Average Weekday | SCE | 1-in-10 | 2022 | 21 | 220.2616 | 240.4768 | 9.3054 | 73.5536 | 0
| Zone | Remainder of System | 6 | Average Weekday | SCE | 1-in-10 | 2022 | 22 | 382.0925 | 409.5253 | 8.5679 | 70.5065 | 0
| Zone | Remainder of System | 6 | Average Weekday | SCE | 1-in-10 | 2022 | 23 | 399.6077 | 431.8551 | 8.556 | 68.5894 | 0
| Zone | Remainder of System | 6 | Average Weekday | SCE | 1-in-10 | 2022 | 24 | 366.1535 | 395.7617 | 8.5225 | 67.2621 | 0
| Zone | Remainder of System | 6 | Monthly System Peak Day | SCE | 1-in-10 | 2022 | 1 | 268.2147 | 265.4768 | 10.1177 | 75.2497 | 0
| Zone | Remainder of System | 6 | Monthly System Peak Day | SCE | 1-in-10 | 2022 | 2 | 258.3134 | 246.5969 | 10.1356 | 73.6623 | 0
| Zone | Remainder of System | 6 | Monthly System Peak Day | SCE | 1-in-10 | 2022 | 3 | 408.8912 | 358.8901 | 10.1401 | 72.3676 | 0
| Zone | Remainder of System | 6 | Monthly System Peak Day | SCE | 1-in-10 | 2022 | 4 | 561.1774 | 464.5377 | 10.1404 | 71.3377 | 0
| Zone | Remainder of System | 6 | Monthly System Peak Day | SCE | 1-in-10 | 2022 | 5 | 521.804 | 439.3146 | 10.1352 | 70.2939 | 0
| Zone | Remainder of System | 6 | Monthly System Peak Day | SCE | 1-in-10 | 2022 | 6 | 523.9686 | 460.0535 | 10.1284 | 69.2464 | 0
| Zone | Remainder of System | 6 | Monthly System Peak Day | SCE | 1-in-10 | 2022 | 7 | 533.8198 | 450.819 | 10.1339 | 68.5603 | 0
| Zone | Remainder of System | 6 | Monthly System Peak Day | SCE | 1-in-10 | 2022 | 8 | 530.528 | 468.8319 | 10.0707 | 69.4842 | 0
| Zone | Remainder of System | 6 | Monthly System Peak Day | SCE | 1-in-10 | 2022 | 9 | 530.605 | 511.9539 | 10.0558 | 73.2547 | 0
| Zone | Remainder of System | 6 | Monthly System Peak Day | SCE | 1-in-10 | 2022 | 10 | 517.1798 | 487.7164 | 10.097 | 79.1301 | 0
| Zone | Remainder of System | 6 | Monthly System Peak Day | SCE | 1-in-10 | 2022 | 11 | 482.3996 | 453.3636 | 10.072 | 84.158 | 0
| Zone | Remainder of System | 6 | Monthly System Peak Day | SCE | 1-in-10 | 2022 | 12 | 476.5999 | 452.2357 | 10.0464 | 88.4332 | 0
| Zone | Remainder of System | 6 | Monthly System Peak Day | SCE | 1-in-10 | 2022 | 13 | 386.5686 | 382.9135 | 10.0434 | 90.1858 | 0
| Zone | Remainder of System | 6 | Monthly System Peak Day | SCE | 1-in-10 | 2022 | 14 | 358.5697 | 357.6447 | 10.063 | 91.7815 | 0
| Zone | Remainder of System | 6 | Monthly System Peak Day | SCE | 1-in-10 | 2022 | 15 | 300.178 | 305.5478 | 10.1423 | 92.7276 | 0
| Zone | Remainder of System | 6 | Monthly System Peak Day | SCE | 1-in-10 | 2022 | 16 | 263.433 | 257.2843 | 10.2098 | 93.7033 | 0
| Zone | Remainder of System | 6 | Monthly System Peak Day | SCE | 1-in-10 | 2022 | 17 | 257.9233 | 262.9074 | 11.2016 | 94.2451 | 0
| Zone | Remainder of System | 6 | Monthly System Peak Day | SCE | 1-in-10 | 2022 | 18 | 223.1657 | 255.53 | 11.2373 | 94.087 | 0
| Zone | Remainder of System | 6 | Monthly System Peak Day | SCE | 1-in-10 | 2022 | 19 | 216.516 | 198.9854 | 10.8283 | 92.3042 | 0
| Zone | Remainder of System | 6 | Monthly System Peak Day | SCE | 1-in-10 | 2022 | 20 | 200.3208 | 177.351 | 10.1956 | 88.685 | 0
| Zone | Remainder of System | 6 | Monthly System Peak Day | SCE | 1-in-10 | 2022 | 21 | 220.2616 | 201.4469 | 11.8907 | 83.638 | 0
| Zone | Remainder of System | 6 | Monthly System Peak Day | SCE | 1-in-10 | 2022 | 22 | 382.0925 | 352.4546 | 10.2711 | 78.8774 | 0
| Zone | Remainder of System | 6 | Monthly System Peak Day | SCE | 1-in-10 | 2022 | 23 | 399.6077 | 362.0636 | 10.1107 | 75.1697 | 0
| Zone | Remainder of System | 6 | Monthly System Peak Day | SCE | 1-in-10 | 2022 | 24 | 366.1535 | 348.1102 | 10.0927 | 73.0779 | 0
| Zone | Remainder of System | 7 | Average Weekday | SCE | 1-in-10 | 2022 | 1 | 260.5616 | 277.4565 | 9.0739 | 71.9581 | 0
| Zone | Remainder of System | 7 | Average Weekday | SCE | 1-in-10 | 2022 | 2 | 255.5509 | 267.3727 | 9.0843 | 71.2274 | 0
| Zone | Remainder of System | 7 | Average Weekday | SCE | 1-in-10 | 2022 | 3 | 394.8623 | 415.3199 | 9.0861 | 70.5958 | 0
| Zone | Remainder of System | 7 | Average Weekday | SCE | 1-in-10 | 2022 | 4 | 545.6168 | 569.3945 | 9.0883 | 70.0707 | 0
| Zone | Remainder of System | 7 | Average Weekday | SCE | 1-in-10 | 2022 | 5 | 506.4964 | 531.8991 | 9.0864 | 69.613 | 0
| Zone | Remainder of System | 7 | Average Weekday | SCE | 1-in-10 | 2022 | 6 | 503.8334 | 529.7413 | 9.0846 | 69.2234 | 0
| Zone | Remainder of System | 7 | Average Weekday | SCE | 1-in-10 | 2022 | 7 | 511.8505 | 510.7969 | 9.0681 | 69.0054 | 0
| Zone | Remainder of System | 7 | Average Weekday | SCE | 1-in-10 | 2022 | 8 | 507.1075 | 520.8834 | 9.0159 | 69.4109 | 0
| Zone | Remainder of System | 7 | Average Weekday | SCE | 1-in-10 | 2022 | 9 | 495.4972 | 522.5252 | 9.0064 | 71.6124 | 0
| Zone | Remainder of System | 7 | Average Weekday | SCE | 1-in-10 | 2022 | 10 | 482.5187 | 498.6993 | 9.0447 | 74.5635 | 0
| Zone | Remainder of System | 7 | Average Weekday | SCE | 1-in-10 | 2022 | 11 | 454.5099 | 469.7634 | 9.0327 | 77.9936 | 0
| Zone | Remainder of System | 7 | Average Weekday | SCE | 1-in-10 | 2022 | 12 | 447.5919 | 467.7198 | 9.0224 | 81.273 | 0
| Zone | Remainder of System | 7 | Average Weekday | SCE | 1-in-10 | 2022 | 13 | 360.9671 | 385.3042 | 9.0178 | 83.8927 | 0
| Zone | Remainder of System | 7 | Average Weekday | SCE | 1-in-10 | 2022 | 14 | 332.1341 | 353.7022 | 9.0379 | 85.8828 | 0
| Zone | Remainder of System | 7 | Average Weekday | SCE | 1-in-10 | 2022 | 15 | 282.7934 | 302.7171 | 9.0857 | 87.0524 | 0
| Zone | Remainder of System | 7 | Average Weekday | SCE | 1-in-10 | 2022 | 16 | 244.7199 | 251.3299 | 9.1205 | 87.6036 | 0
| Zone | Remainder of System | 7 | Average Weekday | SCE | 1-in-10 | 2022 | 17 | 244.2094 | 253.1684 | 10.0523 | 87.406 | 0
| Zone | Remainder of System | 7 | Average Weekday | SCE | 1-in-10 | 2022 | 18 | 214.7428 | 233.0928 | 9.9653 | 86.5106 | 0
| Zone | Remainder of System | 7 | Average Weekday | SCE | 1-in-10 | 2022 | 19 | 212.4554 | 235.0536 | 9.7668 | 84.947 | 0
| Zone | Remainder of System | 7 | Average Weekday | SCE | 1-in-10 | 2022 | 20 | 203.2052 | 216.8085 | 9.4117 | 82.535 | 0
| Zone | Remainder of System | 7 | Average Weekday | SCE | 1-in-10 | 2022 | 21 | 221.8923 | 241.7782 | 9.4828 | 79.3713 | 0
| Zone | Remainder of System | 7 | Average Weekday | SCE | 1-in-10 | 2022 | 22 | 380.7991 | 407.7437 | 9.0762 | 76.2956 | 0
| Zone | Remainder of System | 7 | Average Weekday | SCE | 1-in-10 | 2022 | 23 | 392.4072 | 423.617 | 9.086 | 74.5072 | 0
| Zone | Remainder of System | 7 | Average Weekday | SCE | 1-in-10 | 2022 | 24 | 350.505 | 378.8144 | 9.0559 | 73.3159 | 0
| Zone | Remainder of System | 7 | Monthly System Peak Day | SCE | 1-in-10 | 2022 | 1 | 260.5616 | 256.9291 | 9.1428 | 76.6508 | 0
| Zone | Remainder of System | 7 | Monthly System Peak Day | SCE | 1-in-10 | 2022 | 2 | 255.5509 | 235.6841 | 9.1554 | 74.5577 | 0
| Zone | Remainder of System | 7 | Monthly System Peak Day | SCE | 1-in-10 | 2022 | 3 | 394.8623 | 341.1284 | 9.1587 | 72.8235 | 0
| Zone | Remainder of System | 7 | Monthly System Peak Day | SCE | 1-in-10 | 2022 | 4 | 545.6168 | 447.9841 | 9.1574 | 71.76 | 0
| Zone | Remainder of System | 7 | Monthly System Peak Day | SCE | 1-in-10 | 2022 | 5 | 506.4964 | 420.0354 | 9.1557 | 70.7758 | 0
| Zone | Remainder of System | 7 | Monthly System Peak Day | SCE | 1-in-10 | 2022 | 6 | 503.8334 | 444.6313 | 9.1539 | 69.8783 | 0
| Zone | Remainder of System | 7 | Monthly System Peak Day | SCE | 1-in-10 | 2022 | 7 | 511.8505 | 436.859 | 9.1619 | 69.1827 | 0
| Zone | Remainder of System | 7 | Monthly System Peak Day | SCE | 1-in-10 | 2022 | 8 | 507.1075 | 453.0926 | 9.0968 | 70.1442 | 0
| Zone | Remainder of System | 7 | Monthly System Peak Day | SCE | 1-in-10 | 2022 | 9 | 495.4972 | 476.8368 | 9.0811 | 73.6845 | 0
| Zone | Remainder of System | 7 | Monthly System Peak Day | SCE | 1-in-10 | 2022 | 10 | 482.5187 | 451.3153 | 9.1207 | 79.1197 | 0
| Zone | Remainder of System | 7 | Monthly System Peak Day | SCE | 1-in-10 | 2022 | 11 | 454.5099 | 426.9761 | 9.0922 | 85.4833 | 0
| Zone | Remainder of System | 7 | Monthly System Peak Day | SCE | 1-in-10 | 2022 | 12 | 447.5919 | 423.7725 | 9.0667 | 90.3667 | 0
| Zone | Remainder of System | 7 | Monthly System Peak Day | SCE | 1-in-10 | 2022 | 13 | 360.9671 | 359.277 | 9.0587 | 94.5 | 0
| Zone | Remainder of System | 7 | Monthly System Peak Day | SCE | 1-in-10 | 2022 | 14 | 332.1341 | 332.7137 | 9.0851 | 97.9379 | 0
| Zone | Remainder of System | 7 | Monthly System Peak Day | SCE | 1-in-10 | 2022 | 15 | 282.7934 | 289.882 | 9.1642 | 100.6849 | 0
| Zone | Remainder of System | 7 | Monthly System Peak Day | SCE | 1-in-10 | 2022 | 16 | 244.7199 | 239.3805 | 9.2132 | 101.5894 | 0
| Zone | Remainder of System | 7 | Monthly System Peak Day | SCE | 1-in-10 | 2022 | 17 | 244.2094 | 250.2521 | 10.1119 | 101.5455 | 0
| Zone | Remainder of System | 7 | Monthly System Peak Day | SCE | 1-in-10 | 2022 | 18 | 214.7428 | 246.692 | 10.1399 | 100.5 | 0
| Zone | Remainder of System | 7 | Monthly System Peak Day | SCE | 1-in-10 | 2022 | 19 | 212.4554 | 197.2001 | 9.351 | 99.1227 | 0
| Zone | Remainder of System | 7 | Monthly System Peak Day | SCE | 1-in-10 | 2022 | 20 | 203.2052 | 176.763 | 9.1885 | 97.0364 | 0
| Zone | Remainder of System | 7 | Monthly System Peak Day | SCE | 1-in-10 | 2022 | 21 | 221.8923 | 202.7018 | 10.6783 | 94.1515 | 0
| Zone | Remainder of System | 7 | Monthly System Peak Day | SCE | 1-in-10 | 2022 | 22 | 380.7991 | 351.0853 | 9.2722 | 90.04 | 0
| Zone | Remainder of System | 7 | Monthly System Peak Day | SCE | 1-in-10 | 2022 | 23 | 392.4072 | 354.9725 | 9.1218 | 86.8336 | 0
| Zone | Remainder of System | 7 | Monthly System Peak Day | SCE | 1-in-10 | 2022 | 24 | 350.505 | 331.0379 | 9.1156 | 84.7888 | 0
| Zone | Remainder of System | 8 | Average Weekday | SCE | 1-in-10 | 2022 | 1 | 268.6709 | 290.134 | 8.6488 | 72.37 | 0
| Zone | Remainder of System | 8 | Average Weekday | SCE | 1-in-10 | 2022 | 2 | 264.5388 | 279.9691 | 8.6614 | 71.61 | 0
| Zone | Remainder of System | 8 | Average Weekday | SCE | 1-in-10 | 2022 | 3 | 402.9707 | 422.0677 | 8.6637 | 70.9118 | 0
| Zone | Remainder of System | 8 | Average Weekday | SCE | 1-in-10 | 2022 | 4 | 557.0252 | 578.999 | 8.6661 | 70.2563 | 0
| Zone | Remainder of System | 8 | Average Weekday | SCE | 1-in-10 | 2022 | 5 | 514.0847 | 544.1238 | 8.6636 | 69.6981 | 0
| Zone | Remainder of System | 8 | Average Weekday | SCE | 1-in-10 | 2022 | 6 | 515.5416 | 548.9954 | 8.6612 | 69.2074 | 0
| Zone | Remainder of System | 8 | Average Weekday | SCE | 1-in-10 | 2022 | 7 | 525.1555 | 525.3422 | 8.6435 | 68.8104 | 0
| Zone | Remainder of System | 8 | Average Weekday | SCE | 1-in-10 | 2022 | 8 | 520.191 | 537.2529 | 8.5813 | 68.7422 | 0
| Zone | Remainder of System | 8 | Average Weekday | SCE | 1-in-10 | 2022 | 9 | 503.1773 | 529.8315 | 8.5677 | 70.4402 | 0
| Zone | Remainder of System | 8 | Average Weekday | SCE | 1-in-10 | 2022 | 10 | 492.5193 | 509.1522 | 8.6146 | 73.6806 | 0
| Zone | Remainder of System | 8 | Average Weekday | SCE | 1-in-10 | 2022 | 11 | 459.0704 | 474.72 | 8.597 | 77.4085 | 0
| Zone | Remainder of System | 8 | Average Weekday | SCE | 1-in-10 | 2022 | 12 | 448.697 | 469.2923 | 8.5804 | 81.036 | 0
| Zone | Remainder of System | 8 | Average Weekday | SCE | 1-in-10 | 2022 | 13 | 370.7962 | 396.859 | 8.573 | 83.7838 | 0
| Zone | Remainder of System | 8 | Average Weekday | SCE | 1-in-10 | 2022 | 14 | 339.6954 | 361.555 | 8.6007 | 85.8153 | 0
| Zone | Remainder of System | 8 | Average Weekday | SCE | 1-in-10 | 2022 | 15 | 290.5973 | 310.7937 | 8.662 | 87.091 | 0
| Zone | Remainder of System | 8 | Average Weekday | SCE | 1-in-10 | 2022 | 16 | 250.7901 | 257.784 | 8.7049 | 87.363 | 0
| Zone | Remainder of System | 8 | Average Weekday | SCE | 1-in-10 | 2022 | 17 | 252.4901 | 259.0591 | 9.7742 | 87.0549 | 0
| Zone | Remainder of System | 8 | Average Weekday | SCE | 1-in-10 | 2022 | 18 | 220.8389 | 238.6927 | 9.6793 | 86.0276 | 0
| Zone | Remainder of System | 8 | Average Weekday | SCE | 1-in-10 | 2022 | 19 | 217.5747 | 239.2057 | 9.2445 | 84.3658 | 0
| Zone | Remainder of System | 8 | Average Weekday | SCE | 1-in-10 | 2022 | 20 | 216.1553 | 229.3922 | 8.9169 | 81.8452 | 0
| Zone | Remainder of System | 8 | Average Weekday | SCE | 1-in-10 | 2022 | 21 | 231.6623 | 251.5548 | 9.1323 | 78.4693 | 0
| Zone | Remainder of System | 8 | Average Weekday | SCE | 1-in-10 | 2022 | 22 | 383.7435 | 411.9165 | 8.6571 | 75.852 | 0
| Zone | Remainder of System | 8 | Average Weekday | SCE | 1-in-10 | 2022 | 23 | 396.3451 | 430.0296 | 8.6589 | 74.3631 | 0
| Zone | Remainder of System | 8 | Average Weekday | SCE | 1-in-10 | 2022 | 24 | 355.727 | 387.2239 | 8.6266 | 73.2805 | 0
| Zone | Remainder of System | 8 | Monthly System Peak Day | SCE | 1-in-10 | 2022 | 1 | 268.6709 | 264.655 | 7.7295 | 77.5297 | 0
| Zone | Remainder of System | 8 | Monthly System Peak Day | SCE | 1-in-10 | 2022 | 2 | 264.5388 | 246.9724 | 7.7473 | 76.3174 | 0
| Zone | Remainder of System | 8 | Monthly System Peak Day | SCE | 1-in-10 | 2022 | 3 | 402.9707 | 354.8155 | 7.752 | 75.3311 | 0
| Zone | Remainder of System | 8 | Monthly System Peak Day | SCE | 1-in-10 | 2022 | 4 | 557.0252 | 462.2445 | 7.7509 | 74.0045 | 0
| Zone | Remainder of System | 8 | Monthly System Peak Day | SCE | 1-in-10 | 2022 | 5 | 514.0847 | 438.1646 | 7.7482 | 73.0998 | 0
| Zone | Remainder of System | 8 | Monthly System Peak Day | SCE | 1-in-10 | 2022 | 6 | 515.5416 | 454.1849 | 7.7455 | 72.373 | 0
| Zone | Remainder of System | 8 | Monthly System Peak Day | SCE | 1-in-10 | 2022 | 7 | 525.1555 | 442.6457 | 7.7491 | 71.488 | 0
| Zone | Remainder of System | 8 | Monthly System Peak Day | SCE | 1-in-10 | 2022 | 8 | 520.191 | 462.5989 | 7.6648 | 71.1909 | 0
| Zone | Remainder of System | 8 | Monthly System Peak Day | SCE | 1-in-10 | 2022 | 9 | 503.1773 | 485.6109 | 7.6368 | 73.4649 | 0
| Zone | Remainder of System | 8 | Monthly System Peak Day | SCE | 1-in-10 | 2022 | 10 | 492.5193 | 462.4869 | 7.6896 | 78.3818 | 0
| Zone | Remainder of System | 8 | Monthly System Peak Day | SCE | 1-in-10 | 2022 | 11 | 459.0704 | 427.5945 | 7.6462 | 83.7945 | 0
| Zone | Remainder of System | 8 | Monthly System Peak Day | SCE | 1-in-10 | 2022 | 12 | 448.697 | 423.2337 | 7.6063 | 87.8152 | 0
| Zone | Remainder of System | 8 | Monthly System Peak Day | SCE | 1-in-10 | 2022 | 13 | 370.7962 | 371.1261 | 7.5899 | 89.7121 | 0
| Zone | Remainder of System | 8 | Monthly System Peak Day | SCE | 1-in-10 | 2022 | 14 | 339.6954 | 340.9491 | 7.6365 | 91.6227 | 0
| Zone | Remainder of System | 8 | Monthly System Peak Day | SCE | 1-in-10 | 2022 | 15 | 290.5973 | 298.3729 | 7.7487 | 93.2955 | 0
| Zone | Remainder of System | 8 | Monthly System Peak Day | SCE | 1-in-10 | 2022 | 16 | 250.7901 | 246.4548 | 7.8087 | 94.803 | 0
| Zone | Remainder of System | 8 | Monthly System Peak Day | SCE | 1-in-10 | 2022 | 17 | 252.4901 | 256.2658 | 8.8438 | 94.6455 | 0
| Zone | Remainder of System | 8 | Monthly System Peak Day | SCE | 1-in-10 | 2022 | 18 | 220.8389 | 253.8309 | 8.8782 | 94.1818 | 0
| Zone | Remainder of System | 8 | Monthly System Peak Day | SCE | 1-in-10 | 2022 | 19 | 217.5747 | 200.7475 | 7.5278 | 92.9409 | 0
| Zone | Remainder of System | 8 | Monthly System Peak Day | SCE | 1-in-10 | 2022 | 20 | 216.1553 | 187.6228 | 7.4053 | 89.9697 | 0
| Zone | Remainder of System | 8 | Monthly System Peak Day | SCE | 1-in-10 | 2022 | 21 | 231.6623 | 210.6764 | 9.5028 | 86.6023 | 0
| Zone | Remainder of System | 8 | Monthly System Peak Day | SCE | 1-in-10 | 2022 | 22 | 383.7435 | 356.7846 | 7.8987 | 83.613 | 0
| Zone | Remainder of System | 8 | Monthly System Peak Day | SCE | 1-in-10 | 2022 | 23 | 396.3451 | 364.2796 | 7.7075 | 81.0338 | 0
| Zone | Remainder of System | 8 | Monthly System Peak Day | SCE | 1-in-10 | 2022 | 24 | 355.727 | 339.8938 | 7.6945 | 79.6071 | 0
| Zone | Remainder of System | 8 | Typical Event Day | SCE | 1-in-10 | 2022 | 1 | 268.6709 | 264.655 | 7.7295 | 76.5293 | 0
| Zone | Remainder of System | 8 | Typical Event Day | SCE | 1-in-10 | 2022 | 2 | 264.5388 | 246.9724 | 7.7473 | 75.0309 | 0
| Zone | Remainder of System | 8 | Typical Event Day | SCE | 1-in-10 | 2022 | 3 | 402.9707 | 354.8155 | 7.752 | 73.7385 | 0
| Zone | Remainder of System | 8 | Typical Event Day | SCE | 1-in-10 | 2022 | 4 | 557.0252 | 462.2445 | 7.7509 | 72.7591 | 0
| Zone | Remainder of System | 8 | Typical Event Day | SCE | 1-in-10 | 2022 | 5 | 514.0847 | 438.1646 | 7.7482 | 71.9433 | 0
| Zone | Remainder of System | 8 | Typical Event Day | SCE | 1-in-10 | 2022 | 6 | 515.5416 | 454.1849 | 7.7455 | 71.1438 | 0
| Zone | Remainder of System | 8 | Typical Event Day | SCE | 1-in-10 | 2022 | 7 | 525.1555 | 442.6457 | 7.7491 | 70.5021 | 0
| Zone | Remainder of System | 8 | Typical Event Day | SCE | 1-in-10 | 2022 | 8 | 520.191 | 462.5989 | 7.6648 | 70.8808 | 0
| Zone | Remainder of System | 8 | Typical Event Day | SCE | 1-in-10 | 2022 | 9 | 503.1773 | 485.6109 | 7.6368 | 73.7308 | 0
| Zone | Remainder of System | 8 | Typical Event Day | SCE | 1-in-10 | 2022 | 10 | 492.5193 | 462.4869 | 7.6896 | 78.7837 | 0
| Zone | Remainder of System | 8 | Typical Event Day | SCE | 1-in-10 | 2022 | 11 | 459.0704 | 427.5945 | 7.6462 | 84.2613 | 0
| Zone | Remainder of System | 8 | Typical Event Day | SCE | 1-in-10 | 2022 | 12 | 448.697 | 423.2337 | 7.6063 | 88.75 | 0
| Zone | Remainder of System | 8 | Typical Event Day | SCE | 1-in-10 | 2022 | 13 | 370.7962 | 371.1261 | 7.5899 | 91.662 | 0
| Zone | Remainder of System | 8 | Typical Event Day | SCE | 1-in-10 | 2022 | 14 | 339.6954 | 340.9491 | 7.6365 | 94.0526 | 0
| Zone | Remainder of System | 8 | Typical Event Day | SCE | 1-in-10 | 2022 | 15 | 290.5973 | 298.3729 | 7.7487 | 95.7853 | 0
| Zone | Remainder of System | 8 | Typical Event Day | SCE | 1-in-10 | 2022 | 16 | 250.7901 | 246.4548 | 7.8087 | 96.7804 | 0
| Zone | Remainder of System | 8 | Typical Event Day | SCE | 1-in-10 | 2022 | 17 | 252.4901 | 256.2658 | 8.8438 | 96.8969 | 0
| Zone | Remainder of System | 8 | Typical Event Day | SCE | 1-in-10 | 2022 | 18 | 220.8389 | 253.8309 | 8.8782 | 96.1604 | 0
| Zone | Remainder of System | 8 | Typical Event Day | SCE | 1-in-10 | 2022 | 19 | 217.5747 | 200.7475 | 7.5278 | 94.3988 | 0
| Zone | Remainder of System | 8 | Typical Event Day | SCE | 1-in-10 | 2022 | 20 | 216.1553 | 187.6228 | 7.4053 | 91.4902 | 0
| Zone | Remainder of System | 8 | Typical Event Day | SCE | 1-in-10 | 2022 | 21 | 231.6623 | 210.6764 | 9.5028 | 87.8616 | 0
| Zone | Remainder of System | 8 | Typical Event Day | SCE | 1-in-10 | 2022 | 22 | 383.7435 | 356.7846 | 7.8987 | 84.458 | 0
| Zone | Remainder of System | 8 | Typical Event Day | SCE | 1-in-10 | 2022 | 23 | 396.3451 | 364.2796 | 7.7075 | 81.7631 | 0
| Zone | Remainder of System | 8 | Typical Event Day | SCE | 1-in-10 | 2022 | 24 | 355.727 | 339.8938 | 7.6945 | 80.0673 | 0
| Zone | Remainder of System | 9 | Average Weekday | SCE | 1-in-10 | 2022 | 1 | 265.996 | 274.9323 | 9.3378 | 71.0646 | 0
| Zone | Remainder of System | 9 | Average Weekday | SCE | 1-in-10 | 2022 | 2 | 271.8128 | 273.2326 | 9.3541 | 70.1203 | 0
| Zone | Remainder of System | 9 | Average Weekday | SCE | 1-in-10 | 2022 | 3 | 430.335 | 425.0288 | 9.3563 | 69.2506 | 0
| Zone | Remainder of System | 9 | Average Weekday | SCE | 1-in-10 | 2022 | 4 | 587.4628 | 584.0499 | 9.3586 | 68.4826 | 0
| Zone | Remainder of System | 9 | Average Weekday | SCE | 1-in-10 | 2022 | 5 | 529.1038 | 527.3684 | 9.3534 | 67.8093 | 0
| Zone | Remainder of System | 9 | Average Weekday | SCE | 1-in-10 | 2022 | 6 | 514.4798 | 521.602 | 9.3446 | 67.2573 | 0
| Zone | Remainder of System | 9 | Average Weekday | SCE | 1-in-10 | 2022 | 7 | 542.3877 | 529.2742 | 9.3182 | 66.785 | 0
| Zone | Remainder of System | 9 | Average Weekday | SCE | 1-in-10 | 2022 | 8 | 521.0285 | 517.3447 | 9.2742 | 66.4866 | 0
| Zone | Remainder of System | 9 | Average Weekday | SCE | 1-in-10 | 2022 | 9 | 475.7113 | 497.8609 | 9.2651 | 67.9182 | 0
| Zone | Remainder of System | 9 | Average Weekday | SCE | 1-in-10 | 2022 | 10 | 471.5426 | 483.6599 | 9.3147 | 71.1915 | 0
| Zone | Remainder of System | 9 | Average Weekday | SCE | 1-in-10 | 2022 | 11 | 443.2077 | 455.4582 | 9.2963 | 74.8699 | 0
| Zone | Remainder of System | 9 | Average Weekday | SCE | 1-in-10 | 2022 | 12 | 436.939 | 449.5538 | 9.2763 | 78.4748 | 0
| Zone | Remainder of System | 9 | Average Weekday | SCE | 1-in-10 | 2022 | 13 | 369.1132 | 382.9621 | 9.2656 | 81.3392 | 0
| Zone | Remainder of System | 9 | Average Weekday | SCE | 1-in-10 | 2022 | 14 | 329.9948 | 343.9015 | 9.2894 | 83.4193 | 0
| Zone | Remainder of System | 9 | Average Weekday | SCE | 1-in-10 | 2022 | 15 | 282.5951 | 297.6088 | 9.3361 | 84.7282 | 0
| Zone | Remainder of System | 9 | Average Weekday | SCE | 1-in-10 | 2022 | 16 | 252.2121 | 254.8006 | 9.3772 | 85.0989 | 0
| Zone | Remainder of System | 9 | Average Weekday | SCE | 1-in-10 | 2022 | 17 | 255.8625 | 262.0244 | 10.3655 | 84.9067 | 0
| Zone | Remainder of System | 9 | Average Weekday | SCE | 1-in-10 | 2022 | 18 | 226.296 | 243.5986 | 10.2501 | 83.9833 | 0
| Zone | Remainder of System | 9 | Average Weekday | SCE | 1-in-10 | 2022 | 19 | 228.1569 | 248.2592 | 10.2947 | 82.1152 | 0
| Zone | Remainder of System | 9 | Average Weekday | SCE | 1-in-10 | 2022 | 20 | 227.3705 | 238.9688 | 9.4089 | 79.1843 | 0
| Zone | Remainder of System | 9 | Average Weekday | SCE | 1-in-10 | 2022 | 21 | 237.4445 | 254.7932 | 9.6043 | 76.077 | 0
| Zone | Remainder of System | 9 | Average Weekday | SCE | 1-in-10 | 2022 | 22 | 389.496 | 412.5196 | 9.2912 | 74.194 | 0
| Zone | Remainder of System | 9 | Average Weekday | SCE | 1-in-10 | 2022 | 23 | 397.8766 | 420.4343 | 9.3277 | 72.8204 | 0
| Zone | Remainder of System | 9 | Average Weekday | SCE | 1-in-10 | 2022 | 24 | 352.5628 | 370.7867 | 9.312 | 71.6765 | 0
| Zone | Remainder of System | 9 | Monthly System Peak Day | SCE | 1-in-10 | 2022 | 1 | 265.996 | 254.1179 | 9.3975 | 76.687 | 0
| Zone | Remainder of System | 9 | Monthly System Peak Day | SCE | 1-in-10 | 2022 | 2 | 271.8128 | 243.8666 | 9.4158 | 75.5862 | 0
| Zone | Remainder of System | 9 | Monthly System Peak Day | SCE | 1-in-10 | 2022 | 3 | 430.335 | 362.4859 | 9.4199 | 74.4318 | 0
| Zone | Remainder of System | 9 | Monthly System Peak Day | SCE | 1-in-10 | 2022 | 4 | 587.4628 | 457.5818 | 9.4183 | 73.9341 | 0
| Zone | Remainder of System | 9 | Monthly System Peak Day | SCE | 1-in-10 | 2022 | 5 | 529.1038 | 411.18 | 9.4136 | 73.6038 | 0
| Zone | Remainder of System | 9 | Monthly System Peak Day | SCE | 1-in-10 | 2022 | 6 | 514.4798 | 412.8148 | 9.4051 | 73.0773 | 0
| Zone | Remainder of System | 9 | Monthly System Peak Day | SCE | 1-in-10 | 2022 | 7 | 542.3877 | 432.625 | 9.4058 | 72.7773 | 0
| Zone | Remainder of System | 9 | Monthly System Peak Day | SCE | 1-in-10 | 2022 | 8 | 521.0285 | 427.4046 | 9.3478 | 72.7038 | 0
| Zone | Remainder of System | 9 | Monthly System Peak Day | SCE | 1-in-10 | 2022 | 9 | 475.7113 | 451.2293 | 9.3318 | 74.5191 | 0
| Zone | Remainder of System | 9 | Monthly System Peak Day | SCE | 1-in-10 | 2022 | 10 | 471.5426 | 432.6898 | 9.3806 | 78.503 | 0
| Zone | Remainder of System | 9 | Monthly System Peak Day | SCE | 1-in-10 | 2022 | 11 | 443.2077 | 406.193 | 9.3452 | 83.6091 | 0
| Zone | Remainder of System | 9 | Monthly System Peak Day | SCE | 1-in-10 | 2022 | 12 | 436.939 | 404.5035 | 9.3102 | 88.3848 | 0
| Zone | Remainder of System | 9 | Monthly System Peak Day | SCE | 1-in-10 | 2022 | 13 | 369.1132 | 349.1406 | 9.2961 | 92.25 | 0
| Zone | Remainder of System | 9 | Monthly System Peak Day | SCE | 1-in-10 | 2022 | 14 | 329.9948 | 316.7904 | 9.3268 | 94.8682 | 0
| Zone | Remainder of System | 9 | Monthly System Peak Day | SCE | 1-in-10 | 2022 | 15 | 282.5951 | 281.1237 | 9.4077 | 96.4333 | 0
| Zone | Remainder of System | 9 | Monthly System Peak Day | SCE | 1-in-10 | 2022 | 16 | 252.2121 | 240.1173 | 9.4614 | 97.0258 | 0
| Zone | Remainder of System | 9 | Monthly System Peak Day | SCE | 1-in-10 | 2022 | 17 | 255.8625 | 259.4925 | 10.3823 | 97.1515 | 0
| Zone | Remainder of System | 9 | Monthly System Peak Day | SCE | 1-in-10 | 2022 | 18 | 226.296 | 255.9941 | 10.3695 | 95.8727 | 0
| Zone | Remainder of System | 9 | Monthly System Peak Day | SCE | 1-in-10 | 2022 | 19 | 228.1569 | 207.7837 | 9.8622 | 93.2273 | 0
| Zone | Remainder of System | 9 | Monthly System Peak Day | SCE | 1-in-10 | 2022 | 20 | 227.3705 | 197.6474 | 9.2025 | 90.2697 | 0
| Zone | Remainder of System | 9 | Monthly System Peak Day | SCE | 1-in-10 | 2022 | 21 | 237.4445 | 217.4924 | 10.5914 | 87.0545 | 0
| Zone | Remainder of System | 9 | Monthly System Peak Day | SCE | 1-in-10 | 2022 | 22 | 389.496 | 350.659 | 9.4997 | 85.3015 | 0
| Zone | Remainder of System | 9 | Monthly System Peak Day | SCE | 1-in-10 | 2022 | 23 | 397.8766 | 345.8474 | 9.3547 | 84.0152 | 0
| Zone | Remainder of System | 9 | Monthly System Peak Day | SCE | 1-in-10 | 2022 | 24 | 352.5628 | 319.619 | 9.3627 | 82.7955 | 0
| Zone | Remainder of System | 10 | Average Weekday | SCE | 1-in-10 | 2022 | 1 | 281.4657 | 291.824 | 8.764 | 66.821 | 0
| Zone | Remainder of System | 10 | Average Weekday | SCE | 1-in-10 | 2022 | 2 | 275.3415 | 281.7315 | 8.655 | 65.8764 | 0
| Zone | Remainder of System | 10 | Average Weekday | SCE | 1-in-10 | 2022 | 3 | 423.0707 | 432.4904 | 8.6401 | 65.1487 | 0
| Zone | Remainder of System | 10 | Average Weekday | SCE | 1-in-10 | 2022 | 4 | 586.7656 | 601.5083 | 8.6032 | 64.4441 | 0
| Zone | Remainder of System | 10 | Average Weekday | SCE | 1-in-10 | 2022 | 5 | 577.3585 | 591.5285 | 8.5997 | 63.7957 | 0
| Zone | Remainder of System | 10 | Average Weekday | SCE | 1-in-10 | 2022 | 6 | 569.7186 | 584.8129 | 8.5502 | 63.2505 | 0
| Zone | Remainder of System | 10 | Average Weekday | SCE | 1-in-10 | 2022 | 7 | 569.684 | 568.6945 | 8.5369 | 62.7507 | 0
| Zone | Remainder of System | 10 | Average Weekday | SCE | 1-in-10 | 2022 | 8 | 563.0145 | 564.467 | 8.8364 | 62.4032 | 0
| Zone | Remainder of System | 10 | Average Weekday | SCE | 1-in-10 | 2022 | 9 | 535.2726 | 571.9541 | 9.2577 | 62.8006 | 0
| Zone | Remainder of System | 10 | Average Weekday | SCE | 1-in-10 | 2022 | 10 | 517.9539 | 535.5526 | 8.9817 | 65.6724 | 0
| Zone | Remainder of System | 10 | Average Weekday | SCE | 1-in-10 | 2022 | 11 | 503.7778 | 516.7717 | 9.2012 | 69.5905 | 0
| Zone | Remainder of System | 10 | Average Weekday | SCE | 1-in-10 | 2022 | 12 | 493.1764 | 504.1004 | 9.4444 | 73.4477 | 0
| Zone | Remainder of System | 10 | Average Weekday | SCE | 1-in-10 | 2022 | 13 | 398.2197 | 408.4755 | 9.6372 | 76.5732 | 0
| Zone | Remainder of System | 10 | Average Weekday | SCE | 1-in-10 | 2022 | 14 | 346.459 | 353.669 | 9.5002 | 78.6528 | 0
| Zone | Remainder of System | 10 | Average Weekday | SCE | 1-in-10 | 2022 | 15 | 303.2354 | 309.992 | 9.1097 | 79.9522 | 0
| Zone | Remainder of System | 10 | Average Weekday | SCE | 1-in-10 | 2022 | 16 | 272.7759 | 275.4722 | 8.6141 | 80.5984 | 0
| Zone | Remainder of System | 10 | Average Weekday | SCE | 1-in-10 | 2022 | 17 | 268.2481 | 273.8607 | 8.4302 | 80.5533 | 0
| Zone | Remainder of System | 10 | Average Weekday | SCE | 1-in-10 | 2022 | 18 | 249.6467 | 255.7433 | 8.4866 | 79.6615 | 0
| Zone | Remainder of System | 10 | Average Weekday | SCE | 1-in-10 | 2022 | 19 | 265.5785 | 272.195 | 8.9395 | 77.699 | 0
| Zone | Remainder of System | 10 | Average Weekday | SCE | 1-in-10 | 2022 | 20 | 259.1732 | 262.6334 | 8.6477 | 74.602 | 0
| Zone | Remainder of System | 10 | Average Weekday | SCE | 1-in-10 | 2022 | 21 | 248.2063 | 253.8552 | 8.3281 | 72.2635 | 0
| Zone | Remainder of System | 10 | Average Weekday | SCE | 1-in-10 | 2022 | 22 | 426.4803 | 444.2076 | 8.5322 | 70.5604 | 0
| Zone | Remainder of System | 10 | Average Weekday | SCE | 1-in-10 | 2022 | 23 | 401.5385 | 422.1042 | 8.6835 | 69.1121 | 0
| Zone | Remainder of System | 10 | Average Weekday | SCE | 1-in-10 | 2022 | 24 | 329.7665 | 353.1777 | 8.8609 | 67.8831 | 0
| Zone | Remainder of System | 10 | Monthly System Peak Day | SCE | 1-in-10 | 2022 | 1 | 281.4657 | 301.6406 | 8.5967 | 76.0256 | 0
| Zone | Remainder of System | 10 | Monthly System Peak Day | SCE | 1-in-10 | 2022 | 2 | 275.3415 | 286.4243 | 8.5417 | 75.3478 | 0
| Zone | Remainder of System | 10 | Monthly System Peak Day | SCE | 1-in-10 | 2022 | 3 | 423.0707 | 436.453 | 8.5353 | 75.072 | 0
| Zone | Remainder of System | 10 | Monthly System Peak Day | SCE | 1-in-10 | 2022 | 4 | 586.7656 | 603.1566 | 8.5225 | 74.5467 | 0
| Zone | Remainder of System | 10 | Monthly System Peak Day | SCE | 1-in-10 | 2022 | 5 | 577.3585 | 596.615 | 8.5165 | 73.4519 | 0
| Zone | Remainder of System | 10 | Monthly System Peak Day | SCE | 1-in-10 | 2022 | 6 | 569.7186 | 583.3745 | 8.4942 | 73.5303 | 0
| Zone | Remainder of System | 10 | Monthly System Peak Day | SCE | 1-in-10 | 2022 | 7 | 569.684 | 562.9206 | 8.4832 | 73.6352 | 0
| Zone | Remainder of System | 10 | Monthly System Peak Day | SCE | 1-in-10 | 2022 | 8 | 563.0145 | 565.8702 | 8.6392 | 73.808 | 0
| Zone | Remainder of System | 10 | Monthly System Peak Day | SCE | 1-in-10 | 2022 | 9 | 535.2726 | 583.6894 | 8.9329 | 73.7278 | 0
| Zone | Remainder of System | 10 | Monthly System Peak Day | SCE | 1-in-10 | 2022 | 10 | 517.9539 | 540.8316 | 8.7237 | 77.7894 | 0
| Zone | Remainder of System | 10 | Monthly System Peak Day | SCE | 1-in-10 | 2022 | 11 | 503.7778 | 525.4125 | 8.8652 | 82.6678 | 0
| Zone | Remainder of System | 10 | Monthly System Peak Day | SCE | 1-in-10 | 2022 | 12 | 493.1764 | 517.4899 | 9.0355 | 88.4141 | 0
| Zone | Remainder of System | 10 | Monthly System Peak Day | SCE | 1-in-10 | 2022 | 13 | 398.2197 | 408.125 | 9.1808 | 92.9031 | 0
| Zone | Remainder of System | 10 | Monthly System Peak Day | SCE | 1-in-10 | 2022 | 14 | 346.459 | 352.7823 | 9.0847 | 95.1859 | 0
| Zone | Remainder of System | 10 | Monthly System Peak Day | SCE | 1-in-10 | 2022 | 15 | 303.2354 | 310.1582 | 8.7977 | 96.7359 | 0
| Zone | Remainder of System | 10 | Monthly System Peak Day | SCE | 1-in-10 | 2022 | 16 | 272.7759 | 274.1272 | 8.4878 | 97.5891 | 0
| Zone | Remainder of System | 10 | Monthly System Peak Day | SCE | 1-in-10 | 2022 | 17 | 268.2481 | 273.8202 | 8.3777 | 97.4922 | 0
| Zone | Remainder of System | 10 | Monthly System Peak Day | SCE | 1-in-10 | 2022 | 18 | 249.6467 | 255.7486 | 8.3745 | 96.7734 | 0
| Zone | Remainder of System | 10 | Monthly System Peak Day | SCE | 1-in-10 | 2022 | 19 | 265.5785 | 271.2766 | 8.8998 | 94.4938 | 0
| Zone | Remainder of System | 10 | Monthly System Peak Day | SCE | 1-in-10 | 2022 | 20 | 259.1732 | 263.2113 | 8.6472 | 90.1375 | 0
| Zone | Remainder of System | 10 | Monthly System Peak Day | SCE | 1-in-10 | 2022 | 21 | 248.2063 | 256.4424 | 8.563 | 86.2781 | 0
| Zone | Remainder of System | 10 | Monthly System Peak Day | SCE | 1-in-10 | 2022 | 22 | 426.4803 | 444.1588 | 8.4623 | 84.1844 | 0
| Zone | Remainder of System | 10 | Monthly System Peak Day | SCE | 1-in-10 | 2022 | 23 | 401.5385 | 425.4573 | 8.5499 | 82.1378 | 0
| Zone | Remainder of System | 10 | Monthly System Peak Day | SCE | 1-in-10 | 2022 | 24 | 329.7665 | 367.4278 | 8.6582 | 80.1997 | 0
| Zone | Remainder of System | 11 | Average Weekday | SCE | 1-in-10 | 2022 | 1 | 265.1512 | 271.6154 | 8.6488 | 56.059 | 0
| Zone | Remainder of System | 11 | Average Weekday | SCE | 1-in-10 | 2022 | 2 | 264.1441 | 270.2454 | 8.6662 | 55.0971 | 0
| Zone | Remainder of System | 11 | Average Weekday | SCE | 1-in-10 | 2022 | 3 | 406.4874 | 416.9899 | 8.6416 | 54.1595 | 0
| Zone | Remainder of System | 11 | Average Weekday | SCE | 1-in-10 | 2022 | 4 | 580.9459 | 598.3264 | 8.6527 | 53.2044 | 0
| Zone | Remainder of System | 11 | Average Weekday | SCE | 1-in-10 | 2022 | 5 | 551.424 | 576.6219 | 8.6267 | 52.3654 | 0
| Zone | Remainder of System | 11 | Average Weekday | SCE | 1-in-10 | 2022 | 6 | 534.6804 | 560.5942 | 8.6323 | 51.8116 | 0
| Zone | Remainder of System | 11 | Average Weekday | SCE | 1-in-10 | 2022 | 7 | 542.1948 | 539.438 | 8.8175 | 51.3221 | 0
| Zone | Remainder of System | 11 | Average Weekday | SCE | 1-in-10 | 2022 | 8 | 525.5057 | 528.0049 | 9.1176 | 51.0234 | 0
| Zone | Remainder of System | 11 | Average Weekday | SCE | 1-in-10 | 2022 | 9 | 509.3365 | 535.5042 | 8.8127 | 52.5111 | 0
| Zone | Remainder of System | 11 | Average Weekday | SCE | 1-in-10 | 2022 | 10 | 488.0291 | 500.3988 | 9.1011 | 56.466 | 0
| Zone | Remainder of System | 11 | Average Weekday | SCE | 1-in-10 | 2022 | 11 | 463.8836 | 471.9998 | 9.2908 | 61.1659 | 0
| Zone | Remainder of System | 11 | Average Weekday | SCE | 1-in-10 | 2022 | 12 | 457.3646 | 464.5666 | 9.3887 | 65.0488 | 0
| Zone | Remainder of System | 11 | Average Weekday | SCE | 1-in-10 | 2022 | 13 | 372.2598 | 383.4236 | 9.1749 | 67.8408 | 0
| Zone | Remainder of System | 11 | Average Weekday | SCE | 1-in-10 | 2022 | 14 | 337.5031 | 345.195 | 8.9144 | 69.5124 | 0
| Zone | Remainder of System | 11 | Average Weekday | SCE | 1-in-10 | 2022 | 15 | 286.7797 | 296.2055 | 8.5984 | 70.4672 | 0
| Zone | Remainder of System | 11 | Average Weekday | SCE | 1-in-10 | 2022 | 16 | 259.3378 | 261.9001 | 8.6752 | 70.7027 | 0
| Zone | Remainder of System | 11 | Average Weekday | SCE | 1-in-10 | 2022 | 17 | 262.5519 | 267.9384 | 8.5098 | 69.9819 | 0
| Zone | Remainder of System | 11 | Average Weekday | SCE | 1-in-10 | 2022 | 18 | 244.604 | 250.7373 | 8.6754 | 67.953 | 0
| Zone | Remainder of System | 11 | Average Weekday | SCE | 1-in-10 | 2022 | 19 | 262.3371 | 266.6641 | 8.6691 | 65.3114 | 0
| Zone | Remainder of System | 11 | Average Weekday | SCE | 1-in-10 | 2022 | 20 | 249.4978 | 310.2371 | 10.685 | 63.0346 | 0
| Zone | Remainder of System | 11 | Average Weekday | SCE | 1-in-10 | 2022 | 21 | 237.3943 | 243.6632 | 8.2972 | 61.213 | 0
| Zone | Remainder of System | 11 | Average Weekday | SCE | 1-in-10 | 2022 | 22 | 408.3309 | 424.1819 | 8.6144 | 59.5838 | 0
| Zone | Remainder of System | 11 | Average Weekday | SCE | 1-in-10 | 2022 | 23 | 384.4133 | 398.8915 | 8.7775 | 58.2328 | 0
| Zone | Remainder of System | 11 | Average Weekday | SCE | 1-in-10 | 2022 | 24 | 311.3557 | 324.0907 | 8.7047 | 57.0822 | 0
| Zone | Remainder of System | 11 | Monthly System Peak Day | SCE | 1-in-10 | 2022 | 1 | 265.1512 | 276.6548 | 8.5686 | 69.4034 | 0
| Zone | Remainder of System | 11 | Monthly System Peak Day | SCE | 1-in-10 | 2022 | 2 | 264.1441 | 274.1412 | 8.5893 | 68.1516 | 0
| Zone | Remainder of System | 11 | Monthly System Peak Day | SCE | 1-in-10 | 2022 | 3 | 406.4874 | 420.1814 | 8.577 | 67.393 | 0
| Zone | Remainder of System | 11 | Monthly System Peak Day | SCE | 1-in-10 | 2022 | 4 | 580.9459 | 601.4711 | 8.5863 | 66.0125 | 0
| Zone | Remainder of System | 11 | Monthly System Peak Day | SCE | 1-in-10 | 2022 | 5 | 551.424 | 579.3759 | 8.5773 | 65.1814 | 0
| Zone | Remainder of System | 11 | Monthly System Peak Day | SCE | 1-in-10 | 2022 | 6 | 534.6804 | 561.5164 | 8.5835 | 64.2144 | 0
| Zone | Remainder of System | 11 | Monthly System Peak Day | SCE | 1-in-10 | 2022 | 7 | 542.1948 | 528.6359 | 8.7333 | 63.6647 | 0
| Zone | Remainder of System | 11 | Monthly System Peak Day | SCE | 1-in-10 | 2022 | 8 | 525.5057 | 534.915 | 9.1151 | 63.8962 | 0
| Zone | Remainder of System | 11 | Monthly System Peak Day | SCE | 1-in-10 | 2022 | 9 | 509.3365 | 543.801 | 8.7307 | 65.4002 | 0
| Zone | Remainder of System | 11 | Monthly System Peak Day | SCE | 1-in-10 | 2022 | 10 | 488.0291 | 508.9618 | 9.0896 | 69.6937 | 0
| Zone | Remainder of System | 11 | Monthly System Peak Day | SCE | 1-in-10 | 2022 | 11 | 463.8836 | 484.144 | 9.3695 | 76.562 | 0
| Zone | Remainder of System | 11 | Monthly System Peak Day | SCE | 1-in-10 | 2022 | 12 | 457.3646 | 480.5074 | 9.5304 | 82.3128 | 0
| Zone | Remainder of System | 11 | Monthly System Peak Day | SCE | 1-in-10 | 2022 | 13 | 372.2598 | 383.7407 | 9.2171 | 85.9891 | 0
| Zone | Remainder of System | 11 | Monthly System Peak Day | SCE | 1-in-10 | 2022 | 14 | 337.5031 | 343.4253 | 8.8531 | 87.9797 | 0
| Zone | Remainder of System | 11 | Monthly System Peak Day | SCE | 1-in-10 | 2022 | 15 | 286.7797 | 296.4685 | 8.5104 | 88.7703 | 0
| Zone | Remainder of System | 11 | Monthly System Peak Day | SCE | 1-in-10 | 2022 | 16 | 259.3378 | 260.7495 | 8.5881 | 89.0578 | 0
| Zone | Remainder of System | 11 | Monthly System Peak Day | SCE | 1-in-10 | 2022 | 17 | 262.5519 | 270.066 | 8.4249 | 88.5875 | 0
| Zone | Remainder of System | 11 | Monthly System Peak Day | SCE | 1-in-10 | 2022 | 18 | 244.604 | 253.3109 | 8.5845 | 86.8453 | 0
| Zone | Remainder of System | 11 | Monthly System Peak Day | SCE | 1-in-10 | 2022 | 19 | 262.3371 | 267.8084 | 8.6682 | 83.7578 | 0
| Zone | Remainder of System | 11 | Monthly System Peak Day | SCE | 1-in-10 | 2022 | 20 | 249.4978 | 357.6934 | 17.2835 | 79.8594 | 0
| Zone | Remainder of System | 11 | Monthly System Peak Day | SCE | 1-in-10 | 2022 | 21 | 237.3943 | 245.9528 | 8.5955 | 76.3664 | 0
| Zone | Remainder of System | 11 | Monthly System Peak Day | SCE | 1-in-10 | 2022 | 22 | 408.3309 | 425.5529 | 8.5385 | 73.8492 | 0
| Zone | Remainder of System | 11 | Monthly System Peak Day | SCE | 1-in-10 | 2022 | 23 | 384.4133 | 404.8271 | 8.6914 | 71.6486 | 0
| Zone | Remainder of System | 11 | Monthly System Peak Day | SCE | 1-in-10 | 2022 | 24 | 311.3557 | 333.0112 | 8.6128 | 70.3994 | 0
| Zone | Remainder of System | 12 | Average Weekday | SCE | 1-in-10 | 2022 | 1 | 249.3546 | 256.2671 | 8.5134 | 48.7864 | 0
| Zone | Remainder of System | 12 | Average Weekday | SCE | 1-in-10 | 2022 | 2 | 245.4328 | 251.8277 | 8.5381 | 47.947 | 0
| Zone | Remainder of System | 12 | Average Weekday | SCE | 1-in-10 | 2022 | 3 | 381.5925 | 392.392 | 8.5434 | 47.1857 | 0
| Zone | Remainder of System | 12 | Average Weekday | SCE | 1-in-10 | 2022 | 4 | 555.7462 | 573.2375 | 8.5497 | 46.3928 | 0
| Zone | Remainder of System | 12 | Average Weekday | SCE | 1-in-10 | 2022 | 5 | 528.5168 | 557.3701 | 8.5531 | 45.8878 | 0
| Zone | Remainder of System | 12 | Average Weekday | SCE | 1-in-10 | 2022 | 6 | 502.1714 | 532.269 | 8.558 | 45.4234 | 0
| Zone | Remainder of System | 12 | Average Weekday | SCE | 1-in-10 | 2022 | 7 | 496.6604 | 494.9297 | 8.5206 | 45.0246 | 0
| Zone | Remainder of System | 12 | Average Weekday | SCE | 1-in-10 | 2022 | 8 | 490.6387 | 496.9367 | 8.4761 | 44.9313 | 0
| Zone | Remainder of System | 12 | Average Weekday | SCE | 1-in-10 | 2022 | 9 | 471.5695 | 499.4779 | 8.4319 | 45.6373 | 0
| Zone | Remainder of System | 12 | Average Weekday | SCE | 1-in-10 | 2022 | 10 | 444.0936 | 459.2919 | 8.4572 | 48.6216 | 0
| Zone | Remainder of System | 12 | Average Weekday | SCE | 1-in-10 | 2022 | 11 | 421.8086 | 431.8269 | 8.4189 | 52.4485 | 0
| Zone | Remainder of System | 12 | Average Weekday | SCE | 1-in-10 | 2022 | 12 | 414.3192 | 421.1617 | 8.3839 | 55.8659 | 0
| Zone | Remainder of System | 12 | Average Weekday | SCE | 1-in-10 | 2022 | 13 | 338.221 | 348.8635 | 8.3761 | 58.3704 | 0
| Zone | Remainder of System | 12 | Average Weekday | SCE | 1-in-10 | 2022 | 14 | 304.7688 | 312.9428 | 8.4057 | 60.0313 | 0
| Zone | Remainder of System | 12 | Average Weekday | SCE | 1-in-10 | 2022 | 15 | 269.6744 | 278.2296 | 8.4547 | 60.9602 | 0
| Zone | Remainder of System | 12 | Average Weekday | SCE | 1-in-10 | 2022 | 16 | 237.3006 | 239.6626 | 8.5082 | 61.3074 | 0
| Zone | Remainder of System | 12 | Average Weekday | SCE | 1-in-10 | 2022 | 17 | 241.2953 | 247.3697 | 8.3922 | 60.7301 | 0
| Zone | Remainder of System | 12 | Average Weekday | SCE | 1-in-10 | 2022 | 18 | 225.6084 | 231.5028 | 8.3719 | 58.7054 | 0
| Zone | Remainder of System | 12 | Average Weekday | SCE | 1-in-10 | 2022 | 19 | 244.5786 | 248.8972 | 8.6687 | 56.3345 | 0
| Zone | Remainder of System | 12 | Average Weekday | SCE | 1-in-10 | 2022 | 20 | 239.1514 | 300.9158 | 8.6791 | 54.597 | 0
| Zone | Remainder of System | 12 | Average Weekday | SCE | 1-in-10 | 2022 | 21 | 227.2731 | 233.8209 | 8.297 | 53.159 | 0
| Zone | Remainder of System | 12 | Average Weekday | SCE | 1-in-10 | 2022 | 22 | 395.7469 | 411.3558 | 8.4561 | 51.881 | 0
| Zone | Remainder of System | 12 | Average Weekday | SCE | 1-in-10 | 2022 | 23 | 372.6771 | 387.3729 | 8.4822 | 50.7727 | 0
| Zone | Remainder of System | 12 | Average Weekday | SCE | 1-in-10 | 2022 | 24 | 300.6133 | 313.9383 | 8.4866 | 49.8739 | 0
| Zone | Remainder of System | 12 | Monthly System Peak Day | SCE | 1-in-10 | 2022 | 1 | 249.3546 | 256.2671 | 8.5134 | 42.5695 | 0
| Zone | Remainder of System | 12 | Monthly System Peak Day | SCE | 1-in-10 | 2022 | 2 | 245.4328 | 251.8277 | 8.5381 | 41.708 | 0
| Zone | Remainder of System | 12 | Monthly System Peak Day | SCE | 1-in-10 | 2022 | 3 | 381.5925 | 392.392 | 8.5434 | 40.6634 | 0
| Zone | Remainder of System | 12 | Monthly System Peak Day | SCE | 1-in-10 | 2022 | 4 | 555.7462 | 573.2375 | 8.5497 | 39.7536 | 0
| Zone | Remainder of System | 12 | Monthly System Peak Day | SCE | 1-in-10 | 2022 | 5 | 528.5168 | 557.3701 | 8.5531 | 38.8297 | 0
| Zone | Remainder of System | 12 | Monthly System Peak Day | SCE | 1-in-10 | 2022 | 6 | 502.1714 | 532.269 | 8.558 | 37.7472 | 0
| Zone | Remainder of System | 12 | Monthly System Peak Day | SCE | 1-in-10 | 2022 | 7 | 496.6604 | 494.9297 | 8.5206 | 36.5995 | 0
| Zone | Remainder of System | 12 | Monthly System Peak Day | SCE | 1-in-10 | 2022 | 8 | 490.6387 | 496.9367 | 8.4761 | 36.6103 | 0
| Zone | Remainder of System | 12 | Monthly System Peak Day | SCE | 1-in-10 | 2022 | 9 | 471.5695 | 499.4779 | 8.4319 | 37.7047 | 0
| Zone | Remainder of System | 12 | Monthly System Peak Day | SCE | 1-in-10 | 2022 | 10 | 444.0936 | 459.2919 | 8.4572 | 41.4383 | 0
| Zone | Remainder of System | 12 | Monthly System Peak Day | SCE | 1-in-10 | 2022 | 11 | 421.8086 | 431.8269 | 8.4189 | 45.7698 | 0
| Zone | Remainder of System | 12 | Monthly System Peak Day | SCE | 1-in-10 | 2022 | 12 | 414.3192 | 421.1617 | 8.3839 | 48.8809 | 0
| Zone | Remainder of System | 12 | Monthly System Peak Day | SCE | 1-in-10 | 2022 | 13 | 338.221 | 348.8635 | 8.3761 | 50.4759 | 0
| Zone | Remainder of System | 12 | Monthly System Peak Day | SCE | 1-in-10 | 2022 | 14 | 304.7688 | 312.9428 | 8.4057 | 51.6747 | 0
| Zone | Remainder of System | 12 | Monthly System Peak Day | SCE | 1-in-10 | 2022 | 15 | 269.6744 | 278.2296 | 8.4547 | 52.7272 | 0
| Zone | Remainder of System | 12 | Monthly System Peak Day | SCE | 1-in-10 | 2022 | 16 | 237.3006 | 239.6626 | 8.5082 | 53.1839 | 0
| Zone | Remainder of System | 12 | Monthly System Peak Day | SCE | 1-in-10 | 2022 | 17 | 241.2953 | 247.3697 | 8.3922 | 52.9211 | 0
| Zone | Remainder of System | 12 | Monthly System Peak Day | SCE | 1-in-10 | 2022 | 18 | 225.6084 | 231.5028 | 8.3719 | 51.1658 | 0
| Zone | Remainder of System | 12 | Monthly System Peak Day | SCE | 1-in-10 | 2022 | 19 | 244.5786 | 248.8972 | 8.6687 | 49.0081 | 0
| Zone | Remainder of System | 12 | Monthly System Peak Day | SCE | 1-in-10 | 2022 | 20 | 239.1514 | 300.9158 | 8.6791 | 47.4864 | 0
| Zone | Remainder of System | 12 | Monthly System Peak Day | SCE | 1-in-10 | 2022 | 21 | 227.2731 | 233.8209 | 8.297 | 46.0752 | 0
| Zone | Remainder of System | 12 | Monthly System Peak Day | SCE | 1-in-10 | 2022 | 22 | 395.7469 | 411.3558 | 8.4561 | 44.3067 | 0
| Zone | Remainder of System | 12 | Monthly System Peak Day | SCE | 1-in-10 | 2022 | 23 | 372.6771 | 387.3729 | 8.4822 | 43.3595 | 0
| Zone | Remainder of System | 12 | Monthly System Peak Day | SCE | 1-in-10 | 2022 | 24 | 300.6133 | 313.9383 | 8.4866 | 42.7814 | 0
| Zone | Remainder of System | 1 | Average Weekday | SCE | 1-in-10 | 2023 | 1 | 261.5652 | 267.8006 | 8.2297 | 48.5418 | 0
| Zone | Remainder of System | 1 | Average Weekday | SCE | 1-in-10 | 2023 | 2 | 258.4173 | 265.5458 | 8.2561 | 47.7538 | 0
| Zone | Remainder of System | 1 | Average Weekday | SCE | 1-in-10 | 2023 | 3 | 399.7532 | 411.5165 | 8.2618 | 47.1481 | 0
| Zone | Remainder of System | 1 | Average Weekday | SCE | 1-in-10 | 2023 | 4 | 570.5834 | 588.8165 | 8.2686 | 46.4563 | 0
| Zone | Remainder of System | 1 | Average Weekday | SCE | 1-in-10 | 2023 | 5 | 544.9394 | 572.8519 | 8.2722 | 45.7587 | 0
| Zone | Remainder of System | 1 | Average Weekday | SCE | 1-in-10 | 2023 | 6 | 529.6785 | 559.7693 | 8.2777 | 45.1036 | 0
| Zone | Remainder of System | 1 | Average Weekday | SCE | 1-in-10 | 2023 | 7 | 536.2596 | 534.1585 | 8.2382 | 44.5655 | 0
| Zone | Remainder of System | 1 | Average Weekday | SCE | 1-in-10 | 2023 | 8 | 529.27 | 535.0516 | 8.1885 | 44.3307 | 0
| Zone | Remainder of System | 1 | Average Weekday | SCE | 1-in-10 | 2023 | 9 | 497.6308 | 522.7437 | 8.1387 | 44.8068 | 0
| Zone | Remainder of System | 1 | Average Weekday | SCE | 1-in-10 | 2023 | 10 | 480.1548 | 493.313 | 8.1663 | 47.5928 | 0
| Zone | Remainder of System | 1 | Average Weekday | SCE | 1-in-10 | 2023 | 11 | 452.7442 | 461.1171 | 8.1223 | 51.3252 | 0
| Zone | Remainder of System | 1 | Average Weekday | SCE | 1-in-10 | 2023 | 12 | 448.1206 | 454.6726 | 8.0816 | 54.7156 | 0
| Zone | Remainder of System | 1 | Average Weekday | SCE | 1-in-10 | 2023 | 13 | 377.5566 | 388.1892 | 8.0713 | 57.1933 | 0
| Zone | Remainder of System | 1 | Average Weekday | SCE | 1-in-10 | 2023 | 14 | 340.9402 | 348.6298 | 8.1059 | 58.7299 | 0
| Zone | Remainder of System | 1 | Average Weekday | SCE | 1-in-10 | 2023 | 15 | 296.7613 | 304.5392 | 8.1634 | 59.7358 | 0
| Zone | Remainder of System | 1 | Average Weekday | SCE | 1-in-10 | 2023 | 16 | 263.9643 | 266.2547 | 8.2237 | 60.1875 | 0
| Zone | Remainder of System | 1 | Average Weekday | SCE | 1-in-10 | 2023 | 17 | 266.3904 | 272.7031 | 8.0886 | 59.7999 | 0
| Zone | Remainder of System | 1 | Average Weekday | SCE | 1-in-10 | 2023 | 18 | 247.5934 | 253.4982 | 8.067 | 58.3041 | 0
| Zone | Remainder of System | 1 | Average Weekday | SCE | 1-in-10 | 2023 | 19 | 261.7552 | 266.1376 | 8.3176 | 55.9215 | 0
| Zone | Remainder of System | 1 | Average Weekday | SCE | 1-in-10 | 2023 | 20 | 253.3462 | 315.1504 | 8.3348 | 54.1041 | 0
| Zone | Remainder of System | 1 | Average Weekday | SCE | 1-in-10 | 2023 | 21 | 236.8217 | 243.2096 | 7.9799 | 52.7602 | 0
| Zone | Remainder of System | 1 | Average Weekday | SCE | 1-in-10 | 2023 | 22 | 408.0252 | 423.8658 | 8.1726 | 51.5587 | 0
| Zone | Remainder of System | 1 | Average Weekday | SCE | 1-in-10 | 2023 | 23 | 392.5731 | 407.3338 | 8.1983 | 50.4809 | 0
| Zone | Remainder of System | 1 | Average Weekday | SCE | 1-in-10 | 2023 | 24 | 322.6606 | 335.0568 | 8.201 | 49.576 | 0
| Zone | Remainder of System | 1 | Monthly System Peak Day | SCE | 1-in-10 | 2023 | 1 | 261.5652 | 267.8006 | 8.2297 | 44.4388 | 0
| Zone | Remainder of System | 1 | Monthly System Peak Day | SCE | 1-in-10 | 2023 | 2 | 258.4173 | 265.5458 | 8.2561 | 43.8073 | 0
| Zone | Remainder of System | 1 | Monthly System Peak Day | SCE | 1-in-10 | 2023 | 3 | 399.7532 | 411.5165 | 8.2618 | 43.0442 | 0
| Zone | Remainder of System | 1 | Monthly System Peak Day | SCE | 1-in-10 | 2023 | 4 | 570.5834 | 588.8165 | 8.2686 | 42.3247 | 0
| Zone | Remainder of System | 1 | Monthly System Peak Day | SCE | 1-in-10 | 2023 | 5 | 544.9394 | 572.8519 | 8.2722 | 42.0786 | 0
| Zone | Remainder of System | 1 | Monthly System Peak Day | SCE | 1-in-10 | 2023 | 6 | 529.6785 | 559.7693 | 8.2777 | 41.1127 | 0
| Zone | Remainder of System | 1 | Monthly System Peak Day | SCE | 1-in-10 | 2023 | 7 | 536.2596 | 534.1585 | 8.2382 | 40.5433 | 0
| Zone | Remainder of System | 1 | Monthly System Peak Day | SCE | 1-in-10 | 2023 | 8 | 529.27 | 535.0516 | 8.1885 | 40.1802 | 0
| Zone | Remainder of System | 1 | Monthly System Peak Day | SCE | 1-in-10 | 2023 | 9 | 497.6308 | 522.7437 | 8.1387 | 40.587 | 0
| Zone | Remainder of System | 1 | Monthly System Peak Day | SCE | 1-in-10 | 2023 | 10 | 480.1548 | 493.313 | 8.1663 | 43.0014 | 0
| Zone | Remainder of System | 1 | Monthly System Peak Day | SCE | 1-in-10 | 2023 | 11 | 452.7442 | 461.1171 | 8.1223 | 45.635 | 0
| Zone | Remainder of System | 1 | Monthly System Peak Day | SCE | 1-in-10 | 2023 | 12 | 448.1206 | 454.6726 | 8.0816 | 47.7783 | 0
| Zone | Remainder of System | 1 | Monthly System Peak Day | SCE | 1-in-10 | 2023 | 13 | 377.5566 | 388.1892 | 8.0713 | 47.6958 | 0
| Zone | Remainder of System | 1 | Monthly System Peak Day | SCE | 1-in-10 | 2023 | 14 | 340.9402 | 348.6298 | 8.1059 | 48.1105 | 0
| Zone | Remainder of System | 1 | Monthly System Peak Day | SCE | 1-in-10 | 2023 | 15 | 296.7613 | 304.5392 | 8.1634 | 48.9491 | 0
| Zone | Remainder of System | 1 | Monthly System Peak Day | SCE | 1-in-10 | 2023 | 16 | 263.9643 | 266.2547 | 8.2237 | 50.1039 | 0
| Zone | Remainder of System | 1 | Monthly System Peak Day | SCE | 1-in-10 | 2023 | 17 | 266.3904 | 272.7031 | 8.0886 | 49.5105 | 0
| Zone | Remainder of System | 1 | Monthly System Peak Day | SCE | 1-in-10 | 2023 | 18 | 247.5934 | 253.4982 | 8.067 | 48.4556 | 0
| Zone | Remainder of System | 1 | Monthly System Peak Day | SCE | 1-in-10 | 2023 | 19 | 261.7552 | 266.1376 | 8.3176 | 46.6627 | 0
| Zone | Remainder of System | 1 | Monthly System Peak Day | SCE | 1-in-10 | 2023 | 20 | 253.3462 | 315.1504 | 8.3348 | 45.7192 | 0
| Zone | Remainder of System | 1 | Monthly System Peak Day | SCE | 1-in-10 | 2023 | 21 | 236.8217 | 243.2096 | 7.9799 | 44.9309 | 0
| Zone | Remainder of System | 1 | Monthly System Peak Day | SCE | 1-in-10 | 2023 | 22 | 408.0252 | 423.8658 | 8.1726 | 44.2384 | 0
| Zone | Remainder of System | 1 | Monthly System Peak Day | SCE | 1-in-10 | 2023 | 23 | 392.5731 | 407.3338 | 8.1983 | 43.5948 | 0
| Zone | Remainder of System | 1 | Monthly System Peak Day | SCE | 1-in-10 | 2023 | 24 | 322.6606 | 335.0568 | 8.201 | 43.1517 | 0
| Zone | Remainder of System | 2 | Average Weekday | SCE | 1-in-10 | 2023 | 1 | 261.2328 | 268.2842 | 8.2869 | 54.0382 | 0
| Zone | Remainder of System | 2 | Average Weekday | SCE | 1-in-10 | 2023 | 2 | 255.0494 | 262.7079 | 8.319 | 53.0249 | 0
| Zone | Remainder of System | 2 | Average Weekday | SCE | 1-in-10 | 2023 | 3 | 392.4398 | 405.5269 | 8.3258 | 52.103 | 0
| Zone | Remainder of System | 2 | Average Weekday | SCE | 1-in-10 | 2023 | 4 | 560.3694 | 580.5746 | 8.3338 | 51.1364 | 0
| Zone | Remainder of System | 2 | Average Weekday | SCE | 1-in-10 | 2023 | 5 | 542.15 | 573.1213 | 8.3372 | 50.31 | 0
| Zone | Remainder of System | 2 | Average Weekday | SCE | 1-in-10 | 2023 | 6 | 531.0359 | 563.1888 | 8.3421 | 49.696 | 0
| Zone | Remainder of System | 2 | Average Weekday | SCE | 1-in-10 | 2023 | 7 | 523.7343 | 522.6454 | 8.294 | 49.1834 | 0
| Zone | Remainder of System | 2 | Average Weekday | SCE | 1-in-10 | 2023 | 8 | 515.3905 | 521.6124 | 8.2351 | 48.888 | 0
| Zone | Remainder of System | 2 | Average Weekday | SCE | 1-in-10 | 2023 | 9 | 496.5258 | 521.8672 | 8.175 | 50.259 | 0
| Zone | Remainder of System | 2 | Average Weekday | SCE | 1-in-10 | 2023 | 10 | 474.8495 | 487.377 | 8.2108 | 54.1964 | 0
| Zone | Remainder of System | 2 | Average Weekday | SCE | 1-in-10 | 2023 | 11 | 451.9261 | 460.5326 | 8.1555 | 58.8515 | 0
| Zone | Remainder of System | 2 | Average Weekday | SCE | 1-in-10 | 2023 | 12 | 446.6169 | 454.2859 | 8.1029 | 62.7996 | 0
| Zone | Remainder of System | 2 | Average Weekday | SCE | 1-in-10 | 2023 | 13 | 371.7269 | 383.3023 | 8.0887 | 65.5213 | 0
| Zone | Remainder of System | 2 | Average Weekday | SCE | 1-in-10 | 2023 | 14 | 332.0324 | 340.3467 | 8.1336 | 67.2527 | 0
| Zone | Remainder of System | 2 | Average Weekday | SCE | 1-in-10 | 2023 | 15 | 283.8284 | 293.228 | 8.2062 | 68.2047 | 0
| Zone | Remainder of System | 2 | Average Weekday | SCE | 1-in-10 | 2023 | 16 | 253.47 | 256.9337 | 8.2802 | 68.6737 | 0
| Zone | Remainder of System | 2 | Average Weekday | SCE | 1-in-10 | 2023 | 17 | 245.1986 | 250.2414 | 8.1213 | 68.2788 | 0
| Zone | Remainder of System | 2 | Average Weekday | SCE | 1-in-10 | 2023 | 18 | 231.8266 | 236.9614 | 8.0932 | 66.7848 | 0
| Zone | Remainder of System | 2 | Average Weekday | SCE | 1-in-10 | 2023 | 19 | 254.1986 | 258.6635 | 8.3176 | 63.8259 | 0
| Zone | Remainder of System | 2 | Average Weekday | SCE | 1-in-10 | 2023 | 20 | 246.5955 | 306.4491 | 8.3383 | 61.1681 | 0
| Zone | Remainder of System | 2 | Average Weekday | SCE | 1-in-10 | 2023 | 21 | 225.2643 | 231.4544 | 7.954 | 59.2506 | 0
| Zone | Remainder of System | 2 | Average Weekday | SCE | 1-in-10 | 2023 | 22 | 392.9845 | 408.6537 | 8.2138 | 57.5462 | 0
| Zone | Remainder of System | 2 | Average Weekday | SCE | 1-in-10 | 2023 | 23 | 375.8534 | 391.023 | 8.2477 | 56.0923 | 0
| Zone | Remainder of System | 2 | Average Weekday | SCE | 1-in-10 | 2023 | 24 | 315.1933 | 328.8475 | 8.2515 | 54.8445 | 0
| Zone | Remainder of System | 2 | Monthly System Peak Day | SCE | 1-in-10 | 2023 | 1 | 261.2328 | 268.2842 | 8.2869 | 64.3403 | 0
| Zone | Remainder of System | 2 | Monthly System Peak Day | SCE | 1-in-10 | 2023 | 2 | 255.0494 | 262.7079 | 8.319 | 62.5731 | 0
| Zone | Remainder of System | 2 | Monthly System Peak Day | SCE | 1-in-10 | 2023 | 3 | 392.4398 | 405.5269 | 8.3258 | 61.5461 | 0
| Zone | Remainder of System | 2 | Monthly System Peak Day | SCE | 1-in-10 | 2023 | 4 | 560.3694 | 580.5746 | 8.3338 | 60.398 | 0
| Zone | Remainder of System | 2 | Monthly System Peak Day | SCE | 1-in-10 | 2023 | 5 | 542.15 | 573.1213 | 8.3372 | 59.4783 | 0
| Zone | Remainder of System | 2 | Monthly System Peak Day | SCE | 1-in-10 | 2023 | 6 | 531.0359 | 563.1888 | 8.3421 | 58.1067 | 0
| Zone | Remainder of System | 2 | Monthly System Peak Day | SCE | 1-in-10 | 2023 | 7 | 523.7343 | 522.6454 | 8.294 | 57.6506 | 0
| Zone | Remainder of System | 2 | Monthly System Peak Day | SCE | 1-in-10 | 2023 | 8 | 515.3905 | 521.6124 | 8.2351 | 57.142 | 0
| Zone | Remainder of System | 2 | Monthly System Peak Day | SCE | 1-in-10 | 2023 | 9 | 496.5258 | 521.8672 | 8.175 | 59.1553 | 0
| Zone | Remainder of System | 2 | Monthly System Peak Day | SCE | 1-in-10 | 2023 | 10 | 474.8495 | 487.377 | 8.2108 | 64.6281 | 0
| Zone | Remainder of System | 2 | Monthly System Peak Day | SCE | 1-in-10 | 2023 | 11 | 451.9261 | 460.5326 | 8.1555 | 70.3806 | 0
| Zone | Remainder of System | 2 | Monthly System Peak Day | SCE | 1-in-10 | 2023 | 12 | 446.6169 | 454.2859 | 8.1029 | 75.0772 | 0
| Zone | Remainder of System | 2 | Monthly System Peak Day | SCE | 1-in-10 | 2023 | 13 | 371.7269 | 383.3023 | 8.0887 | 78.5178 | 0
| Zone | Remainder of System | 2 | Monthly System Peak Day | SCE | 1-in-10 | 2023 | 14 | 332.0324 | 340.3467 | 8.1336 | 80.4984 | 0
| Zone | Remainder of System | 2 | Monthly System Peak Day | SCE | 1-in-10 | 2023 | 15 | 283.8284 | 293.228 | 8.2062 | 81.6891 | 0
| Zone | Remainder of System | 2 | Monthly System Peak Day | SCE | 1-in-10 | 2023 | 16 | 253.47 | 256.9337 | 8.2802 | 82.4677 | 0
| Zone | Remainder of System | 2 | Monthly System Peak Day | SCE | 1-in-10 | 2023 | 17 | 245.1986 | 250.2414 | 8.1213 | 82.0663 | 0
| Zone | Remainder of System | 2 | Monthly System Peak Day | SCE | 1-in-10 | 2023 | 18 | 231.8266 | 236.9614 | 8.0932 | 79.9572 | 0
| Zone | Remainder of System | 2 | Monthly System Peak Day | SCE | 1-in-10 | 2023 | 19 | 254.1986 | 258.6635 | 8.3176 | 75.7559 | 0
| Zone | Remainder of System | 2 | Monthly System Peak Day | SCE | 1-in-10 | 2023 | 20 | 246.5955 | 306.4491 | 8.3383 | 71.8606 | 0
| Zone | Remainder of System | 2 | Monthly System Peak Day | SCE | 1-in-10 | 2023 | 21 | 225.2643 | 231.4544 | 7.954 | 68.5952 | 0
| Zone | Remainder of System | 2 | Monthly System Peak Day | SCE | 1-in-10 | 2023 | 22 | 392.9845 | 408.6537 | 8.2138 | 66.3128 | 0
| Zone | Remainder of System | 2 | Monthly System Peak Day | SCE | 1-in-10 | 2023 | 23 | 375.8534 | 391.023 | 8.2477 | 64.6469 | 0
| Zone | Remainder of System | 2 | Monthly System Peak Day | SCE | 1-in-10 | 2023 | 24 | 315.1933 | 328.8475 | 8.2515 | 63.0592 | 0
| Zone | Remainder of System | 3 | Average Weekday | SCE | 1-in-10 | 2023 | 1 | 268.4275 | 280.2715 | 8.3746 | 57.5537 | 0
| Zone | Remainder of System | 3 | Average Weekday | SCE | 1-in-10 | 2023 | 2 | 263.0795 | 270.5459 | 8.3258 | 56.4206 | 0
| Zone | Remainder of System | 3 | Average Weekday | SCE | 1-in-10 | 2023 | 3 | 420.237 | 431.2164 | 8.3185 | 55.3452 | 0
| Zone | Remainder of System | 3 | Average Weekday | SCE | 1-in-10 | 2023 | 4 | 592.9144 | 609.6422 | 8.3012 | 54.4215 | 0
| Zone | Remainder of System | 3 | Average Weekday | SCE | 1-in-10 | 2023 | 5 | 560.8666 | 580.2005 | 8.2951 | 53.6273 | 0
| Zone | Remainder of System | 3 | Average Weekday | SCE | 1-in-10 | 2023 | 6 | 549.989 | 569.0446 | 8.2634 | 52.9063 | 0
| Zone | Remainder of System | 3 | Average Weekday | SCE | 1-in-10 | 2023 | 7 | 554.1147 | 554.8349 | 8.2479 | 52.44 | 0
| Zone | Remainder of System | 3 | Average Weekday | SCE | 1-in-10 | 2023 | 8 | 534.2229 | 543.3104 | 8.4024 | 52.295 | 0
| Zone | Remainder of System | 3 | Average Weekday | SCE | 1-in-10 | 2023 | 9 | 518.4665 | 558.1161 | 8.5935 | 53.6088 | 0
| Zone | Remainder of System | 3 | Average Weekday | SCE | 1-in-10 | 2023 | 10 | 499.6045 | 522.2523 | 8.4601 | 57.1162 | 0
| Zone | Remainder of System | 3 | Average Weekday | SCE | 1-in-10 | 2023 | 11 | 468.9696 | 485.286 | 8.5386 | 61.4632 | 0
| Zone | Remainder of System | 3 | Average Weekday | SCE | 1-in-10 | 2023 | 12 | 468.8536 | 480.9518 | 8.6276 | 65.4775 | 0
| Zone | Remainder of System | 3 | Average Weekday | SCE | 1-in-10 | 2023 | 13 | 377.1699 | 388.0188 | 8.7026 | 68.7024 | 0
| Zone | Remainder of System | 3 | Average Weekday | SCE | 1-in-10 | 2023 | 14 | 351.4223 | 358.8214 | 8.6531 | 70.914 | 0
| Zone | Remainder of System | 3 | Average Weekday | SCE | 1-in-10 | 2023 | 15 | 305.8768 | 312.883 | 8.4869 | 72.242 | 0
| Zone | Remainder of System | 3 | Average Weekday | SCE | 1-in-10 | 2023 | 16 | 272.5057 | 275.3901 | 8.2694 | 72.9142 | 0
| Zone | Remainder of System | 3 | Average Weekday | SCE | 1-in-10 | 2023 | 17 | 272.8308 | 278.6556 | 8.1173 | 72.9266 | 0
| Zone | Remainder of System | 3 | Average Weekday | SCE | 1-in-10 | 2023 | 18 | 246.0937 | 252.5327 | 8.1318 | 71.945 | 0
| Zone | Remainder of System | 3 | Average Weekday | SCE | 1-in-10 | 2023 | 19 | 261.498 | 268.1473 | 8.4055 | 70.1003 | 0
| Zone | Remainder of System | 3 | Average Weekday | SCE | 1-in-10 | 2023 | 20 | 248.7376 | 252.1168 | 8.3023 | 67.4013 | 0
| Zone | Remainder of System | 3 | Average Weekday | SCE | 1-in-10 | 2023 | 21 | 221.381 | 226.4142 | 7.9834 | 64.6072 | 0
| Zone | Remainder of System | 3 | Average Weekday | SCE | 1-in-10 | 2023 | 22 | 417.1398 | 435.492 | 8.2276 | 62.6982 | 0
| Zone | Remainder of System | 3 | Average Weekday | SCE | 1-in-10 | 2023 | 23 | 404.8565 | 426.3015 | 8.3296 | 61.2385 | 0
| Zone | Remainder of System | 3 | Average Weekday | SCE | 1-in-10 | 2023 | 24 | 346.5402 | 371.5644 | 8.42 | 59.8218 | 0
| Zone | Remainder of System | 3 | Monthly System Peak Day | SCE | 1-in-10 | 2023 | 1 | 268.4275 | 291.086 | 8.3639 | 65.5264 | 0
| Zone | Remainder of System | 3 | Monthly System Peak Day | SCE | 1-in-10 | 2023 | 2 | 263.0795 | 277.3064 | 8.2805 | 63.8061 | 0
| Zone | Remainder of System | 3 | Monthly System Peak Day | SCE | 1-in-10 | 2023 | 3 | 420.237 | 437.7808 | 8.2716 | 62.6338 | 0
| Zone | Remainder of System | 3 | Monthly System Peak Day | SCE | 1-in-10 | 2023 | 4 | 592.9144 | 613.298 | 8.2537 | 61.4338 | 0
| Zone | Remainder of System | 3 | Monthly System Peak Day | SCE | 1-in-10 | 2023 | 5 | 560.8666 | 587.7029 | 8.2476 | 60.3541 | 0
| Zone | Remainder of System | 3 | Monthly System Peak Day | SCE | 1-in-10 | 2023 | 6 | 549.989 | 568.6357 | 8.2226 | 59.3344 | 0
| Zone | Remainder of System | 3 | Monthly System Peak Day | SCE | 1-in-10 | 2023 | 7 | 554.1147 | 549.1099 | 8.2092 | 58.333 | 0
| Zone | Remainder of System | 3 | Monthly System Peak Day | SCE | 1-in-10 | 2023 | 8 | 534.2229 | 557.5059 | 8.4296 | 57.6456 | 0
| Zone | Remainder of System | 3 | Monthly System Peak Day | SCE | 1-in-10 | 2023 | 9 | 518.4665 | 569.7438 | 8.9081 | 58.9664 | 0
| Zone | Remainder of System | 3 | Monthly System Peak Day | SCE | 1-in-10 | 2023 | 10 | 499.6045 | 530.7969 | 8.5766 | 63.8406 | 0
| Zone | Remainder of System | 3 | Monthly System Peak Day | SCE | 1-in-10 | 2023 | 11 | 468.9696 | 498.7445 | 8.833 | 69.4223 | 0
| Zone | Remainder of System | 3 | Monthly System Peak Day | SCE | 1-in-10 | 2023 | 12 | 468.8536 | 494.0986 | 9.1472 | 74.8961 | 0
| Zone | Remainder of System | 3 | Monthly System Peak Day | SCE | 1-in-10 | 2023 | 13 | 377.1699 | 388.6677 | 9.4132 | 78.9659 | 0
| Zone | Remainder of System | 3 | Monthly System Peak Day | SCE | 1-in-10 | 2023 | 14 | 351.4223 | 359.1418 | 9.2293 | 81.4947 | 0
| Zone | Remainder of System | 3 | Monthly System Peak Day | SCE | 1-in-10 | 2023 | 15 | 305.8768 | 314.1784 | 8.7326 | 83.6188 | 0
| Zone | Remainder of System | 3 | Monthly System Peak Day | SCE | 1-in-10 | 2023 | 16 | 272.5057 | 274.0641 | 8.2262 | 84.7072 | 0
| Zone | Remainder of System | 3 | Monthly System Peak Day | SCE | 1-in-10 | 2023 | 17 | 272.8308 | 278.8866 | 8.078 | 84.82 | 0
| Zone | Remainder of System | 3 | Monthly System Peak Day | SCE | 1-in-10 | 2023 | 18 | 246.0937 | 252.4661 | 8.0851 | 83.6134 | 0
| Zone | Remainder of System | 3 | Monthly System Peak Day | SCE | 1-in-10 | 2023 | 19 | 261.498 | 267.4094 | 8.8175 | 81.9964 | 0
| Zone | Remainder of System | 3 | Monthly System Peak Day | SCE | 1-in-10 | 2023 | 20 | 248.7376 | 252.7625 | 8.3019 | 79.4273 | 0
| Zone | Remainder of System | 3 | Monthly System Peak Day | SCE | 1-in-10 | 2023 | 21 | 221.381 | 228.7938 | 8.3985 | 75.4836 | 0
| Zone | Remainder of System | 3 | Monthly System Peak Day | SCE | 1-in-10 | 2023 | 22 | 417.1398 | 435.5768 | 8.189 | 72.1747 | 0
| Zone | Remainder of System | 3 | Monthly System Peak Day | SCE | 1-in-10 | 2023 | 23 | 404.8565 | 429.857 | 8.2962 | 69.3213 | 0
| Zone | Remainder of System | 3 | Monthly System Peak Day | SCE | 1-in-10 | 2023 | 24 | 346.5402 | 386.5554 | 8.4568 | 67.0591 | 0
| Zone | Remainder of System | 4 | Average Weekday | SCE | 1-in-10 | 2023 | 1 | 266.7363 | 277.9359 | 8.3913 | 58.4495 | 0
| Zone | Remainder of System | 4 | Average Weekday | SCE | 1-in-10 | 2023 | 2 | 264.8306 | 272.614 | 8.3431 | 57.3661 | 0
| Zone | Remainder of System | 4 | Average Weekday | SCE | 1-in-10 | 2023 | 3 | 421.2033 | 432.8446 | 8.3359 | 56.3776 | 0
| Zone | Remainder of System | 4 | Average Weekday | SCE | 1-in-10 | 2023 | 4 | 589.6057 | 605.6448 | 8.3188 | 55.4443 | 0
| Zone | Remainder of System | 4 | Average Weekday | SCE | 1-in-10 | 2023 | 5 | 545.985 | 564.103 | 8.3124 | 54.7398 | 0
| Zone | Remainder of System | 4 | Average Weekday | SCE | 1-in-10 | 2023 | 6 | 540.0967 | 558.2649 | 8.2805 | 54.2066 | 0
| Zone | Remainder of System | 4 | Average Weekday | SCE | 1-in-10 | 2023 | 7 | 543.6022 | 544.7631 | 8.264 | 53.7036 | 0
| Zone | Remainder of System | 4 | Average Weekday | SCE | 1-in-10 | 2023 | 8 | 529.3928 | 536.8326 | 8.4177 | 53.6121 | 0
| Zone | Remainder of System | 4 | Average Weekday | SCE | 1-in-10 | 2023 | 9 | 500.5814 | 538.8348 | 8.6073 | 55.6221 | 0
| Zone | Remainder of System | 4 | Average Weekday | SCE | 1-in-10 | 2023 | 10 | 483.2927 | 505.6852 | 8.4753 | 59.1742 | 0
| Zone | Remainder of System | 4 | Average Weekday | SCE | 1-in-10 | 2023 | 11 | 458.1505 | 471.7975 | 8.5521 | 62.771 | 0
| Zone | Remainder of System | 4 | Average Weekday | SCE | 1-in-10 | 2023 | 12 | 457.407 | 469.5066 | 8.6392 | 66.0998 | 0
| Zone | Remainder of System | 4 | Average Weekday | SCE | 1-in-10 | 2023 | 13 | 375.2257 | 386.0066 | 8.7131 | 68.7702 | 0
| Zone | Remainder of System | 4 | Average Weekday | SCE | 1-in-10 | 2023 | 14 | 344.954 | 352.4566 | 8.6647 | 70.6578 | 0
| Zone | Remainder of System | 4 | Average Weekday | SCE | 1-in-10 | 2023 | 15 | 293.4145 | 300.7834 | 8.5002 | 71.9352 | 0
| Zone | Remainder of System | 4 | Average Weekday | SCE | 1-in-10 | 2023 | 16 | 261.3225 | 264.3164 | 8.2853 | 72.6742 | 0
| Zone | Remainder of System | 4 | Average Weekday | SCE | 1-in-10 | 2023 | 17 | 259.1975 | 263.6147 | 8.1506 | 72.7612 | 0
| Zone | Remainder of System | 4 | Average Weekday | SCE | 1-in-10 | 2023 | 18 | 223.3375 | 228.9355 | 8.1627 | 71.9582 | 0
| Zone | Remainder of System | 4 | Average Weekday | SCE | 1-in-10 | 2023 | 19 | 229.5362 | 236.2919 | 8.4057 | 70.5355 | 0
| Zone | Remainder of System | 4 | Average Weekday | SCE | 1-in-10 | 2023 | 20 | 222.8536 | 226.2071 | 8.3023 | 68.3812 | 0
| Zone | Remainder of System | 4 | Average Weekday | SCE | 1-in-10 | 2023 | 21 | 224.5464 | 229.7339 | 7.9988 | 65.3369 | 0
| Zone | Remainder of System | 4 | Average Weekday | SCE | 1-in-10 | 2023 | 22 | 407.3453 | 425.3378 | 8.2398 | 63.1079 | 0
| Zone | Remainder of System | 4 | Average Weekday | SCE | 1-in-10 | 2023 | 23 | 399.3302 | 420.3191 | 8.3461 | 61.521 | 0
| Zone | Remainder of System | 4 | Average Weekday | SCE | 1-in-10 | 2023 | 24 | 341.078 | 365.0591 | 8.436 | 60.1435 | 0
| Zone | Remainder of System | 4 | Monthly System Peak Day | SCE | 1-in-10 | 2023 | 1 | 266.7363 | 288.0391 | 8.3818 | 70.5794 | 0
| Zone | Remainder of System | 4 | Monthly System Peak Day | SCE | 1-in-10 | 2023 | 2 | 264.8306 | 279.6017 | 8.2987 | 68.6806 | 0
| Zone | Remainder of System | 4 | Monthly System Peak Day | SCE | 1-in-10 | 2023 | 3 | 421.2033 | 440.3766 | 8.2898 | 67.7655 | 0
| Zone | Remainder of System | 4 | Monthly System Peak Day | SCE | 1-in-10 | 2023 | 4 | 589.6057 | 609.1843 | 8.2719 | 66.4139 | 0
| Zone | Remainder of System | 4 | Monthly System Peak Day | SCE | 1-in-10 | 2023 | 5 | 545.985 | 571.1116 | 8.2657 | 65.4662 | 0
| Zone | Remainder of System | 4 | Monthly System Peak Day | SCE | 1-in-10 | 2023 | 6 | 540.0967 | 557.5771 | 8.2402 | 64.025 | 0
| Zone | Remainder of System | 4 | Monthly System Peak Day | SCE | 1-in-10 | 2023 | 7 | 543.6022 | 538.8945 | 8.2257 | 62.7973 | 0
| Zone | Remainder of System | 4 | Monthly System Peak Day | SCE | 1-in-10 | 2023 | 8 | 529.3928 | 553.8068 | 8.4463 | 62.488 | 0
| Zone | Remainder of System | 4 | Monthly System Peak Day | SCE | 1-in-10 | 2023 | 9 | 500.5814 | 550.282 | 8.9239 | 65.6312 | 0
| Zone | Remainder of System | 4 | Monthly System Peak Day | SCE | 1-in-10 | 2023 | 10 | 483.2927 | 513.6296 | 8.5936 | 71.08 | 0
| Zone | Remainder of System | 4 | Monthly System Peak Day | SCE | 1-in-10 | 2023 | 11 | 458.1505 | 484.3888 | 8.8487 | 75.9286 | 0
| Zone | Remainder of System | 4 | Monthly System Peak Day | SCE | 1-in-10 | 2023 | 12 | 457.407 | 482.4789 | 9.1615 | 80.412 | 0
| Zone | Remainder of System | 4 | Monthly System Peak Day | SCE | 1-in-10 | 2023 | 13 | 375.2257 | 386.8855 | 9.4266 | 83.442 | 0
| Zone | Remainder of System | 4 | Monthly System Peak Day | SCE | 1-in-10 | 2023 | 14 | 344.954 | 352.6547 | 9.2435 | 85.4472 | 0
| Zone | Remainder of System | 4 | Monthly System Peak Day | SCE | 1-in-10 | 2023 | 15 | 293.4145 | 302.3487 | 8.7481 | 86.8428 | 0
| Zone | Remainder of System | 4 | Monthly System Peak Day | SCE | 1-in-10 | 2023 | 16 | 261.3225 | 262.9458 | 8.2431 | 87.3141 | 0
| Zone | Remainder of System | 4 | Monthly System Peak Day | SCE | 1-in-10 | 2023 | 17 | 259.1975 | 263.7869 | 8.1115 | 87.4866 | 0
| Zone | Remainder of System | 4 | Monthly System Peak Day | SCE | 1-in-10 | 2023 | 18 | 223.3375 | 229.232 | 8.1162 | 86.6141 | 0
| Zone | Remainder of System | 4 | Monthly System Peak Day | SCE | 1-in-10 | 2023 | 19 | 229.5362 | 235.5144 | 8.8197 | 84.4725 | 0
| Zone | Remainder of System | 4 | Monthly System Peak Day | SCE | 1-in-10 | 2023 | 20 | 222.8536 | 226.9666 | 8.3019 | 79.8427 | 0
| Zone | Remainder of System | 4 | Monthly System Peak Day | SCE | 1-in-10 | 2023 | 21 | 224.5464 | 232.1514 | 8.415 | 74.5391 | 0
| Zone | Remainder of System | 4 | Monthly System Peak Day | SCE | 1-in-10 | 2023 | 22 | 407.3453 | 425.2954 | 8.2021 | 71.1442 | 0
| Zone | Remainder of System | 4 | Monthly System Peak Day | SCE | 1-in-10 | 2023 | 23 | 399.3302 | 423.7426 | 8.3137 | 69.0236 | 0
| Zone | Remainder of System | 4 | Monthly System Peak Day | SCE | 1-in-10 | 2023 | 24 | 341.078 | 379.6505 | 8.4743 | 67.3797 | 0
| Zone | Remainder of System | 5 | Average Weekday | SCE | 1-in-10 | 2023 | 1 | 279.9307 | 291.1733 | 8.4233 | 62.1727 | 0
| Zone | Remainder of System | 5 | Average Weekday | SCE | 1-in-10 | 2023 | 2 | 280.5854 | 287.6432 | 8.3762 | 61.1648 | 0
| Zone | Remainder of System | 5 | Average Weekday | SCE | 1-in-10 | 2023 | 3 | 438.0962 | 450.1293 | 8.3691 | 60.2356 | 0
| Zone | Remainder of System | 5 | Average Weekday | SCE | 1-in-10 | 2023 | 4 | 600.7715 | 617.9828 | 8.3521 | 59.3569 | 0
| Zone | Remainder of System | 5 | Average Weekday | SCE | 1-in-10 | 2023 | 5 | 563.0012 | 581.9727 | 8.3452 | 58.7412 | 0
| Zone | Remainder of System | 5 | Average Weekday | SCE | 1-in-10 | 2023 | 6 | 547.5019 | 566.9145 | 8.3123 | 58.1661 | 0
| Zone | Remainder of System | 5 | Average Weekday | SCE | 1-in-10 | 2023 | 7 | 541.3814 | 542.6038 | 8.294 | 57.8997 | 0
| Zone | Remainder of System | 5 | Average Weekday | SCE | 1-in-10 | 2023 | 8 | 540.0327 | 551.202 | 8.4472 | 58.7071 | 0
| Zone | Remainder of System | 5 | Average Weekday | SCE | 1-in-10 | 2023 | 9 | 507.556 | 543.3722 | 8.6348 | 61.456 | 0
| Zone | Remainder of System | 5 | Average Weekday | SCE | 1-in-10 | 2023 | 10 | 497.952 | 521.1839 | 8.505 | 64.9894 | 0
| Zone | Remainder of System | 5 | Average Weekday | SCE | 1-in-10 | 2023 | 11 | 479.5412 | 493.78 | 8.5785 | 68.1837 | 0
| Zone | Remainder of System | 5 | Average Weekday | SCE | 1-in-10 | 2023 | 12 | 472.62 | 484.3158 | 8.662 | 70.9372 | 0
| Zone | Remainder of System | 5 | Average Weekday | SCE | 1-in-10 | 2023 | 13 | 383.9318 | 394.9662 | 8.7338 | 73.3433 | 0
| Zone | Remainder of System | 5 | Average Weekday | SCE | 1-in-10 | 2023 | 14 | 359.7968 | 367.5148 | 8.6876 | 75.1538 | 0
| Zone | Remainder of System | 5 | Average Weekday | SCE | 1-in-10 | 2023 | 15 | 317.853 | 324.9137 | 8.5267 | 76.3764 | 0
| Zone | Remainder of System | 5 | Average Weekday | SCE | 1-in-10 | 2023 | 16 | 276.5248 | 279.3683 | 8.3157 | 76.8846 | 0
| Zone | Remainder of System | 5 | Average Weekday | SCE | 1-in-10 | 2023 | 17 | 263.9652 | 269.3624 | 8.1807 | 76.8837 | 0
| Zone | Remainder of System | 5 | Average Weekday | SCE | 1-in-10 | 2023 | 18 | 237.6724 | 243.5384 | 8.1896 | 76.1315 | 0
| Zone | Remainder of System | 5 | Average Weekday | SCE | 1-in-10 | 2023 | 19 | 247.4828 | 254.3586 | 8.4038 | 74.7201 | 0
| Zone | Remainder of System | 5 | Average Weekday | SCE | 1-in-10 | 2023 | 20 | 236 | 239.2604 | 8.3019 | 72.5958 | 0
| Zone | Remainder of System | 5 | Average Weekday | SCE | 1-in-10 | 2023 | 21 | 241.3792 | 246.7493 | 8.0008 | 69.615 | 0
| Zone | Remainder of System | 5 | Average Weekday | SCE | 1-in-10 | 2023 | 22 | 427.7061 | 445.9839 | 8.2666 | 66.8354 | 0
| Zone | Remainder of System | 5 | Average Weekday | SCE | 1-in-10 | 2023 | 23 | 425.5072 | 447.1913 | 8.3764 | 64.9385 | 0
| Zone | Remainder of System | 5 | Average Weekday | SCE | 1-in-10 | 2023 | 24 | 363.1418 | 388.1005 | 8.4667 | 63.4049 | 0
| Zone | Remainder of System | 5 | Monthly System Peak Day | SCE | 1-in-10 | 2023 | 1 | 279.9307 | 301.8708 | 8.4104 | 73.6895 | 0
| Zone | Remainder of System | 5 | Monthly System Peak Day | SCE | 1-in-10 | 2023 | 2 | 280.5854 | 294.6458 | 8.3295 | 72.0766 | 0
| Zone | Remainder of System | 5 | Monthly System Peak Day | SCE | 1-in-10 | 2023 | 3 | 438.0962 | 458.1691 | 8.3209 | 70.6422 | 0
| Zone | Remainder of System | 5 | Monthly System Peak Day | SCE | 1-in-10 | 2023 | 4 | 600.7715 | 622.0742 | 8.3036 | 69.0833 | 0
| Zone | Remainder of System | 5 | Monthly System Peak Day | SCE | 1-in-10 | 2023 | 5 | 563.0012 | 589.6005 | 8.2968 | 68.0722 | 0
| Zone | Remainder of System | 5 | Monthly System Peak Day | SCE | 1-in-10 | 2023 | 6 | 547.5019 | 567.2602 | 8.2709 | 67.0072 | 0
| Zone | Remainder of System | 5 | Monthly System Peak Day | SCE | 1-in-10 | 2023 | 7 | 541.3814 | 536.7022 | 8.2548 | 66.5788 | 0
| Zone | Remainder of System | 5 | Monthly System Peak Day | SCE | 1-in-10 | 2023 | 8 | 540.0327 | 562.6345 | 8.472 | 66.8927 | 0
| Zone | Remainder of System | 5 | Monthly System Peak Day | SCE | 1-in-10 | 2023 | 9 | 507.556 | 555.2266 | 8.9448 | 71.0933 | 0
| Zone | Remainder of System | 5 | Monthly System Peak Day | SCE | 1-in-10 | 2023 | 10 | 497.952 | 528.8589 | 8.618 | 77.5111 | 0
| Zone | Remainder of System | 5 | Monthly System Peak Day | SCE | 1-in-10 | 2023 | 11 | 479.5412 | 505.9718 | 8.8685 | 83.59 | 0
| Zone | Remainder of System | 5 | Monthly System Peak Day | SCE | 1-in-10 | 2023 | 12 | 472.62 | 496.3356 | 9.1767 | 87.7347 | 0
| Zone | Remainder of System | 5 | Monthly System Peak Day | SCE | 1-in-10 | 2023 | 13 | 383.9318 | 395.6913 | 9.439 | 90.7541 | 0
| Zone | Remainder of System | 5 | Monthly System Peak Day | SCE | 1-in-10 | 2023 | 14 | 359.7968 | 365.7109 | 9.2585 | 92.7356 | 0
| Zone | Remainder of System | 5 | Monthly System Peak Day | SCE | 1-in-10 | 2023 | 15 | 317.853 | 326.563 | 8.7682 | 93.8294 | 0
| Zone | Remainder of System | 5 | Monthly System Peak Day | SCE | 1-in-10 | 2023 | 16 | 276.5248 | 278.132 | 8.271 | 93.7816 | 0
| Zone | Remainder of System | 5 | Monthly System Peak Day | SCE | 1-in-10 | 2023 | 17 | 263.9652 | 269.6236 | 8.1405 | 93.1462 | 0
| Zone | Remainder of System | 5 | Monthly System Peak Day | SCE | 1-in-10 | 2023 | 18 | 237.6724 | 243.496 | 8.1408 | 92.5491 | 0
| Zone | Remainder of System | 5 | Monthly System Peak Day | SCE | 1-in-10 | 2023 | 19 | 247.4828 | 253.5057 | 8.8038 | 91.3375 | 0
| Zone | Remainder of System | 5 | Monthly System Peak Day | SCE | 1-in-10 | 2023 | 20 | 236 | 240.0571 | 8.3015 | 88.9545 | 0
| Zone | Remainder of System | 5 | Monthly System Peak Day | SCE | 1-in-10 | 2023 | 21 | 241.3792 | 249.1861 | 8.4154 | 85.287 | 0
| Zone | Remainder of System | 5 | Monthly System Peak Day | SCE | 1-in-10 | 2023 | 22 | 427.7061 | 445.9745 | 8.2277 | 81.6912 | 0
| Zone | Remainder of System | 5 | Monthly System Peak Day | SCE | 1-in-10 | 2023 | 23 | 425.5072 | 450.76 | 8.3415 | 79.1098 | 0
| Zone | Remainder of System | 5 | Monthly System Peak Day | SCE | 1-in-10 | 2023 | 24 | 363.1418 | 403.047 | 8.5008 | 76.3587 | 0
| Zone | Remainder of System | 6 | Average Weekday | SCE | 1-in-10 | 2023 | 1 | 270.6313 | 287.8323 | 8.2695 | 66.1798 | 0
| Zone | Remainder of System | 6 | Average Weekday | SCE | 1-in-10 | 2023 | 2 | 263.9264 | 277.1561 | 8.2793 | 65.4593 | 0
| Zone | Remainder of System | 6 | Average Weekday | SCE | 1-in-10 | 2023 | 3 | 414.3411 | 434.6944 | 8.2811 | 64.7904 | 0
| Zone | Remainder of System | 6 | Average Weekday | SCE | 1-in-10 | 2023 | 4 | 568.2684 | 588.1894 | 8.2836 | 64.1255 | 0
| Zone | Remainder of System | 6 | Average Weekday | SCE | 1-in-10 | 2023 | 5 | 526.2664 | 552.8116 | 8.2824 | 63.6086 | 0
| Zone | Remainder of System | 6 | Average Weekday | SCE | 1-in-10 | 2023 | 6 | 530.1528 | 559.4192 | 8.2842 | 63.1772 | 0
| Zone | Remainder of System | 6 | Average Weekday | SCE | 1-in-10 | 2023 | 7 | 539.806 | 537.6025 | 8.3262 | 62.8134 | 0
| Zone | Remainder of System | 6 | Average Weekday | SCE | 1-in-10 | 2023 | 8 | 533.9571 | 546.4469 | 8.2018 | 63.3196 | 0
| Zone | Remainder of System | 6 | Average Weekday | SCE | 1-in-10 | 2023 | 9 | 534.9524 | 561.25 | 8.1923 | 65.3704 | 0
| Zone | Remainder of System | 6 | Average Weekday | SCE | 1-in-10 | 2023 | 10 | 520.7979 | 537.0856 | 8.2751 | 68.2381 | 0
| Zone | Remainder of System | 6 | Average Weekday | SCE | 1-in-10 | 2023 | 11 | 484.6926 | 499.3684 | 8.2581 | 71.5251 | 0
| Zone | Remainder of System | 6 | Average Weekday | SCE | 1-in-10 | 2023 | 12 | 478.3048 | 496.4256 | 8.2157 | 74.7391 | 0
| Zone | Remainder of System | 6 | Average Weekday | SCE | 1-in-10 | 2023 | 13 | 387.8077 | 412.9227 | 8.2205 | 77.286 | 0
| Zone | Remainder of System | 6 | Average Weekday | SCE | 1-in-10 | 2023 | 14 | 360.4658 | 381.7209 | 8.247 | 79.241 | 0
| Zone | Remainder of System | 6 | Average Weekday | SCE | 1-in-10 | 2023 | 15 | 300.7381 | 320.4741 | 8.3593 | 80.4784 | 0
| Zone | Remainder of System | 6 | Average Weekday | SCE | 1-in-10 | 2023 | 16 | 263.924 | 270.5689 | 8.4894 | 81.0262 | 0
| Zone | Remainder of System | 6 | Average Weekday | SCE | 1-in-10 | 2023 | 17 | 259.4584 | 267.1633 | 9.3409 | 80.9375 | 0
| Zone | Remainder of System | 6 | Average Weekday | SCE | 1-in-10 | 2023 | 18 | 224.7691 | 242.8507 | 9.237 | 80.0399 | 0
| Zone | Remainder of System | 6 | Average Weekday | SCE | 1-in-10 | 2023 | 19 | 217.331 | 239.7095 | 10.1309 | 78.5607 | 0
| Zone | Remainder of System | 6 | Average Weekday | SCE | 1-in-10 | 2023 | 20 | 199.973 | 213.6073 | 8.3818 | 76.4905 | 0
| Zone | Remainder of System | 6 | Average Weekday | SCE | 1-in-10 | 2023 | 21 | 219.6087 | 239.695 | 9.022 | 73.5536 | 0
| Zone | Remainder of System | 6 | Average Weekday | SCE | 1-in-10 | 2023 | 22 | 384.4075 | 411.8403 | 8.2914 | 70.5065 | 0
| Zone | Remainder of System | 6 | Average Weekday | SCE | 1-in-10 | 2023 | 23 | 404.5593 | 436.8066 | 8.2774 | 68.5894 | 0
| Zone | Remainder of System | 6 | Average Weekday | SCE | 1-in-10 | 2023 | 24 | 372.0518 | 401.6661 | 8.2411 | 67.2621 | 0
| Zone | Remainder of System | 6 | Monthly System Peak Day | SCE | 1-in-10 | 2023 | 1 | 270.6313 | 267.9028 | 9.8828 | 75.2497 | 0
| Zone | Remainder of System | 6 | Monthly System Peak Day | SCE | 1-in-10 | 2023 | 2 | 263.9264 | 252.1136 | 9.902 | 73.6623 | 0
| Zone | Remainder of System | 6 | Monthly System Peak Day | SCE | 1-in-10 | 2023 | 3 | 414.3411 | 365.0681 | 9.9068 | 72.3676 | 0
| Zone | Remainder of System | 6 | Monthly System Peak Day | SCE | 1-in-10 | 2023 | 4 | 568.2684 | 471.4088 | 9.9074 | 71.3377 | 0
| Zone | Remainder of System | 6 | Monthly System Peak Day | SCE | 1-in-10 | 2023 | 5 | 526.2664 | 444.8541 | 9.9021 | 70.2939 | 0
| Zone | Remainder of System | 6 | Monthly System Peak Day | SCE | 1-in-10 | 2023 | 6 | 530.1528 | 464.812 | 9.8955 | 69.2464 | 0
| Zone | Remainder of System | 6 | Monthly System Peak Day | SCE | 1-in-10 | 2023 | 7 | 539.806 | 454.7028 | 9.9002 | 68.5603 | 0
| Zone | Remainder of System | 6 | Monthly System Peak Day | SCE | 1-in-10 | 2023 | 8 | 533.9571 | 471.5253 | 9.8323 | 69.4842 | 0
| Zone | Remainder of System | 6 | Monthly System Peak Day | SCE | 1-in-10 | 2023 | 9 | 534.9524 | 516.2702 | 9.8133 | 73.2547 | 0
| Zone | Remainder of System | 6 | Monthly System Peak Day | SCE | 1-in-10 | 2023 | 10 | 520.7979 | 491.2857 | 9.857 | 79.1301 | 0
| Zone | Remainder of System | 6 | Monthly System Peak Day | SCE | 1-in-10 | 2023 | 11 | 484.6926 | 454.5287 | 9.8275 | 84.158 | 0
| Zone | Remainder of System | 6 | Monthly System Peak Day | SCE | 1-in-10 | 2023 | 12 | 478.3048 | 452.8577 | 9.7973 | 88.4332 | 0
| Zone | Remainder of System | 6 | Monthly System Peak Day | SCE | 1-in-10 | 2023 | 13 | 387.8077 | 382.7531 | 9.7924 | 90.1858 | 0
| Zone | Remainder of System | 6 | Monthly System Peak Day | SCE | 1-in-10 | 2023 | 14 | 360.4658 | 359.6537 | 9.8159 | 91.7815 | 0
| Zone | Remainder of System | 6 | Monthly System Peak Day | SCE | 1-in-10 | 2023 | 15 | 300.7381 | 306.116 | 9.9031 | 92.7276 | 0
| Zone | Remainder of System | 6 | Monthly System Peak Day | SCE | 1-in-10 | 2023 | 16 | 263.924 | 257.8366 | 9.9766 | 93.7033 | 0
| Zone | Remainder of System | 6 | Monthly System Peak Day | SCE | 1-in-10 | 2023 | 17 | 259.4584 | 264.3595 | 10.9732 | 94.2451 | 0
| Zone | Remainder of System | 6 | Monthly System Peak Day | SCE | 1-in-10 | 2023 | 18 | 224.7691 | 257.067 | 11.0091 | 94.087 | 0
| Zone | Remainder of System | 6 | Monthly System Peak Day | SCE | 1-in-10 | 2023 | 19 | 217.331 | 200.0498 | 10.5494 | 92.3042 | 0
| Zone | Remainder of System | 6 | Monthly System Peak Day | SCE | 1-in-10 | 2023 | 20 | 199.973 | 177.7599 | 9.9047 | 88.685 | 0
| Zone | Remainder of System | 6 | Monthly System Peak Day | SCE | 1-in-10 | 2023 | 21 | 219.6087 | 200.9488 | 11.6702 | 83.638 | 0
| Zone | Remainder of System | 6 | Monthly System Peak Day | SCE | 1-in-10 | 2023 | 22 | 384.4075 | 354.5522 | 10.0416 | 78.8774 | 0
| Zone | Remainder of System | 6 | Monthly System Peak Day | SCE | 1-in-10 | 2023 | 23 | 404.5593 | 366.6358 | 9.8761 | 75.1697 | 0
| Zone | Remainder of System | 6 | Monthly System Peak Day | SCE | 1-in-10 | 2023 | 24 | 372.0518 | 353.9434 | 9.8562 | 73.0779 | 0
| Zone | Remainder of System | 7 | Average Weekday | SCE | 1-in-10 | 2023 | 1 | 262.9781 | 279.9821 | 8.8112 | 71.9581 | 0
| Zone | Remainder of System | 7 | Average Weekday | SCE | 1-in-10 | 2023 | 2 | 258.7743 | 270.8051 | 8.8229 | 71.2274 | 0
| Zone | Remainder of System | 7 | Average Weekday | SCE | 1-in-10 | 2023 | 3 | 400.3558 | 420.6661 | 8.825 | 70.5958 | 0
| Zone | Remainder of System | 7 | Average Weekday | SCE | 1-in-10 | 2023 | 4 | 552.697 | 575.3192 | 8.8275 | 70.0707 | 0
| Zone | Remainder of System | 7 | Average Weekday | SCE | 1-in-10 | 2023 | 5 | 510.8914 | 536.3536 | 8.8256 | 69.613 | 0
| Zone | Remainder of System | 7 | Average Weekday | SCE | 1-in-10 | 2023 | 6 | 509.8318 | 536.5893 | 8.8242 | 69.2234 | 0
| Zone | Remainder of System | 7 | Average Weekday | SCE | 1-in-10 | 2023 | 7 | 518.1503 | 517.0654 | 8.8061 | 69.0054 | 0
| Zone | Remainder of System | 7 | Average Weekday | SCE | 1-in-10 | 2023 | 8 | 511.0403 | 525.7039 | 8.7488 | 69.4109 | 0
| Zone | Remainder of System | 7 | Average Weekday | SCE | 1-in-10 | 2023 | 9 | 499.8445 | 527.4232 | 8.7349 | 71.6124 | 0
| Zone | Remainder of System | 7 | Average Weekday | SCE | 1-in-10 | 2023 | 10 | 486.1368 | 502.3173 | 8.776 | 74.5635 | 0
| Zone | Remainder of System | 7 | Average Weekday | SCE | 1-in-10 | 2023 | 11 | 456.8156 | 472.0691 | 8.7593 | 77.9936 | 0
| Zone | Remainder of System | 7 | Average Weekday | SCE | 1-in-10 | 2023 | 12 | 450.1267 | 470.2546 | 8.7442 | 81.273 | 0
| Zone | Remainder of System | 7 | Average Weekday | SCE | 1-in-10 | 2023 | 13 | 361.7088 | 386.1429 | 8.7373 | 83.8927 | 0
| Zone | Remainder of System | 7 | Average Weekday | SCE | 1-in-10 | 2023 | 14 | 334.0301 | 355.5983 | 8.762 | 85.8828 | 0
| Zone | Remainder of System | 7 | Average Weekday | SCE | 1-in-10 | 2023 | 15 | 283.2656 | 303.1893 | 8.8178 | 87.0524 | 0
| Zone | Remainder of System | 7 | Average Weekday | SCE | 1-in-10 | 2023 | 16 | 245.1632 | 251.7731 | 8.8587 | 87.6036 | 0
| Zone | Remainder of System | 7 | Average Weekday | SCE | 1-in-10 | 2023 | 17 | 245.7446 | 254.5376 | 9.7971 | 87.406 | 0
| Zone | Remainder of System | 7 | Average Weekday | SCE | 1-in-10 | 2023 | 18 | 216.3462 | 234.581 | 9.7073 | 86.5106 | 0
| Zone | Remainder of System | 7 | Average Weekday | SCE | 1-in-10 | 2023 | 19 | 213.2278 | 235.8685 | 9.4566 | 84.947 | 0
| Zone | Remainder of System | 7 | Average Weekday | SCE | 1-in-10 | 2023 | 20 | 202.8252 | 216.4608 | 9.0957 | 82.535 | 0
| Zone | Remainder of System | 7 | Average Weekday | SCE | 1-in-10 | 2023 | 21 | 221.0479 | 240.9964 | 9.2048 | 79.3713 | 0
| Zone | Remainder of System | 7 | Average Weekday | SCE | 1-in-10 | 2023 | 22 | 383.1142 | 410.0587 | 8.8157 | 76.2956 | 0
| Zone | Remainder of System | 7 | Average Weekday | SCE | 1-in-10 | 2023 | 23 | 397.3587 | 428.5685 | 8.8241 | 74.5072 | 0
| Zone | Remainder of System | 7 | Average Weekday | SCE | 1-in-10 | 2023 | 24 | 356.4034 | 384.7127 | 8.7916 | 73.3159 | 0
| Zone | Remainder of System | 7 | Monthly System Peak Day | SCE | 1-in-10 | 2023 | 1 | 262.9781 | 259.4642 | 8.8821 | 76.6508 | 0
| Zone | Remainder of System | 7 | Monthly System Peak Day | SCE | 1-in-10 | 2023 | 2 | 258.7743 | 240.567 | 8.8961 | 74.5577 | 0
| Zone | Remainder of System | 7 | Monthly System Peak Day | SCE | 1-in-10 | 2023 | 3 | 400.3558 | 345.8842 | 8.8998 | 72.8235 | 0
| Zone | Remainder of System | 7 | Monthly System Peak Day | SCE | 1-in-10 | 2023 | 4 | 552.697 | 454.7869 | 8.8987 | 71.76 | 0
| Zone | Remainder of System | 7 | Monthly System Peak Day | SCE | 1-in-10 | 2023 | 5 | 510.8914 | 425.5074 | 8.897 | 70.7758 | 0
| Zone | Remainder of System | 7 | Monthly System Peak Day | SCE | 1-in-10 | 2023 | 6 | 509.8318 | 449.5601 | 8.8954 | 69.8783 | 0
| Zone | Remainder of System | 7 | Monthly System Peak Day | SCE | 1-in-10 | 2023 | 7 | 518.1503 | 440.7429 | 8.9027 | 69.1827 | 0
| Zone | Remainder of System | 7 | Monthly System Peak Day | SCE | 1-in-10 | 2023 | 8 | 511.0403 | 456.2845 | 8.8322 | 70.1442 | 0
| Zone | Remainder of System | 7 | Monthly System Peak Day | SCE | 1-in-10 | 2023 | 9 | 499.8445 | 481.4581 | 8.8119 | 73.6845 | 0
| Zone | Remainder of System | 7 | Monthly System Peak Day | SCE | 1-in-10 | 2023 | 10 | 486.1368 | 454.8846 | 8.8542 | 79.1197 | 0
| Zone | Remainder of System | 7 | Monthly System Peak Day | SCE | 1-in-10 | 2023 | 11 | 456.8156 | 427.6138 | 8.8206 | 85.4833 | 0
| Zone | Remainder of System | 7 | Monthly System Peak Day | SCE | 1-in-10 | 2023 | 12 | 450.1267 | 425.1923 | 8.79 | 90.3667 | 0
| Zone | Remainder of System | 7 | Monthly System Peak Day | SCE | 1-in-10 | 2023 | 13 | 361.7088 | 359.0735 | 8.7795 | 94.5 | 0
| Zone | Remainder of System | 7 | Monthly System Peak Day | SCE | 1-in-10 | 2023 | 14 | 334.0301 | 334.4908 | 8.8107 | 97.9379 | 0
| Zone | Remainder of System | 7 | Monthly System Peak Day | SCE | 1-in-10 | 2023 | 15 | 283.2656 | 290.418 | 8.8988 | 100.6849 | 0
| Zone | Remainder of System | 7 | Monthly System Peak Day | SCE | 1-in-10 | 2023 | 16 | 245.1632 | 239.805 | 8.9541 | 101.5894 | 0
| Zone | Remainder of System | 7 | Monthly System Peak Day | SCE | 1-in-10 | 2023 | 17 | 245.7446 | 251.6237 | 9.8582 | 101.5455 | 0
| Zone | Remainder of System | 7 | Monthly System Peak Day | SCE | 1-in-10 | 2023 | 18 | 216.3462 | 248.0472 | 9.8864 | 100.5 | 0
| Zone | Remainder of System | 7 | Monthly System Peak Day | SCE | 1-in-10 | 2023 | 19 | 213.2278 | 198.3188 | 9.0265 | 99.1227 | 0
| Zone | Remainder of System | 7 | Monthly System Peak Day | SCE | 1-in-10 | 2023 | 20 | 202.8252 | 176.4879 | 8.8646 | 97.0364 | 0
| Zone | Remainder of System | 7 | Monthly System Peak Day | SCE | 1-in-10 | 2023 | 21 | 221.0479 | 202.2229 | 10.4322 | 94.1515 | 0
| Zone | Remainder of System | 7 | Monthly System Peak Day | SCE | 1-in-10 | 2023 | 22 | 383.1142 | 353.183 | 9.0173 | 90.04 | 0
| Zone | Remainder of System | 7 | Monthly System Peak Day | SCE | 1-in-10 | 2023 | 23 | 397.3587 | 359.5447 | 8.8611 | 86.8336 | 0
| Zone | Remainder of System | 7 | Monthly System Peak Day | SCE | 1-in-10 | 2023 | 24 | 356.4034 | 336.8711 | 8.8531 | 84.7888 | 0
| Zone | Remainder of System | 8 | Average Weekday | SCE | 1-in-10 | 2023 | 1 | 271.6047 | 293.1769 | 8.3728 | 72.37 | 0
| Zone | Remainder of System | 8 | Average Weekday | SCE | 1-in-10 | 2023 | 2 | 268.8712 | 284.2823 | 8.3869 | 71.61 | 0
| Zone | Remainder of System | 8 | Average Weekday | SCE | 1-in-10 | 2023 | 3 | 408.3989 | 428.1264 | 8.3894 | 70.9118 | 0
| Zone | Remainder of System | 8 | Average Weekday | SCE | 1-in-10 | 2023 | 4 | 564.1055 | 586.938 | 8.3922 | 70.2563 | 0
| Zone | Remainder of System | 8 | Average Weekday | SCE | 1-in-10 | 2023 | 5 | 518.4797 | 549.5993 | 8.3897 | 69.6981 | 0
| Zone | Remainder of System | 8 | Average Weekday | SCE | 1-in-10 | 2023 | 6 | 521.7258 | 555.8434 | 8.3876 | 69.2074 | 0
| Zone | Remainder of System | 8 | Average Weekday | SCE | 1-in-10 | 2023 | 7 | 531.424 | 531.6107 | 8.3683 | 68.8104 | 0
| Zone | Remainder of System | 8 | Average Weekday | SCE | 1-in-10 | 2023 | 8 | 524.1187 | 542.0735 | 8.3002 | 68.7422 | 0
| Zone | Remainder of System | 8 | Average Weekday | SCE | 1-in-10 | 2023 | 9 | 507.3449 | 534.1789 | 8.2819 | 70.4402 | 0
| Zone | Remainder of System | 8 | Average Weekday | SCE | 1-in-10 | 2023 | 10 | 496.1373 | 512.7703 | 8.332 | 73.6806 | 0
| Zone | Remainder of System | 8 | Average Weekday | SCE | 1-in-10 | 2023 | 11 | 461.376 | 477.0256 | 8.3093 | 77.4085 | 0
| Zone | Remainder of System | 8 | Average Weekday | SCE | 1-in-10 | 2023 | 12 | 451.2268 | 471.8272 | 8.2874 | 81.036 | 0
| Zone | Remainder of System | 8 | Average Weekday | SCE | 1-in-10 | 2023 | 13 | 372.0353 | 398.0982 | 8.2775 | 83.7838 | 0
| Zone | Remainder of System | 8 | Average Weekday | SCE | 1-in-10 | 2023 | 14 | 341.5914 | 363.451 | 8.3103 | 85.8153 | 0
| Zone | Remainder of System | 8 | Average Weekday | SCE | 1-in-10 | 2023 | 15 | 291.1574 | 311.3379 | 8.3807 | 87.091 | 0
| Zone | Remainder of System | 8 | Average Weekday | SCE | 1-in-10 | 2023 | 16 | 251.2333 | 258.2272 | 8.4302 | 87.363 | 0
| Zone | Remainder of System | 8 | Average Weekday | SCE | 1-in-10 | 2023 | 17 | 254.0252 | 260.4283 | 9.5115 | 87.0549 | 0
| Zone | Remainder of System | 8 | Average Weekday | SCE | 1-in-10 | 2023 | 18 | 222.4424 | 240.1808 | 9.4134 | 86.0276 | 0
| Zone | Remainder of System | 8 | Average Weekday | SCE | 1-in-10 | 2023 | 19 | 218.168 | 240.0207 | 8.9161 | 84.3658 | 0
| Zone | Remainder of System | 8 | Average Weekday | SCE | 1-in-10 | 2023 | 20 | 215.7377 | 228.975 | 8.5828 | 81.8452 | 0
| Zone | Remainder of System | 8 | Average Weekday | SCE | 1-in-10 | 2023 | 21 | 230.8179 | 250.773 | 8.8433 | 78.4693 | 0
| Zone | Remainder of System | 8 | Average Weekday | SCE | 1-in-10 | 2023 | 22 | 386.0586 | 414.2312 | 8.3835 | 75.852 | 0
| Zone | Remainder of System | 8 | Average Weekday | SCE | 1-in-10 | 2023 | 23 | 401.2966 | 434.9811 | 8.3838 | 74.3631 | 0
| Zone | Remainder of System | 8 | Average Weekday | SCE | 1-in-10 | 2023 | 24 | 361.6253 | 393.1223 | 8.3487 | 73.2805 | 0
| Zone | Remainder of System | 8 | Monthly System Peak Day | SCE | 1-in-10 | 2023 | 1 | 271.6047 | 267.1393 | 7.4194 | 77.5297 | 0
| Zone | Remainder of System | 8 | Monthly System Peak Day | SCE | 1-in-10 | 2023 | 2 | 268.8712 | 253.1389 | 7.4391 | 76.3174 | 0
| Zone | Remainder of System | 8 | Monthly System Peak Day | SCE | 1-in-10 | 2023 | 3 | 408.3989 | 361.038 | 7.4442 | 75.3311 | 0
| Zone | Remainder of System | 8 | Monthly System Peak Day | SCE | 1-in-10 | 2023 | 4 | 564.1055 | 469.9414 | 7.4434 | 74.0045 | 0
| Zone | Remainder of System | 8 | Monthly System Peak Day | SCE | 1-in-10 | 2023 | 5 | 518.4797 | 443.7041 | 7.4407 | 73.0998 | 0
| Zone | Remainder of System | 8 | Monthly System Peak Day | SCE | 1-in-10 | 2023 | 6 | 521.7258 | 459.1137 | 7.4383 | 72.373 | 0
| Zone | Remainder of System | 8 | Monthly System Peak Day | SCE | 1-in-10 | 2023 | 7 | 531.424 | 446.5295 | 7.4409 | 71.488 | 0
| Zone | Remainder of System | 8 | Monthly System Peak Day | SCE | 1-in-10 | 2023 | 8 | 524.1187 | 465.7908 | 7.3487 | 71.1909 | 0
| Zone | Remainder of System | 8 | Monthly System Peak Day | SCE | 1-in-10 | 2023 | 9 | 507.3449 | 489.6816 | 7.3147 | 73.4649 | 0
| Zone | Remainder of System | 8 | Monthly System Peak Day | SCE | 1-in-10 | 2023 | 10 | 496.1373 | 466.0562 | 7.3717 | 78.3818 | 0
| Zone | Remainder of System | 8 | Monthly System Peak Day | SCE | 1-in-10 | 2023 | 11 | 461.376 | 429.8874 | 7.3212 | 83.7945 | 0
| Zone | Remainder of System | 8 | Monthly System Peak Day | SCE | 1-in-10 | 2023 | 12 | 451.2268 | 424.7928 | 7.2742 | 87.8152 | 0
| Zone | Remainder of System | 8 | Monthly System Peak Day | SCE | 1-in-10 | 2023 | 13 | 372.0353 | 370.9226 | 7.2545 | 89.7121 | 0
| Zone | Remainder of System | 8 | Monthly System Peak Day | SCE | 1-in-10 | 2023 | 14 | 341.5914 | 342.7262 | 7.3079 | 91.6227 | 0
| Zone | Remainder of System | 8 | Monthly System Peak Day | SCE | 1-in-10 | 2023 | 15 | 291.1574 | 298.7891 | 7.4328 | 93.2955 | 0
| Zone | Remainder of System | 8 | Monthly System Peak Day | SCE | 1-in-10 | 2023 | 16 | 251.2333 | 246.5267 | 7.5013 | 94.803 | 0
| Zone | Remainder of System | 8 | Monthly System Peak Day | SCE | 1-in-10 | 2023 | 17 | 254.0252 | 257.617 | 8.5525 | 94.6455 | 0
| Zone | Remainder of System | 8 | Monthly System Peak Day | SCE | 1-in-10 | 2023 | 18 | 222.4424 | 255.1861 | 8.5876 | 94.1818 | 0
| Zone | Remainder of System | 8 | Monthly System Peak Day | SCE | 1-in-10 | 2023 | 19 | 218.168 | 201.8725 | 7.1207 | 92.9409 | 0
| Zone | Remainder of System | 8 | Monthly System Peak Day | SCE | 1-in-10 | 2023 | 20 | 215.7377 | 187.3707 | 6.9994 | 89.9697 | 0
| Zone | Remainder of System | 8 | Monthly System Peak Day | SCE | 1-in-10 | 2023 | 21 | 230.8179 | 209.9472 | 9.2254 | 86.6023 | 0
| Zone | Remainder of System | 8 | Monthly System Peak Day | SCE | 1-in-10 | 2023 | 22 | 386.0586 | 358.8986 | 7.5979 | 83.613 | 0
| Zone | Remainder of System | 8 | Monthly System Peak Day | SCE | 1-in-10 | 2023 | 23 | 401.2966 | 368.8518 | 7.3971 | 81.0338 | 0
| Zone | Remainder of System | 8 | Monthly System Peak Day | SCE | 1-in-10 | 2023 | 24 | 361.6253 | 345.727 | 7.3816 | 79.6071 | 0
| Zone | Remainder of System | 8 | Typical Event Day | SCE | 1-in-10 | 2023 | 1 | 271.6047 | 267.1393 | 7.4194 | 76.5293 | 0
| Zone | Remainder of System | 8 | Typical Event Day | SCE | 1-in-10 | 2023 | 2 | 268.8712 | 253.1389 | 7.4391 | 75.0309 | 0
| Zone | Remainder of System | 8 | Typical Event Day | SCE | 1-in-10 | 2023 | 3 | 408.3989 | 361.038 | 7.4442 | 73.7385 | 0
| Zone | Remainder of System | 8 | Typical Event Day | SCE | 1-in-10 | 2023 | 4 | 564.1055 | 469.9414 | 7.4434 | 72.7591 | 0
| Zone | Remainder of System | 8 | Typical Event Day | SCE | 1-in-10 | 2023 | 5 | 518.4797 | 443.7041 | 7.4407 | 71.9433 | 0
| Zone | Remainder of System | 8 | Typical Event Day | SCE | 1-in-10 | 2023 | 6 | 521.7258 | 459.1137 | 7.4383 | 71.1438 | 0
| Zone | Remainder of System | 8 | Typical Event Day | SCE | 1-in-10 | 2023 | 7 | 531.424 | 446.5295 | 7.4409 | 70.5021 | 0
| Zone | Remainder of System | 8 | Typical Event Day | SCE | 1-in-10 | 2023 | 8 | 524.1187 | 465.7908 | 7.3487 | 70.8808 | 0
| Zone | Remainder of System | 8 | Typical Event Day | SCE | 1-in-10 | 2023 | 9 | 507.3449 | 489.6816 | 7.3147 | 73.7308 | 0
| Zone | Remainder of System | 8 | Typical Event Day | SCE | 1-in-10 | 2023 | 10 | 496.1373 | 466.0562 | 7.3717 | 78.7837 | 0
| Zone | Remainder of System | 8 | Typical Event Day | SCE | 1-in-10 | 2023 | 11 | 461.376 | 429.8874 | 7.3212 | 84.2613 | 0
| Zone | Remainder of System | 8 | Typical Event Day | SCE | 1-in-10 | 2023 | 12 | 451.2268 | 424.7928 | 7.2742 | 88.75 | 0
| Zone | Remainder of System | 8 | Typical Event Day | SCE | 1-in-10 | 2023 | 13 | 372.0353 | 370.9226 | 7.2545 | 91.662 | 0
| Zone | Remainder of System | 8 | Typical Event Day | SCE | 1-in-10 | 2023 | 14 | 341.5914 | 342.7262 | 7.3079 | 94.0526 | 0
| Zone | Remainder of System | 8 | Typical Event Day | SCE | 1-in-10 | 2023 | 15 | 291.1574 | 298.7891 | 7.4328 | 95.7853 | 0
| Zone | Remainder of System | 8 | Typical Event Day | SCE | 1-in-10 | 2023 | 16 | 251.2333 | 246.5267 | 7.5013 | 96.7804 | 0
| Zone | Remainder of System | 8 | Typical Event Day | SCE | 1-in-10 | 2023 | 17 | 254.0252 | 257.617 | 8.5525 | 96.8969 | 0
| Zone | Remainder of System | 8 | Typical Event Day | SCE | 1-in-10 | 2023 | 18 | 222.4424 | 255.1861 | 8.5876 | 96.1604 | 0
| Zone | Remainder of System | 8 | Typical Event Day | SCE | 1-in-10 | 2023 | 19 | 218.168 | 201.8725 | 7.1207 | 94.3988 | 0
| Zone | Remainder of System | 8 | Typical Event Day | SCE | 1-in-10 | 2023 | 20 | 215.7377 | 187.3707 | 6.9994 | 91.4902 | 0
| Zone | Remainder of System | 8 | Typical Event Day | SCE | 1-in-10 | 2023 | 21 | 230.8179 | 209.9472 | 9.2254 | 87.8616 | 0
| Zone | Remainder of System | 8 | Typical Event Day | SCE | 1-in-10 | 2023 | 22 | 386.0586 | 358.8986 | 7.5979 | 84.458 | 0
| Zone | Remainder of System | 8 | Typical Event Day | SCE | 1-in-10 | 2023 | 23 | 401.2966 | 368.8518 | 7.3971 | 81.7631 | 0
| Zone | Remainder of System | 8 | Typical Event Day | SCE | 1-in-10 | 2023 | 24 | 361.6253 | 345.727 | 7.3816 | 80.0673 | 0
| Zone | Remainder of System | 9 | Average Weekday | SCE | 1-in-10 | 2023 | 1 | 268.0373 | 277.3489 | 9.0827 | 71.0646 | 0
| Zone | Remainder of System | 9 | Average Weekday | SCE | 1-in-10 | 2023 | 2 | 274.6219 | 276.3286 | 9.1005 | 70.1203 | 0
| Zone | Remainder of System | 9 | Average Weekday | SCE | 1-in-10 | 2023 | 3 | 435.4974 | 430.457 | 9.1029 | 69.2506 | 0
| Zone | Remainder of System | 9 | Average Weekday | SCE | 1-in-10 | 2023 | 4 | 594.2705 | 591.1301 | 9.1056 | 68.4826 | 0
| Zone | Remainder of System | 9 | Average Weekday | SCE | 1-in-10 | 2023 | 5 | 533.0796 | 531.7527 | 9.1004 | 67.8093 | 0
| Zone | Remainder of System | 9 | Average Weekday | SCE | 1-in-10 | 2023 | 6 | 520.0069 | 527.7863 | 9.0916 | 67.2573 | 0
| Zone | Remainder of System | 9 | Average Weekday | SCE | 1-in-10 | 2023 | 7 | 548.4052 | 535.574 | 9.0635 | 66.785 | 0
| Zone | Remainder of System | 9 | Average Weekday | SCE | 1-in-10 | 2023 | 8 | 524.4627 | 521.0369 | 9.0147 | 66.4866 | 0
| Zone | Remainder of System | 9 | Average Weekday | SCE | 1-in-10 | 2023 | 9 | 480.0587 | 502.1444 | 9.0014 | 67.9182 | 0
| Zone | Remainder of System | 9 | Average Weekday | SCE | 1-in-10 | 2023 | 10 | 475.1606 | 487.2779 | 9.054 | 71.1915 | 0
| Zone | Remainder of System | 9 | Average Weekday | SCE | 1-in-10 | 2023 | 11 | 445.5133 | 457.7638 | 9.0309 | 74.8699 | 0
| Zone | Remainder of System | 9 | Average Weekday | SCE | 1-in-10 | 2023 | 12 | 438.644 | 451.2588 | 9.0059 | 78.4748 | 0
| Zone | Remainder of System | 9 | Average Weekday | SCE | 1-in-10 | 2023 | 13 | 370.3523 | 384.2012 | 8.9928 | 81.3392 | 0
| Zone | Remainder of System | 9 | Average Weekday | SCE | 1-in-10 | 2023 | 14 | 331.7843 | 345.6909 | 9.0212 | 83.4193 | 0
| Zone | Remainder of System | 9 | Average Weekday | SCE | 1-in-10 | 2023 | 15 | 283.0673 | 298.081 | 9.0757 | 84.7282 | 0
| Zone | Remainder of System | 9 | Average Weekday | SCE | 1-in-10 | 2023 | 16 | 252.6553 | 255.2439 | 9.1228 | 85.0989 | 0
| Zone | Remainder of System | 9 | Average Weekday | SCE | 1-in-10 | 2023 | 17 | 257.3122 | 263.3937 | 10.1182 | 84.9067 | 0
| Zone | Remainder of System | 9 | Average Weekday | SCE | 1-in-10 | 2023 | 18 | 227.7842 | 245.0868 | 9.9994 | 83.9833 | 0
| Zone | Remainder of System | 9 | Average Weekday | SCE | 1-in-10 | 2023 | 19 | 228.9719 | 249.0742 | 10.0008 | 82.1152 | 0
| Zone | Remainder of System | 9 | Average Weekday | SCE | 1-in-10 | 2023 | 20 | 227.0227 | 238.621 | 9.0928 | 79.1843 | 0
| Zone | Remainder of System | 9 | Average Weekday | SCE | 1-in-10 | 2023 | 21 | 236.6627 | 254.0114 | 9.33 | 76.077 | 0
| Zone | Remainder of System | 9 | Average Weekday | SCE | 1-in-10 | 2023 | 22 | 391.811 | 414.8346 | 9.0368 | 74.194 | 0
| Zone | Remainder of System | 9 | Average Weekday | SCE | 1-in-10 | 2023 | 23 | 402.8281 | 425.3858 | 9.0728 | 72.8204 | 0
| Zone | Remainder of System | 9 | Average Weekday | SCE | 1-in-10 | 2023 | 24 | 358.0151 | 376.685 | 9.0552 | 71.6765 | 0
| Zone | Remainder of System | 9 | Monthly System Peak Day | SCE | 1-in-10 | 2023 | 1 | 268.0373 | 256.5345 | 9.1441 | 76.687 | 0
| Zone | Remainder of System | 9 | Monthly System Peak Day | SCE | 1-in-10 | 2023 | 2 | 274.6219 | 248.413 | 9.1639 | 75.5862 | 0
| Zone | Remainder of System | 9 | Monthly System Peak Day | SCE | 1-in-10 | 2023 | 3 | 435.4974 | 367.1599 | 9.1682 | 74.4318 | 0
| Zone | Remainder of System | 9 | Monthly System Peak Day | SCE | 1-in-10 | 2023 | 4 | 594.2705 | 464.3928 | 9.1669 | 73.9341 | 0
| Zone | Remainder of System | 9 | Monthly System Peak Day | SCE | 1-in-10 | 2023 | 5 | 533.0796 | 415.5104 | 9.1622 | 73.6038 | 0
| Zone | Remainder of System | 9 | Monthly System Peak Day | SCE | 1-in-10 | 2023 | 6 | 520.0069 | 417.0068 | 9.1537 | 73.0773 | 0
| Zone | Remainder of System | 9 | Monthly System Peak Day | SCE | 1-in-10 | 2023 | 7 | 548.4052 | 436.5401 | 9.1535 | 72.7773 | 0
| Zone | Remainder of System | 9 | Monthly System Peak Day | SCE | 1-in-10 | 2023 | 8 | 524.4627 | 429.524 | 9.0905 | 72.7038 | 0
| Zone | Remainder of System | 9 | Monthly System Peak Day | SCE | 1-in-10 | 2023 | 9 | 480.0587 | 455.2999 | 9.0701 | 74.5191 | 0
| Zone | Remainder of System | 9 | Monthly System Peak Day | SCE | 1-in-10 | 2023 | 10 | 475.1606 | 436.3079 | 9.1218 | 78.503 | 0
| Zone | Remainder of System | 9 | Monthly System Peak Day | SCE | 1-in-10 | 2023 | 11 | 445.5133 | 407.1919 | 9.0811 | 83.6091 | 0
| Zone | Remainder of System | 9 | Monthly System Peak Day | SCE | 1-in-10 | 2023 | 12 | 438.644 | 405.2327 | 9.0409 | 88.3848 | 0
| Zone | Remainder of System | 9 | Monthly System Peak Day | SCE | 1-in-10 | 2023 | 13 | 370.3523 | 349.2007 | 9.0243 | 92.25 | 0
| Zone | Remainder of System | 9 | Monthly System Peak Day | SCE | 1-in-10 | 2023 | 14 | 331.7843 | 318.7755 | 9.0597 | 94.8682 | 0
| Zone | Remainder of System | 9 | Monthly System Peak Day | SCE | 1-in-10 | 2023 | 15 | 283.0673 | 281.3636 | 9.1493 | 96.4333 | 0
| Zone | Remainder of System | 9 | Monthly System Peak Day | SCE | 1-in-10 | 2023 | 16 | 252.6553 | 240.1892 | 9.2093 | 97.0258 | 0
| Zone | Remainder of System | 9 | Monthly System Peak Day | SCE | 1-in-10 | 2023 | 17 | 257.3122 | 260.864 | 10.1354 | 97.1515 | 0
| Zone | Remainder of System | 9 | Monthly System Peak Day | SCE | 1-in-10 | 2023 | 18 | 227.7842 | 257.4822 | 10.1218 | 95.8727 | 0
| Zone | Remainder of System | 9 | Monthly System Peak Day | SCE | 1-in-10 | 2023 | 19 | 228.9719 | 209.0136 | 9.5551 | 93.2273 | 0
| Zone | Remainder of System | 9 | Monthly System Peak Day | SCE | 1-in-10 | 2023 | 20 | 227.0227 | 197.4798 | 8.8791 | 90.2697 | 0
| Zone | Remainder of System | 9 | Monthly System Peak Day | SCE | 1-in-10 | 2023 | 21 | 236.6627 | 216.9221 | 10.3433 | 87.0545 | 0
| Zone | Remainder of System | 9 | Monthly System Peak Day | SCE | 1-in-10 | 2023 | 22 | 391.811 | 352.7729 | 9.2511 | 85.3015 | 0
| Zone | Remainder of System | 9 | Monthly System Peak Day | SCE | 1-in-10 | 2023 | 23 | 402.8281 | 350.4196 | 9.1006 | 84.0152 | 0
| Zone | Remainder of System | 9 | Monthly System Peak Day | SCE | 1-in-10 | 2023 | 24 | 358.0151 | 325.4522 | 9.1073 | 82.7955 | 0
| Zone | Remainder of System | 10 | Average Weekday | SCE | 1-in-10 | 2023 | 1 | 284.5009 | 294.9717 | 8.4917 | 66.821 | 0
| Zone | Remainder of System | 10 | Average Weekday | SCE | 1-in-10 | 2023 | 2 | 278.2924 | 284.8139 | 8.3803 | 65.8764 | 0
| Zone | Remainder of System | 10 | Average Weekday | SCE | 1-in-10 | 2023 | 3 | 428.3479 | 437.7675 | 8.3651 | 65.1487 | 0
| Zone | Remainder of System | 10 | Average Weekday | SCE | 1-in-10 | 2023 | 4 | 592.895 | 607.6376 | 8.3272 | 64.4441 | 0
| Zone | Remainder of System | 10 | Average Weekday | SCE | 1-in-10 | 2023 | 5 | 580.9448 | 595.181 | 8.3237 | 63.7957 | 0
| Zone | Remainder of System | 10 | Average Weekday | SCE | 1-in-10 | 2023 | 6 | 575.9045 | 590.9987 | 8.2729 | 63.2505 | 0
| Zone | Remainder of System | 10 | Average Weekday | SCE | 1-in-10 | 2023 | 7 | 575.8895 | 575.1589 | 8.2582 | 62.7507 | 0
| Zone | Remainder of System | 10 | Average Weekday | SCE | 1-in-10 | 2023 | 8 | 566.556 | 569.4382 | 8.5637 | 62.4032 | 0
| Zone | Remainder of System | 10 | Average Weekday | SCE | 1-in-10 | 2023 | 9 | 539.5704 | 577.0051 | 8.9938 | 62.8006 | 0
| Zone | Remainder of System | 10 | Average Weekday | SCE | 1-in-10 | 2023 | 10 | 521.6849 | 539.2837 | 8.7111 | 65.6724 | 0
| Zone | Remainder of System | 10 | Average Weekday | SCE | 1-in-10 | 2023 | 11 | 506.1555 | 519.1494 | 8.933 | 69.5905 | 0
| Zone | Remainder of System | 10 | Average Weekday | SCE | 1-in-10 | 2023 | 12 | 494.9347 | 506.7145 | 9.179 | 73.4477 | 0
| Zone | Remainder of System | 10 | Average Weekday | SCE | 1-in-10 | 2023 | 13 | 398.8586 | 409.2404 | 9.3753 | 76.5732 | 0
| Zone | Remainder of System | 10 | Average Weekday | SCE | 1-in-10 | 2023 | 14 | 348.4142 | 355.6243 | 9.2381 | 78.6528 | 0
| Zone | Remainder of System | 10 | Average Weekday | SCE | 1-in-10 | 2023 | 15 | 303.7223 | 310.479 | 8.8426 | 79.9522 | 0
| Zone | Remainder of System | 10 | Average Weekday | SCE | 1-in-10 | 2023 | 16 | 273.1479 | 275.8442 | 8.3364 | 80.5984 | 0
| Zone | Remainder of System | 10 | Average Weekday | SCE | 1-in-10 | 2023 | 17 | 269.4703 | 275.4359 | 8.1241 | 80.5533 | 0
| Zone | Remainder of System | 10 | Average Weekday | SCE | 1-in-10 | 2023 | 18 | 250.9288 | 257.3233 | 8.1821 | 79.6615 | 0
| Zone | Remainder of System | 10 | Average Weekday | SCE | 1-in-10 | 2023 | 19 | 266.2863 | 272.9029 | 8.5995 | 77.699 | 0
| Zone | Remainder of System | 10 | Average Weekday | SCE | 1-in-10 | 2023 | 20 | 258.8542 | 262.3144 | 8.3027 | 74.602 | 0
| Zone | Remainder of System | 10 | Average Weekday | SCE | 1-in-10 | 2023 | 21 | 247.2855 | 252.9344 | 8.0102 | 72.2635 | 0
| Zone | Remainder of System | 10 | Average Weekday | SCE | 1-in-10 | 2023 | 22 | 428.8217 | 446.5949 | 8.2545 | 70.5604 | 0
| Zone | Remainder of System | 10 | Average Weekday | SCE | 1-in-10 | 2023 | 23 | 406.6447 | 427.2104 | 8.4091 | 69.1121 | 0
| Zone | Remainder of System | 10 | Average Weekday | SCE | 1-in-10 | 2023 | 24 | 335.782 | 359.1932 | 8.5906 | 67.8831 | 0
| Zone | Remainder of System | 10 | Monthly System Peak Day | SCE | 1-in-10 | 2023 | 1 | 284.5009 | 304.7883 | 8.319 | 76.0256 | 0
| Zone | Remainder of System | 10 | Monthly System Peak Day | SCE | 1-in-10 | 2023 | 2 | 278.2924 | 289.5067 | 8.2632 | 75.3478 | 0
| Zone | Remainder of System | 10 | Monthly System Peak Day | SCE | 1-in-10 | 2023 | 3 | 428.3479 | 441.7851 | 8.2568 | 75.072 | 0
| Zone | Remainder of System | 10 | Monthly System Peak Day | SCE | 1-in-10 | 2023 | 4 | 592.895 | 609.2859 | 8.2438 | 74.5467 | 0
| Zone | Remainder of System | 10 | Monthly System Peak Day | SCE | 1-in-10 | 2023 | 5 | 580.9448 | 600.2996 | 8.2377 | 73.4519 | 0
| Zone | Remainder of System | 10 | Monthly System Peak Day | SCE | 1-in-10 | 2023 | 6 | 575.9045 | 589.5603 | 8.2151 | 73.5303 | 0
| Zone | Remainder of System | 10 | Monthly System Peak Day | SCE | 1-in-10 | 2023 | 7 | 575.8895 | 569.3849 | 8.2026 | 73.6352 | 0
| Zone | Remainder of System | 10 | Monthly System Peak Day | SCE | 1-in-10 | 2023 | 8 | 566.556 | 570.0298 | 8.3601 | 73.808 | 0
| Zone | Remainder of System | 10 | Monthly System Peak Day | SCE | 1-in-10 | 2023 | 9 | 539.5704 | 588.7405 | 8.6591 | 73.7278 | 0
| Zone | Remainder of System | 10 | Monthly System Peak Day | SCE | 1-in-10 | 2023 | 10 | 521.6849 | 545.3825 | 8.4448 | 77.7894 | 0
| Zone | Remainder of System | 10 | Monthly System Peak Day | SCE | 1-in-10 | 2023 | 11 | 506.1555 | 527.7902 | 8.5865 | 82.6678 | 0
| Zone | Remainder of System | 10 | Monthly System Peak Day | SCE | 1-in-10 | 2023 | 12 | 494.9347 | 520.104 | 8.7578 | 88.4141 | 0
| Zone | Remainder of System | 10 | Monthly System Peak Day | SCE | 1-in-10 | 2023 | 13 | 398.8586 | 408.679 | 8.9055 | 92.9031 | 0
| Zone | Remainder of System | 10 | Monthly System Peak Day | SCE | 1-in-10 | 2023 | 14 | 348.4142 | 354.4984 | 8.8102 | 95.1859 | 0
| Zone | Remainder of System | 10 | Monthly System Peak Day | SCE | 1-in-10 | 2023 | 15 | 303.7223 | 310.7358 | 8.5208 | 96.7359 | 0
| Zone | Remainder of System | 10 | Monthly System Peak Day | SCE | 1-in-10 | 2023 | 16 | 273.1479 | 274.4991 | 8.2059 | 97.5891 | 0
| Zone | Remainder of System | 10 | Monthly System Peak Day | SCE | 1-in-10 | 2023 | 17 | 269.4703 | 275.3954 | 8.0697 | 97.4922 | 0
| Zone | Remainder of System | 10 | Monthly System Peak Day | SCE | 1-in-10 | 2023 | 18 | 250.9288 | 257.1965 | 8.0658 | 96.7734 | 0
| Zone | Remainder of System | 10 | Monthly System Peak Day | SCE | 1-in-10 | 2023 | 19 | 266.2863 | 271.9845 | 8.5582 | 94.4938 | 0
| Zone | Remainder of System | 10 | Monthly System Peak Day | SCE | 1-in-10 | 2023 | 20 | 258.8542 | 262.8924 | 8.3022 | 90.1375 | 0
| Zone | Remainder of System | 10 | Monthly System Peak Day | SCE | 1-in-10 | 2023 | 21 | 247.2855 | 255.5217 | 8.2541 | 86.2781 | 0
| Zone | Remainder of System | 10 | Monthly System Peak Day | SCE | 1-in-10 | 2023 | 22 | 428.8217 | 446.5462 | 8.1822 | 84.1844 | 0
| Zone | Remainder of System | 10 | Monthly System Peak Day | SCE | 1-in-10 | 2023 | 23 | 406.6447 | 430.5636 | 8.2711 | 82.1378 | 0
| Zone | Remainder of System | 10 | Monthly System Peak Day | SCE | 1-in-10 | 2023 | 24 | 335.782 | 373.4432 | 8.3813 | 80.1997 | 0
| Zone | Remainder of System | 11 | Average Weekday | SCE | 1-in-10 | 2023 | 1 | 267.7896 | 274.3404 | 8.3727 | 56.059 | 0
| Zone | Remainder of System | 11 | Average Weekday | SCE | 1-in-10 | 2023 | 2 | 266.6931 | 272.9257 | 8.3918 | 55.0971 | 0
| Zone | Remainder of System | 11 | Average Weekday | SCE | 1-in-10 | 2023 | 3 | 411.3665 | 421.869 | 8.3666 | 54.1595 | 0
| Zone | Remainder of System | 11 | Average Weekday | SCE | 1-in-10 | 2023 | 4 | 586.6953 | 604.0757 | 8.3784 | 53.2044 | 0
| Zone | Remainder of System | 11 | Average Weekday | SCE | 1-in-10 | 2023 | 5 | 554.7465 | 579.9767 | 8.3516 | 52.3654 | 0
| Zone | Remainder of System | 11 | Average Weekday | SCE | 1-in-10 | 2023 | 6 | 540.4554 | 567.1135 | 8.3577 | 51.8116 | 0
| Zone | Remainder of System | 11 | Average Weekday | SCE | 1-in-10 | 2023 | 7 | 548.4004 | 545.6112 | 8.5479 | 51.3221 | 0
| Zone | Remainder of System | 11 | Average Weekday | SCE | 1-in-10 | 2023 | 8 | 529.0421 | 532.462 | 8.8535 | 51.0234 | 0
| Zone | Remainder of System | 11 | Average Weekday | SCE | 1-in-10 | 2023 | 9 | 513.6024 | 540.338 | 8.535 | 52.5111 | 0
| Zone | Remainder of System | 11 | Average Weekday | SCE | 1-in-10 | 2023 | 10 | 491.7099 | 504.0797 | 8.8341 | 56.466 | 0
| Zone | Remainder of System | 11 | Average Weekday | SCE | 1-in-10 | 2023 | 11 | 466.2483 | 474.3644 | 9.0252 | 61.1659 | 0
| Zone | Remainder of System | 11 | Average Weekday | SCE | 1-in-10 | 2023 | 12 | 459.688 | 466.9487 | 9.1217 | 65.0488 | 0
| Zone | Remainder of System | 11 | Average Weekday | SCE | 1-in-10 | 2023 | 13 | 372.7934 | 383.9777 | 8.8994 | 67.8408 | 0
| Zone | Remainder of System | 11 | Average Weekday | SCE | 1-in-10 | 2023 | 14 | 339.2192 | 346.9111 | 8.6345 | 69.5124 | 0
| Zone | Remainder of System | 11 | Average Weekday | SCE | 1-in-10 | 2023 | 15 | 287.3108 | 296.78 | 8.3149 | 70.4672 | 0
| Zone | Remainder of System | 11 | Average Weekday | SCE | 1-in-10 | 2023 | 16 | 259.746 | 262.3083 | 8.3995 | 70.7027 | 0
| Zone | Remainder of System | 11 | Average Weekday | SCE | 1-in-10 | 2023 | 17 | 263.7741 | 269.1841 | 8.2067 | 69.9819 | 0
| Zone | Remainder of System | 11 | Average Weekday | SCE | 1-in-10 | 2023 | 18 | 245.8862 | 252.0195 | 8.3778 | 67.953 | 0
| Zone | Remainder of System | 11 | Average Weekday | SCE | 1-in-10 | 2023 | 19 | 263.1277 | 267.4547 | 8.3181 | 65.3114 | 0
| Zone | Remainder of System | 11 | Average Weekday | SCE | 1-in-10 | 2023 | 20 | 249.0033 | 309.9158 | 10.4078 | 63.0346 | 0
| Zone | Remainder of System | 11 | Average Weekday | SCE | 1-in-10 | 2023 | 21 | 236.4016 | 242.6706 | 7.978 | 61.213 | 0
| Zone | Remainder of System | 11 | Average Weekday | SCE | 1-in-10 | 2023 | 22 | 410.6591 | 426.5526 | 8.3394 | 59.5838 | 0
| Zone | Remainder of System | 11 | Average Weekday | SCE | 1-in-10 | 2023 | 23 | 389.1284 | 403.9468 | 8.5062 | 58.2328 | 0
| Zone | Remainder of System | 11 | Average Weekday | SCE | 1-in-10 | 2023 | 24 | 316.8932 | 329.6281 | 8.4294 | 57.0822 | 0
| Zone | Remainder of System | 11 | Monthly System Peak Day | SCE | 1-in-10 | 2023 | 1 | 267.7896 | 279.4058 | 8.2899 | 69.4034 | 0
| Zone | Remainder of System | 11 | Monthly System Peak Day | SCE | 1-in-10 | 2023 | 2 | 266.6931 | 276.8215 | 8.3123 | 68.1516 | 0
| Zone | Remainder of System | 11 | Monthly System Peak Day | SCE | 1-in-10 | 2023 | 3 | 411.3665 | 425.2576 | 8.2999 | 67.393 | 0
| Zone | Remainder of System | 11 | Monthly System Peak Day | SCE | 1-in-10 | 2023 | 4 | 586.6953 | 607.3635 | 8.3098 | 66.0125 | 0
| Zone | Remainder of System | 11 | Monthly System Peak Day | SCE | 1-in-10 | 2023 | 5 | 554.7465 | 583.1375 | 8.3006 | 65.1814 | 0
| Zone | Remainder of System | 11 | Monthly System Peak Day | SCE | 1-in-10 | 2023 | 6 | 540.4554 | 568.2085 | 8.3073 | 64.2144 | 0
| Zone | Remainder of System | 11 | Monthly System Peak Day | SCE | 1-in-10 | 2023 | 7 | 548.4004 | 534.398 | 8.461 | 63.6647 | 0
| Zone | Remainder of System | 11 | Monthly System Peak Day | SCE | 1-in-10 | 2023 | 8 | 529.0421 | 537.9156 | 8.851 | 63.8962 | 0
| Zone | Remainder of System | 11 | Monthly System Peak Day | SCE | 1-in-10 | 2023 | 9 | 513.6024 | 548.6667 | 8.4503 | 65.4002 | 0
| Zone | Remainder of System | 11 | Monthly System Peak Day | SCE | 1-in-10 | 2023 | 10 | 491.7099 | 513.4625 | 8.8222 | 69.6937 | 0
| Zone | Remainder of System | 11 | Monthly System Peak Day | SCE | 1-in-10 | 2023 | 11 | 466.2483 | 487.1483 | 9.1062 | 76.562 | 0
| Zone | Remainder of System | 11 | Monthly System Peak Day | SCE | 1-in-10 | 2023 | 12 | 459.688 | 482.8309 | 9.2675 | 82.3128 | 0
| Zone | Remainder of System | 11 | Monthly System Peak Day | SCE | 1-in-10 | 2023 | 13 | 372.7934 | 384.2337 | 8.9429 | 85.9891 | 0
| Zone | Remainder of System | 11 | Monthly System Peak Day | SCE | 1-in-10 | 2023 | 14 | 339.2192 | 345.1414 | 8.5712 | 87.9797 | 0
| Zone | Remainder of System | 11 | Monthly System Peak Day | SCE | 1-in-10 | 2023 | 15 | 287.3108 | 296.882 | 8.2238 | 88.7703 | 0
| Zone | Remainder of System | 11 | Monthly System Peak Day | SCE | 1-in-10 | 2023 | 16 | 259.746 | 261.1577 | 8.3096 | 89.0578 | 0
| Zone | Remainder of System | 11 | Monthly System Peak Day | SCE | 1-in-10 | 2023 | 17 | 263.7741 | 271.2882 | 8.1187 | 88.5875 | 0
| Zone | Remainder of System | 11 | Monthly System Peak Day | SCE | 1-in-10 | 2023 | 18 | 245.8862 | 254.5931 | 8.2836 | 86.8453 | 0
| Zone | Remainder of System | 11 | Monthly System Peak Day | SCE | 1-in-10 | 2023 | 19 | 263.1277 | 268.5991 | 8.3171 | 83.7578 | 0
| Zone | Remainder of System | 11 | Monthly System Peak Day | SCE | 1-in-10 | 2023 | 20 | 249.0033 | 357.2675 | 17.1134 | 79.8594 | 0
| Zone | Remainder of System | 11 | Monthly System Peak Day | SCE | 1-in-10 | 2023 | 21 | 236.4016 | 244.9602 | 8.2878 | 76.3664 | 0
| Zone | Remainder of System | 11 | Monthly System Peak Day | SCE | 1-in-10 | 2023 | 22 | 410.6591 | 427.9235 | 8.261 | 73.8492 | 0
| Zone | Remainder of System | 11 | Monthly System Peak Day | SCE | 1-in-10 | 2023 | 23 | 389.1284 | 409.7722 | 8.4173 | 71.6486 | 0
| Zone | Remainder of System | 11 | Monthly System Peak Day | SCE | 1-in-10 | 2023 | 24 | 316.8932 | 339.0086 | 8.3344 | 70.3994 | 0
| Zone | Remainder of System | 12 | Average Weekday | SCE | 1-in-10 | 2023 | 1 | 252.3801 | 259.3272 | 8.2329 | 48.7864 | 0
| Zone | Remainder of System | 12 | Average Weekday | SCE | 1-in-10 | 2023 | 2 | 248.3696 | 254.8959 | 8.2594 | 47.947 | 0
| Zone | Remainder of System | 12 | Average Weekday | SCE | 1-in-10 | 2023 | 3 | 386.8533 | 398.6238 | 8.2652 | 47.1857 | 0
| Zone | Remainder of System | 12 | Average Weekday | SCE | 1-in-10 | 2023 | 4 | 561.8755 | 580.3591 | 8.272 | 46.3928 | 0
| Zone | Remainder of System | 12 | Average Weekday | SCE | 1-in-10 | 2023 | 5 | 533.2461 | 562.0994 | 8.2756 | 45.8878 | 0
| Zone | Remainder of System | 12 | Average Weekday | SCE | 1-in-10 | 2023 | 6 | 508.5489 | 539.7477 | 8.281 | 45.4234 | 0
| Zone | Remainder of System | 12 | Average Weekday | SCE | 1-in-10 | 2023 | 7 | 502.8337 | 501.394 | 8.2413 | 45.0246 | 0
| Zone | Remainder of System | 12 | Average Weekday | SCE | 1-in-10 | 2023 | 8 | 495.0958 | 501.9079 | 8.1914 | 44.9313 | 0
| Zone | Remainder of System | 12 | Average Weekday | SCE | 1-in-10 | 2023 | 9 | 476.144 | 504.3116 | 8.1413 | 45.6373 | 0
| Zone | Remainder of System | 12 | Average Weekday | SCE | 1-in-10 | 2023 | 10 | 447.7744 | 463.4893 | 8.1692 | 48.6216 | 0
| Zone | Remainder of System | 12 | Average Weekday | SCE | 1-in-10 | 2023 | 11 | 424.1732 | 434.1916 | 8.1249 | 52.4485 | 0
| Zone | Remainder of System | 12 | Average Weekday | SCE | 1-in-10 | 2023 | 12 | 416.5321 | 423.486 | 8.0838 | 55.8659 | 0
| Zone | Remainder of System | 12 | Average Weekday | SCE | 1-in-10 | 2023 | 13 | 338.7928 | 349.5674 | 8.0733 | 58.3704 | 0
| Zone | Remainder of System | 12 | Average Weekday | SCE | 1-in-10 | 2023 | 14 | 307.0089 | 315.5351 | 8.1083 | 60.0313 | 0
| Zone | Remainder of System | 12 | Average Weekday | SCE | 1-in-10 | 2023 | 15 | 270.252 | 278.8073 | 8.1662 | 60.9602 | 0
| Zone | Remainder of System | 12 | Average Weekday | SCE | 1-in-10 | 2023 | 16 | 237.5145 | 239.742 | 8.2269 | 61.3074 | 0
| Zone | Remainder of System | 12 | Average Weekday | SCE | 1-in-10 | 2023 | 17 | 242.5199 | 248.791 | 8.0847 | 60.7301 | 0
| Zone | Remainder of System | 12 | Average Weekday | SCE | 1-in-10 | 2023 | 18 | 226.8906 | 232.785 | 8.0631 | 58.7054 | 0
| Zone | Remainder of System | 12 | Average Weekday | SCE | 1-in-10 | 2023 | 19 | 245.3693 | 249.6879 | 8.3176 | 56.3345 | 0
| Zone | Remainder of System | 12 | Average Weekday | SCE | 1-in-10 | 2023 | 20 | 238.7254 | 300.4898 | 8.3354 | 54.597 | 0
| Zone | Remainder of System | 12 | Average Weekday | SCE | 1-in-10 | 2023 | 21 | 226.2804 | 232.8928 | 7.9778 | 53.159 | 0
| Zone | Remainder of System | 12 | Average Weekday | SCE | 1-in-10 | 2023 | 22 | 398.0751 | 413.6672 | 8.1758 | 51.881 | 0
| Zone | Remainder of System | 12 | Average Weekday | SCE | 1-in-10 | 2023 | 23 | 377.7834 | 392.4792 | 8.2011 | 50.7727 | 0
| Zone | Remainder of System | 12 | Average Weekday | SCE | 1-in-10 | 2023 | 24 | 306.3791 | 319.9357 | 8.2039 | 49.8739 | 0
| Zone | Remainder of System | 12 | Monthly System Peak Day | SCE | 1-in-10 | 2023 | 1 | 252.3801 | 259.3272 | 8.2329 | 42.5695 | 0
| Zone | Remainder of System | 12 | Monthly System Peak Day | SCE | 1-in-10 | 2023 | 2 | 248.3696 | 254.8959 | 8.2594 | 41.708 | 0
| Zone | Remainder of System | 12 | Monthly System Peak Day | SCE | 1-in-10 | 2023 | 3 | 386.8533 | 398.6238 | 8.2652 | 40.6634 | 0
| Zone | Remainder of System | 12 | Monthly System Peak Day | SCE | 1-in-10 | 2023 | 4 | 561.8755 | 580.3591 | 8.272 | 39.7536 | 0
| Zone | Remainder of System | 12 | Monthly System Peak Day | SCE | 1-in-10 | 2023 | 5 | 533.2461 | 562.0994 | 8.2756 | 38.8297 | 0
| Zone | Remainder of System | 12 | Monthly System Peak Day | SCE | 1-in-10 | 2023 | 6 | 508.5489 | 539.7477 | 8.281 | 37.7472 | 0
| Zone | Remainder of System | 12 | Monthly System Peak Day | SCE | 1-in-10 | 2023 | 7 | 502.8337 | 501.394 | 8.2413 | 36.5995 | 0
| Zone | Remainder of System | 12 | Monthly System Peak Day | SCE | 1-in-10 | 2023 | 8 | 495.0958 | 501.9079 | 8.1914 | 36.6103 | 0
| Zone | Remainder of System | 12 | Monthly System Peak Day | SCE | 1-in-10 | 2023 | 9 | 476.144 | 504.3116 | 8.1413 | 37.7047 | 0
| Zone | Remainder of System | 12 | Monthly System Peak Day | SCE | 1-in-10 | 2023 | 10 | 447.7744 | 463.4893 | 8.1692 | 41.4383 | 0
| Zone | Remainder of System | 12 | Monthly System Peak Day | SCE | 1-in-10 | 2023 | 11 | 424.1732 | 434.1916 | 8.1249 | 45.7698 | 0
| Zone | Remainder of System | 12 | Monthly System Peak Day | SCE | 1-in-10 | 2023 | 12 | 416.5321 | 423.486 | 8.0838 | 48.8809 | 0
| Zone | Remainder of System | 12 | Monthly System Peak Day | SCE | 1-in-10 | 2023 | 13 | 338.7928 | 349.5674 | 8.0733 | 50.4759 | 0
| Zone | Remainder of System | 12 | Monthly System Peak Day | SCE | 1-in-10 | 2023 | 14 | 307.0089 | 315.5351 | 8.1083 | 51.6747 | 0
| Zone | Remainder of System | 12 | Monthly System Peak Day | SCE | 1-in-10 | 2023 | 15 | 270.252 | 278.8073 | 8.1662 | 52.7272 | 0
| Zone | Remainder of System | 12 | Monthly System Peak Day | SCE | 1-in-10 | 2023 | 16 | 237.5145 | 239.742 | 8.2269 | 53.1839 | 0
| Zone | Remainder of System | 12 | Monthly System Peak Day | SCE | 1-in-10 | 2023 | 17 | 242.5199 | 248.791 | 8.0847 | 52.9211 | 0
| Zone | Remainder of System | 12 | Monthly System Peak Day | SCE | 1-in-10 | 2023 | 18 | 226.8906 | 232.785 | 8.0631 | 51.1658 | 0
| Zone | Remainder of System | 12 | Monthly System Peak Day | SCE | 1-in-10 | 2023 | 19 | 245.3693 | 249.6879 | 8.3176 | 49.0081 | 0
| Zone | Remainder of System | 12 | Monthly System Peak Day | SCE | 1-in-10 | 2023 | 20 | 238.7254 | 300.4898 | 8.3354 | 47.4864 | 0
| Zone | Remainder of System | 12 | Monthly System Peak Day | SCE | 1-in-10 | 2023 | 21 | 226.2804 | 232.8928 | 7.9778 | 46.0752 | 0
| Zone | Remainder of System | 12 | Monthly System Peak Day | SCE | 1-in-10 | 2023 | 22 | 398.0751 | 413.6672 | 8.1758 | 44.3067 | 0
| Zone | Remainder of System | 12 | Monthly System Peak Day | SCE | 1-in-10 | 2023 | 23 | 377.7834 | 392.4792 | 8.2011 | 43.3595 | 0
| Zone | Remainder of System | 12 | Monthly System Peak Day | SCE | 1-in-10 | 2023 | 24 | 306.3791 | 319.9357 | 8.2039 | 42.7814 | 0
| Zone | Remainder of System | 1 | Average Weekday | SCE | 1-in-10 | 2024 | 1 | 262.8893 | 269.1798 | 8.2254 | 48.5418 | 0
| Zone | Remainder of System | 1 | Average Weekday | SCE | 1-in-10 | 2024 | 2 | 260.192 | 267.3862 | 8.2518 | 47.7538 | 0
| Zone | Remainder of System | 1 | Average Weekday | SCE | 1-in-10 | 2024 | 3 | 402.8042 | 414.5675 | 8.2575 | 47.1481 | 0
| Zone | Remainder of System | 1 | Average Weekday | SCE | 1-in-10 | 2024 | 4 | 573.905 | 592.2025 | 8.2643 | 46.4563 | 0
| Zone | Remainder of System | 1 | Average Weekday | SCE | 1-in-10 | 2024 | 5 | 547.106 | 575.0515 | 8.268 | 45.7587 | 0
| Zone | Remainder of System | 1 | Average Weekday | SCE | 1-in-10 | 2024 | 6 | 532.6618 | 563.3032 | 8.2734 | 45.1036 | 0
| Zone | Remainder of System | 1 | Average Weekday | SCE | 1-in-10 | 2024 | 7 | 539.3622 | 537.245 | 8.2339 | 44.5655 | 0
| Zone | Remainder of System | 1 | Average Weekday | SCE | 1-in-10 | 2024 | 8 | 531.4985 | 537.2801 | 8.1841 | 44.3307 | 0
| Zone | Remainder of System | 1 | Average Weekday | SCE | 1-in-10 | 2024 | 9 | 499.7636 | 525.1604 | 8.1342 | 44.8068 | 0
| Zone | Remainder of System | 1 | Average Weekday | SCE | 1-in-10 | 2024 | 10 | 481.9951 | 495.1533 | 8.1619 | 47.5928 | 0
| Zone | Remainder of System | 1 | Average Weekday | SCE | 1-in-10 | 2024 | 11 | 453.9265 | 462.2993 | 8.1178 | 51.3252 | 0
| Zone | Remainder of System | 1 | Average Weekday | SCE | 1-in-10 | 2024 | 12 | 448.9444 | 455.9243 | 8.077 | 54.7156 | 0
| Zone | Remainder of System | 1 | Average Weekday | SCE | 1-in-10 | 2024 | 13 | 377.803 | 388.5254 | 8.0666 | 57.1933 | 0
| Zone | Remainder of System | 1 | Average Weekday | SCE | 1-in-10 | 2024 | 14 | 341.9178 | 349.6074 | 8.1013 | 58.7299 | 0
| Zone | Remainder of System | 1 | Average Weekday | SCE | 1-in-10 | 2024 | 15 | 297.0501 | 304.828 | 8.1589 | 59.7358 | 0
| Zone | Remainder of System | 1 | Average Weekday | SCE | 1-in-10 | 2024 | 16 | 264.1748 | 266.4406 | 8.2194 | 60.1875 | 0
| Zone | Remainder of System | 1 | Average Weekday | SCE | 1-in-10 | 2024 | 17 | 267.0332 | 273.4137 | 8.0838 | 59.7999 | 0
| Zone | Remainder of System | 1 | Average Weekday | SCE | 1-in-10 | 2024 | 18 | 248.2345 | 254.2212 | 8.0622 | 58.3041 | 0
| Zone | Remainder of System | 1 | Average Weekday | SCE | 1-in-10 | 2024 | 19 | 262.1505 | 266.533 | 8.3122 | 55.9215 | 0
| Zone | Remainder of System | 1 | Average Weekday | SCE | 1-in-10 | 2024 | 20 | 253.1332 | 314.9374 | 8.3295 | 54.1041 | 0
| Zone | Remainder of System | 1 | Average Weekday | SCE | 1-in-10 | 2024 | 21 | 236.3291 | 242.7492 | 7.975 | 52.7602 | 0
| Zone | Remainder of System | 1 | Average Weekday | SCE | 1-in-10 | 2024 | 22 | 409.1958 | 425.0511 | 8.1683 | 51.5587 | 0
| Zone | Remainder of System | 1 | Average Weekday | SCE | 1-in-10 | 2024 | 23 | 395.1165 | 409.8868 | 8.1939 | 50.4809 | 0
| Zone | Remainder of System | 1 | Average Weekday | SCE | 1-in-10 | 2024 | 24 | 325.4382 | 337.8345 | 8.1966 | 49.576 | 0
| Zone | Remainder of System | 1 | Monthly System Peak Day | SCE | 1-in-10 | 2024 | 1 | 262.8893 | 269.1798 | 8.2254 | 44.4388 | 0
| Zone | Remainder of System | 1 | Monthly System Peak Day | SCE | 1-in-10 | 2024 | 2 | 260.192 | 267.3862 | 8.2518 | 43.8073 | 0
| Zone | Remainder of System | 1 | Monthly System Peak Day | SCE | 1-in-10 | 2024 | 3 | 402.8042 | 414.5675 | 8.2575 | 43.0442 | 0
| Zone | Remainder of System | 1 | Monthly System Peak Day | SCE | 1-in-10 | 2024 | 4 | 573.905 | 592.2025 | 8.2643 | 42.3247 | 0
| Zone | Remainder of System | 1 | Monthly System Peak Day | SCE | 1-in-10 | 2024 | 5 | 547.106 | 575.0515 | 8.268 | 42.0786 | 0
| Zone | Remainder of System | 1 | Monthly System Peak Day | SCE | 1-in-10 | 2024 | 6 | 532.6618 | 563.3032 | 8.2734 | 41.1127 | 0
| Zone | Remainder of System | 1 | Monthly System Peak Day | SCE | 1-in-10 | 2024 | 7 | 539.3622 | 537.245 | 8.2339 | 40.5433 | 0
| Zone | Remainder of System | 1 | Monthly System Peak Day | SCE | 1-in-10 | 2024 | 8 | 531.4985 | 537.2801 | 8.1841 | 40.1802 | 0
| Zone | Remainder of System | 1 | Monthly System Peak Day | SCE | 1-in-10 | 2024 | 9 | 499.7636 | 525.1604 | 8.1342 | 40.587 | 0
| Zone | Remainder of System | 1 | Monthly System Peak Day | SCE | 1-in-10 | 2024 | 10 | 481.9951 | 495.1533 | 8.1619 | 43.0014 | 0
| Zone | Remainder of System | 1 | Monthly System Peak Day | SCE | 1-in-10 | 2024 | 11 | 453.9265 | 462.2993 | 8.1178 | 45.635 | 0
| Zone | Remainder of System | 1 | Monthly System Peak Day | SCE | 1-in-10 | 2024 | 12 | 448.9444 | 455.9243 | 8.077 | 47.7783 | 0
| Zone | Remainder of System | 1 | Monthly System Peak Day | SCE | 1-in-10 | 2024 | 13 | 377.803 | 388.5254 | 8.0666 | 47.6958 | 0
| Zone | Remainder of System | 1 | Monthly System Peak Day | SCE | 1-in-10 | 2024 | 14 | 341.9178 | 349.6074 | 8.1013 | 48.1105 | 0
| Zone | Remainder of System | 1 | Monthly System Peak Day | SCE | 1-in-10 | 2024 | 15 | 297.0501 | 304.828 | 8.1589 | 48.9491 | 0
| Zone | Remainder of System | 1 | Monthly System Peak Day | SCE | 1-in-10 | 2024 | 16 | 264.1748 | 266.4406 | 8.2194 | 50.1039 | 0
| Zone | Remainder of System | 1 | Monthly System Peak Day | SCE | 1-in-10 | 2024 | 17 | 267.0332 | 273.4137 | 8.0838 | 49.5105 | 0
| Zone | Remainder of System | 1 | Monthly System Peak Day | SCE | 1-in-10 | 2024 | 18 | 248.2345 | 254.2212 | 8.0622 | 48.4556 | 0
| Zone | Remainder of System | 1 | Monthly System Peak Day | SCE | 1-in-10 | 2024 | 19 | 262.1505 | 266.533 | 8.3122 | 46.6627 | 0
| Zone | Remainder of System | 1 | Monthly System Peak Day | SCE | 1-in-10 | 2024 | 20 | 253.1332 | 314.9374 | 8.3295 | 45.7192 | 0
| Zone | Remainder of System | 1 | Monthly System Peak Day | SCE | 1-in-10 | 2024 | 21 | 236.3291 | 242.7492 | 7.975 | 44.9309 | 0
| Zone | Remainder of System | 1 | Monthly System Peak Day | SCE | 1-in-10 | 2024 | 22 | 409.1958 | 425.0511 | 8.1683 | 44.2384 | 0
| Zone | Remainder of System | 1 | Monthly System Peak Day | SCE | 1-in-10 | 2024 | 23 | 395.1165 | 409.8868 | 8.1939 | 43.5948 | 0
| Zone | Remainder of System | 1 | Monthly System Peak Day | SCE | 1-in-10 | 2024 | 24 | 325.4382 | 337.8345 | 8.1966 | 43.1517 | 0
| Zone | Remainder of System | 2 | Average Weekday | SCE | 1-in-10 | 2024 | 1 | 262.7503 | 269.8579 | 8.2826 | 54.0382 | 0
| Zone | Remainder of System | 2 | Average Weekday | SCE | 1-in-10 | 2024 | 2 | 256.5976 | 264.7422 | 8.3148 | 53.0249 | 0
| Zone | Remainder of System | 2 | Average Weekday | SCE | 1-in-10 | 2024 | 3 | 395.6818 | 408.7791 | 8.3215 | 52.103 | 0
| Zone | Remainder of System | 2 | Average Weekday | SCE | 1-in-10 | 2024 | 4 | 563.4339 | 584.1505 | 8.3295 | 51.1364 | 0
| Zone | Remainder of System | 2 | Average Weekday | SCE | 1-in-10 | 2024 | 5 | 544.5145 | 575.4859 | 8.333 | 50.31 | 0
| Zone | Remainder of System | 2 | Average Weekday | SCE | 1-in-10 | 2024 | 6 | 534.2245 | 566.877 | 8.3379 | 49.696 | 0
| Zone | Remainder of System | 2 | Average Weekday | SCE | 1-in-10 | 2024 | 7 | 526.9664 | 526.0895 | 8.2897 | 49.1834 | 0
| Zone | Remainder of System | 2 | Average Weekday | SCE | 1-in-10 | 2024 | 8 | 517.876 | 524.0979 | 8.2307 | 48.888 | 0
| Zone | Remainder of System | 2 | Average Weekday | SCE | 1-in-10 | 2024 | 9 | 498.6586 | 524.3766 | 8.1706 | 50.259 | 0
| Zone | Remainder of System | 2 | Average Weekday | SCE | 1-in-10 | 2024 | 10 | 476.6898 | 489.2174 | 8.2064 | 54.1964 | 0
| Zone | Remainder of System | 2 | Average Weekday | SCE | 1-in-10 | 2024 | 11 | 453.1084 | 461.7149 | 8.151 | 58.8515 | 0
| Zone | Remainder of System | 2 | Average Weekday | SCE | 1-in-10 | 2024 | 12 | 447.8686 | 455.5928 | 8.0983 | 62.7996 | 0
| Zone | Remainder of System | 2 | Average Weekday | SCE | 1-in-10 | 2024 | 13 | 372.1491 | 383.9872 | 8.084 | 65.5213 | 0
| Zone | Remainder of System | 2 | Average Weekday | SCE | 1-in-10 | 2024 | 14 | 333.3285 | 341.6428 | 8.129 | 67.2527 | 0
| Zone | Remainder of System | 2 | Average Weekday | SCE | 1-in-10 | 2024 | 15 | 283.7887 | 293.3732 | 8.2018 | 68.2047 | 0
| Zone | Remainder of System | 2 | Average Weekday | SCE | 1-in-10 | 2024 | 16 | 253.7353 | 257.385 | 8.2759 | 68.6737 | 0
| Zone | Remainder of System | 2 | Average Weekday | SCE | 1-in-10 | 2024 | 17 | 245.8603 | 250.952 | 8.1165 | 68.2788 | 0
| Zone | Remainder of System | 2 | Average Weekday | SCE | 1-in-10 | 2024 | 18 | 232.4984 | 237.6071 | 8.0884 | 66.7848 | 0
| Zone | Remainder of System | 2 | Average Weekday | SCE | 1-in-10 | 2024 | 19 | 254.5946 | 259.0589 | 8.3122 | 63.8259 | 0
| Zone | Remainder of System | 2 | Average Weekday | SCE | 1-in-10 | 2024 | 20 | 246.3468 | 306.2361 | 8.333 | 61.1681 | 0
| Zone | Remainder of System | 2 | Average Weekday | SCE | 1-in-10 | 2024 | 21 | 224.786 | 230.9761 | 7.949 | 59.2506 | 0
| Zone | Remainder of System | 2 | Average Weekday | SCE | 1-in-10 | 2024 | 22 | 394.1529 | 409.8474 | 8.2095 | 57.5462 | 0
| Zone | Remainder of System | 2 | Average Weekday | SCE | 1-in-10 | 2024 | 23 | 378.4064 | 393.576 | 8.2434 | 56.0923 | 0
| Zone | Remainder of System | 2 | Average Weekday | SCE | 1-in-10 | 2024 | 24 | 318.2009 | 331.8551 | 8.2471 | 54.8445 | 0
| Zone | Remainder of System | 2 | Monthly System Peak Day | SCE | 1-in-10 | 2024 | 1 | 262.7503 | 269.8579 | 8.2826 | 64.3403 | 0
| Zone | Remainder of System | 2 | Monthly System Peak Day | SCE | 1-in-10 | 2024 | 2 | 256.5976 | 264.7422 | 8.3148 | 62.5731 | 0
| Zone | Remainder of System | 2 | Monthly System Peak Day | SCE | 1-in-10 | 2024 | 3 | 395.6818 | 408.7791 | 8.3215 | 61.5461 | 0
| Zone | Remainder of System | 2 | Monthly System Peak Day | SCE | 1-in-10 | 2024 | 4 | 563.4339 | 584.1505 | 8.3295 | 60.398 | 0
| Zone | Remainder of System | 2 | Monthly System Peak Day | SCE | 1-in-10 | 2024 | 5 | 544.5145 | 575.4859 | 8.333 | 59.4783 | 0
| Zone | Remainder of System | 2 | Monthly System Peak Day | SCE | 1-in-10 | 2024 | 6 | 534.2245 | 566.877 | 8.3379 | 58.1067 | 0
| Zone | Remainder of System | 2 | Monthly System Peak Day | SCE | 1-in-10 | 2024 | 7 | 526.9664 | 526.0895 | 8.2897 | 57.6506 | 0
| Zone | Remainder of System | 2 | Monthly System Peak Day | SCE | 1-in-10 | 2024 | 8 | 517.876 | 524.0979 | 8.2307 | 57.142 | 0
| Zone | Remainder of System | 2 | Monthly System Peak Day | SCE | 1-in-10 | 2024 | 9 | 498.6586 | 524.3766 | 8.1706 | 59.1553 | 0
| Zone | Remainder of System | 2 | Monthly System Peak Day | SCE | 1-in-10 | 2024 | 10 | 476.6898 | 489.2174 | 8.2064 | 64.6281 | 0
| Zone | Remainder of System | 2 | Monthly System Peak Day | SCE | 1-in-10 | 2024 | 11 | 453.1084 | 461.7149 | 8.151 | 70.3806 | 0
| Zone | Remainder of System | 2 | Monthly System Peak Day | SCE | 1-in-10 | 2024 | 12 | 447.8686 | 455.5928 | 8.0983 | 75.0772 | 0
| Zone | Remainder of System | 2 | Monthly System Peak Day | SCE | 1-in-10 | 2024 | 13 | 372.1491 | 383.9872 | 8.084 | 78.5178 | 0
| Zone | Remainder of System | 2 | Monthly System Peak Day | SCE | 1-in-10 | 2024 | 14 | 333.3285 | 341.6428 | 8.129 | 80.4984 | 0
| Zone | Remainder of System | 2 | Monthly System Peak Day | SCE | 1-in-10 | 2024 | 15 | 283.7887 | 293.3732 | 8.2018 | 81.6891 | 0
| Zone | Remainder of System | 2 | Monthly System Peak Day | SCE | 1-in-10 | 2024 | 16 | 253.7353 | 257.385 | 8.2759 | 82.4677 | 0
| Zone | Remainder of System | 2 | Monthly System Peak Day | SCE | 1-in-10 | 2024 | 17 | 245.8603 | 250.952 | 8.1165 | 82.0663 | 0
| Zone | Remainder of System | 2 | Monthly System Peak Day | SCE | 1-in-10 | 2024 | 18 | 232.4984 | 237.6071 | 8.0884 | 79.9572 | 0
| Zone | Remainder of System | 2 | Monthly System Peak Day | SCE | 1-in-10 | 2024 | 19 | 254.5946 | 259.0589 | 8.3122 | 75.7559 | 0
| Zone | Remainder of System | 2 | Monthly System Peak Day | SCE | 1-in-10 | 2024 | 20 | 246.3468 | 306.2361 | 8.333 | 71.8606 | 0
| Zone | Remainder of System | 2 | Monthly System Peak Day | SCE | 1-in-10 | 2024 | 21 | 224.786 | 230.9761 | 7.949 | 68.5952 | 0
| Zone | Remainder of System | 2 | Monthly System Peak Day | SCE | 1-in-10 | 2024 | 22 | 394.1529 | 409.8474 | 8.2095 | 66.3128 | 0
| Zone | Remainder of System | 2 | Monthly System Peak Day | SCE | 1-in-10 | 2024 | 23 | 378.4064 | 393.576 | 8.2434 | 64.6469 | 0
| Zone | Remainder of System | 2 | Monthly System Peak Day | SCE | 1-in-10 | 2024 | 24 | 318.2009 | 331.8551 | 8.2471 | 63.0592 | 0
| Zone | Remainder of System | 3 | Average Weekday | SCE | 1-in-10 | 2024 | 1 | 270.078 | 281.9221 | 8.3704 | 57.5537 | 0
| Zone | Remainder of System | 3 | Average Weekday | SCE | 1-in-10 | 2024 | 2 | 264.7213 | 272.1877 | 8.3215 | 56.4206 | 0
| Zone | Remainder of System | 3 | Average Weekday | SCE | 1-in-10 | 2024 | 3 | 422.9935 | 434.0715 | 8.3143 | 55.3452 | 0
| Zone | Remainder of System | 3 | Average Weekday | SCE | 1-in-10 | 2024 | 4 | 596.0373 | 612.8293 | 8.297 | 54.4215 | 0
| Zone | Remainder of System | 3 | Average Weekday | SCE | 1-in-10 | 2024 | 5 | 563.1983 | 582.5651 | 8.2908 | 53.6273 | 0
| Zone | Remainder of System | 3 | Average Weekday | SCE | 1-in-10 | 2024 | 6 | 553.1776 | 572.4415 | 8.2591 | 52.9063 | 0
| Zone | Remainder of System | 3 | Average Weekday | SCE | 1-in-10 | 2024 | 7 | 557.3629 | 558.067 | 8.2436 | 52.44 | 0
| Zone | Remainder of System | 3 | Average Weekday | SCE | 1-in-10 | 2024 | 8 | 536.248 | 546.1249 | 8.3982 | 52.295 | 0
| Zone | Remainder of System | 3 | Average Weekday | SCE | 1-in-10 | 2024 | 9 | 520.8833 | 560.6415 | 8.5893 | 53.6088 | 0
| Zone | Remainder of System | 3 | Average Weekday | SCE | 1-in-10 | 2024 | 10 | 501.8548 | 524.5025 | 8.4558 | 57.1162 | 0
| Zone | Remainder of System | 3 | Average Weekday | SCE | 1-in-10 | 2024 | 11 | 470.2905 | 486.7881 | 8.5343 | 61.4632 | 0
| Zone | Remainder of System | 3 | Average Weekday | SCE | 1-in-10 | 2024 | 12 | 470.1606 | 482.2588 | 8.6232 | 65.4775 | 0
| Zone | Remainder of System | 3 | Average Weekday | SCE | 1-in-10 | 2024 | 13 | 377.5523 | 388.4012 | 8.6983 | 68.7024 | 0
| Zone | Remainder of System | 3 | Average Weekday | SCE | 1-in-10 | 2024 | 14 | 352.3999 | 359.799 | 8.6488 | 70.914 | 0
| Zone | Remainder of System | 3 | Average Weekday | SCE | 1-in-10 | 2024 | 15 | 306.1203 | 313.1265 | 8.4826 | 72.242 | 0
| Zone | Remainder of System | 3 | Average Weekday | SCE | 1-in-10 | 2024 | 16 | 272.6917 | 275.5761 | 8.2651 | 72.9142 | 0
| Zone | Remainder of System | 3 | Average Weekday | SCE | 1-in-10 | 2024 | 17 | 273.669 | 279.4444 | 8.1126 | 72.9266 | 0
| Zone | Remainder of System | 3 | Average Weekday | SCE | 1-in-10 | 2024 | 18 | 246.9169 | 253.3252 | 8.1271 | 71.945 | 0
| Zone | Remainder of System | 3 | Average Weekday | SCE | 1-in-10 | 2024 | 19 | 261.9182 | 268.5675 | 8.4001 | 70.1003 | 0
| Zone | Remainder of System | 3 | Average Weekday | SCE | 1-in-10 | 2024 | 20 | 248.6743 | 251.9573 | 8.2969 | 67.4013 | 0
| Zone | Remainder of System | 3 | Average Weekday | SCE | 1-in-10 | 2024 | 21 | 221.1229 | 226.1252 | 7.9785 | 64.6072 | 0
| Zone | Remainder of System | 3 | Average Weekday | SCE | 1-in-10 | 2024 | 22 | 418.3335 | 436.6772 | 8.2233 | 62.6982 | 0
| Zone | Remainder of System | 3 | Average Weekday | SCE | 1-in-10 | 2024 | 23 | 407.4095 | 428.8545 | 8.3253 | 61.2385 | 0
| Zone | Remainder of System | 3 | Average Weekday | SCE | 1-in-10 | 2024 | 24 | 349.6833 | 374.7075 | 8.4157 | 59.8218 | 0
| Zone | Remainder of System | 3 | Monthly System Peak Day | SCE | 1-in-10 | 2024 | 1 | 270.078 | 292.7366 | 8.3597 | 65.5264 | 0
| Zone | Remainder of System | 3 | Monthly System Peak Day | SCE | 1-in-10 | 2024 | 2 | 264.7213 | 279.4415 | 8.2762 | 63.8061 | 0
| Zone | Remainder of System | 3 | Monthly System Peak Day | SCE | 1-in-10 | 2024 | 3 | 422.9935 | 441.1213 | 8.2673 | 62.6338 | 0
| Zone | Remainder of System | 3 | Monthly System Peak Day | SCE | 1-in-10 | 2024 | 4 | 596.0373 | 616.9323 | 8.2494 | 61.4338 | 0
| Zone | Remainder of System | 3 | Monthly System Peak Day | SCE | 1-in-10 | 2024 | 5 | 563.1983 | 590.0675 | 8.2434 | 60.3541 | 0
| Zone | Remainder of System | 3 | Monthly System Peak Day | SCE | 1-in-10 | 2024 | 6 | 553.1776 | 572.0327 | 8.2183 | 59.3344 | 0
| Zone | Remainder of System | 3 | Monthly System Peak Day | SCE | 1-in-10 | 2024 | 7 | 557.3629 | 552.3419 | 8.2049 | 58.333 | 0
| Zone | Remainder of System | 3 | Monthly System Peak Day | SCE | 1-in-10 | 2024 | 8 | 536.248 | 559.3351 | 8.4253 | 57.6456 | 0
| Zone | Remainder of System | 3 | Monthly System Peak Day | SCE | 1-in-10 | 2024 | 9 | 520.8833 | 572.2692 | 8.904 | 58.9664 | 0
| Zone | Remainder of System | 3 | Monthly System Peak Day | SCE | 1-in-10 | 2024 | 10 | 501.8548 | 533.0723 | 8.5724 | 63.8406 | 0
| Zone | Remainder of System | 3 | Monthly System Peak Day | SCE | 1-in-10 | 2024 | 11 | 470.2905 | 500.2466 | 8.8289 | 69.4223 | 0
| Zone | Remainder of System | 3 | Monthly System Peak Day | SCE | 1-in-10 | 2024 | 12 | 470.1606 | 495.4055 | 9.1431 | 74.8961 | 0
| Zone | Remainder of System | 3 | Monthly System Peak Day | SCE | 1-in-10 | 2024 | 13 | 377.5523 | 389.3631 | 9.4092 | 78.9659 | 0
| Zone | Remainder of System | 3 | Monthly System Peak Day | SCE | 1-in-10 | 2024 | 14 | 352.3999 | 360.4378 | 9.2252 | 81.4947 | 0
| Zone | Remainder of System | 3 | Monthly System Peak Day | SCE | 1-in-10 | 2024 | 15 | 306.1203 | 314.4219 | 8.7284 | 83.6188 | 0
| Zone | Remainder of System | 3 | Monthly System Peak Day | SCE | 1-in-10 | 2024 | 16 | 272.6917 | 274.2501 | 8.2218 | 84.7072 | 0
| Zone | Remainder of System | 3 | Monthly System Peak Day | SCE | 1-in-10 | 2024 | 17 | 273.669 | 279.6753 | 8.0733 | 84.82 | 0
| Zone | Remainder of System | 3 | Monthly System Peak Day | SCE | 1-in-10 | 2024 | 18 | 246.9169 | 253.2586 | 8.0803 | 83.6134 | 0
| Zone | Remainder of System | 3 | Monthly System Peak Day | SCE | 1-in-10 | 2024 | 19 | 261.9182 | 267.8296 | 8.8124 | 81.9964 | 0
| Zone | Remainder of System | 3 | Monthly System Peak Day | SCE | 1-in-10 | 2024 | 20 | 248.6743 | 252.6792 | 8.2965 | 79.4273 | 0
| Zone | Remainder of System | 3 | Monthly System Peak Day | SCE | 1-in-10 | 2024 | 21 | 221.1229 | 228.5318 | 8.3939 | 75.4836 | 0
| Zone | Remainder of System | 3 | Monthly System Peak Day | SCE | 1-in-10 | 2024 | 22 | 418.3335 | 436.762 | 8.1847 | 72.1747 | 0
| Zone | Remainder of System | 3 | Monthly System Peak Day | SCE | 1-in-10 | 2024 | 23 | 407.4095 | 432.41 | 8.292 | 69.3213 | 0
| Zone | Remainder of System | 3 | Monthly System Peak Day | SCE | 1-in-10 | 2024 | 24 | 349.6833 | 389.6559 | 8.4526 | 67.0591 | 0
| Zone | Remainder of System | 4 | Average Weekday | SCE | 1-in-10 | 2024 | 1 | 268.2972 | 279.5096 | 8.387 | 58.4495 | 0
| Zone | Remainder of System | 4 | Average Weekday | SCE | 1-in-10 | 2024 | 2 | 266.4724 | 274.7491 | 8.3389 | 57.3661 | 0
| Zone | Remainder of System | 4 | Average Weekday | SCE | 1-in-10 | 2024 | 3 | 424.4453 | 436.1852 | 8.3316 | 56.3776 | 0
| Zone | Remainder of System | 4 | Average Weekday | SCE | 1-in-10 | 2024 | 4 | 592.7286 | 609.2147 | 8.3146 | 55.4443 | 0
| Zone | Remainder of System | 4 | Average Weekday | SCE | 1-in-10 | 2024 | 5 | 548.3166 | 566.4675 | 8.3082 | 54.7398 | 0
| Zone | Remainder of System | 4 | Average Weekday | SCE | 1-in-10 | 2024 | 6 | 543.2853 | 561.6618 | 8.2762 | 54.2066 | 0
| Zone | Remainder of System | 4 | Average Weekday | SCE | 1-in-10 | 2024 | 7 | 546.8342 | 547.9951 | 8.2597 | 53.7036 | 0
| Zone | Remainder of System | 4 | Average Weekday | SCE | 1-in-10 | 2024 | 8 | 531.8783 | 539.3181 | 8.4134 | 53.6121 | 0
| Zone | Remainder of System | 4 | Average Weekday | SCE | 1-in-10 | 2024 | 9 | 502.9982 | 541.3442 | 8.6031 | 55.6221 | 0
| Zone | Remainder of System | 4 | Average Weekday | SCE | 1-in-10 | 2024 | 10 | 485.1331 | 507.9354 | 8.471 | 59.1742 | 0
| Zone | Remainder of System | 4 | Average Weekday | SCE | 1-in-10 | 2024 | 11 | 459.3328 | 473.2931 | 8.5478 | 62.771 | 0
| Zone | Remainder of System | 4 | Average Weekday | SCE | 1-in-10 | 2024 | 12 | 458.7139 | 470.8135 | 8.6349 | 66.0998 | 0
| Zone | Remainder of System | 4 | Average Weekday | SCE | 1-in-10 | 2024 | 13 | 375.5777 | 386.3586 | 8.7087 | 68.7702 | 0
| Zone | Remainder of System | 4 | Average Weekday | SCE | 1-in-10 | 2024 | 14 | 345.9316 | 353.4342 | 8.6604 | 70.6578 | 0
| Zone | Remainder of System | 4 | Average Weekday | SCE | 1-in-10 | 2024 | 15 | 293.6994 | 301.0269 | 8.4959 | 71.9352 | 0
| Zone | Remainder of System | 4 | Average Weekday | SCE | 1-in-10 | 2024 | 16 | 261.5925 | 264.5864 | 8.281 | 72.6742 | 0
| Zone | Remainder of System | 4 | Average Weekday | SCE | 1-in-10 | 2024 | 17 | 259.9943 | 264.4035 | 8.1459 | 72.7612 | 0
| Zone | Remainder of System | 4 | Average Weekday | SCE | 1-in-10 | 2024 | 18 | 224.1516 | 229.7587 | 8.158 | 71.9582 | 0
| Zone | Remainder of System | 4 | Average Weekday | SCE | 1-in-10 | 2024 | 19 | 230.0398 | 236.7535 | 8.4003 | 70.5355 | 0
| Zone | Remainder of System | 4 | Average Weekday | SCE | 1-in-10 | 2024 | 20 | 222.7703 | 226.1238 | 8.297 | 68.3812 | 0
| Zone | Remainder of System | 4 | Average Weekday | SCE | 1-in-10 | 2024 | 21 | 224.195 | 229.4148 | 7.9939 | 65.3369 | 0
| Zone | Remainder of System | 4 | Average Weekday | SCE | 1-in-10 | 2024 | 22 | 408.5456 | 426.5315 | 8.2356 | 63.1079 | 0
| Zone | Remainder of System | 4 | Average Weekday | SCE | 1-in-10 | 2024 | 23 | 401.8832 | 422.8722 | 8.3418 | 61.521 | 0
| Zone | Remainder of System | 4 | Average Weekday | SCE | 1-in-10 | 2024 | 24 | 344.1283 | 368.2022 | 8.4318 | 60.1435 | 0
| Zone | Remainder of System | 4 | Monthly System Peak Day | SCE | 1-in-10 | 2024 | 1 | 268.2972 | 289.6129 | 8.3776 | 70.5794 | 0
| Zone | Remainder of System | 4 | Monthly System Peak Day | SCE | 1-in-10 | 2024 | 2 | 266.4724 | 281.7368 | 8.2944 | 68.6806 | 0
| Zone | Remainder of System | 4 | Monthly System Peak Day | SCE | 1-in-10 | 2024 | 3 | 424.4453 | 443.7171 | 8.2855 | 67.7655 | 0
| Zone | Remainder of System | 4 | Monthly System Peak Day | SCE | 1-in-10 | 2024 | 4 | 592.7286 | 612.8186 | 8.2676 | 66.4139 | 0
| Zone | Remainder of System | 4 | Monthly System Peak Day | SCE | 1-in-10 | 2024 | 5 | 548.3166 | 573.4761 | 8.2614 | 65.4662 | 0
| Zone | Remainder of System | 4 | Monthly System Peak Day | SCE | 1-in-10 | 2024 | 6 | 543.2853 | 560.974 | 8.2359 | 64.025 | 0
| Zone | Remainder of System | 4 | Monthly System Peak Day | SCE | 1-in-10 | 2024 | 7 | 546.8342 | 542.1265 | 8.2214 | 62.7973 | 0
| Zone | Remainder of System | 4 | Monthly System Peak Day | SCE | 1-in-10 | 2024 | 8 | 531.8783 | 555.307 | 8.442 | 62.488 | 0
| Zone | Remainder of System | 4 | Monthly System Peak Day | SCE | 1-in-10 | 2024 | 9 | 502.9982 | 552.8074 | 8.9198 | 65.6312 | 0
| Zone | Remainder of System | 4 | Monthly System Peak Day | SCE | 1-in-10 | 2024 | 10 | 485.1331 | 515.8799 | 8.5894 | 71.08 | 0
| Zone | Remainder of System | 4 | Monthly System Peak Day | SCE | 1-in-10 | 2024 | 11 | 459.3328 | 485.8843 | 8.8446 | 75.9286 | 0
| Zone | Remainder of System | 4 | Monthly System Peak Day | SCE | 1-in-10 | 2024 | 12 | 458.7139 | 483.7859 | 9.1574 | 80.412 | 0
| Zone | Remainder of System | 4 | Monthly System Peak Day | SCE | 1-in-10 | 2024 | 13 | 375.5777 | 387.5398 | 9.4226 | 83.442 | 0
| Zone | Remainder of System | 4 | Monthly System Peak Day | SCE | 1-in-10 | 2024 | 14 | 345.9316 | 353.9507 | 9.2395 | 85.4472 | 0
| Zone | Remainder of System | 4 | Monthly System Peak Day | SCE | 1-in-10 | 2024 | 15 | 293.6994 | 302.6375 | 8.744 | 86.8428 | 0
| Zone | Remainder of System | 4 | Monthly System Peak Day | SCE | 1-in-10 | 2024 | 16 | 261.5925 | 263.2159 | 8.2388 | 87.3141 | 0
| Zone | Remainder of System | 4 | Monthly System Peak Day | SCE | 1-in-10 | 2024 | 17 | 259.9943 | 264.6251 | 8.1067 | 87.4866 | 0
| Zone | Remainder of System | 4 | Monthly System Peak Day | SCE | 1-in-10 | 2024 | 18 | 224.1516 | 230.0552 | 8.1114 | 86.6141 | 0
| Zone | Remainder of System | 4 | Monthly System Peak Day | SCE | 1-in-10 | 2024 | 19 | 230.0398 | 236.018 | 8.8146 | 84.4725 | 0
| Zone | Remainder of System | 4 | Monthly System Peak Day | SCE | 1-in-10 | 2024 | 20 | 222.7703 | 226.8832 | 8.2966 | 79.8427 | 0
| Zone | Remainder of System | 4 | Monthly System Peak Day | SCE | 1-in-10 | 2024 | 21 | 224.195 | 231.8323 | 8.4103 | 74.5391 | 0
| Zone | Remainder of System | 4 | Monthly System Peak Day | SCE | 1-in-10 | 2024 | 22 | 408.5456 | 426.489 | 8.1978 | 71.1442 | 0
| Zone | Remainder of System | 4 | Monthly System Peak Day | SCE | 1-in-10 | 2024 | 23 | 401.8832 | 426.2956 | 8.3095 | 69.0236 | 0
| Zone | Remainder of System | 4 | Monthly System Peak Day | SCE | 1-in-10 | 2024 | 24 | 344.1283 | 382.751 | 8.47 | 67.3797 | 0
| Zone | Remainder of System | 5 | Average Weekday | SCE | 1-in-10 | 2024 | 1 | 281.4482 | 292.7471 | 8.4191 | 62.1727 | 0
| Zone | Remainder of System | 5 | Average Weekday | SCE | 1-in-10 | 2024 | 2 | 282.0608 | 289.374 | 8.372 | 61.1648 | 0
| Zone | Remainder of System | 5 | Average Weekday | SCE | 1-in-10 | 2024 | 3 | 440.8528 | 453.4698 | 8.3648 | 60.2356 | 0
| Zone | Remainder of System | 5 | Average Weekday | SCE | 1-in-10 | 2024 | 4 | 603.8361 | 621.4943 | 8.3479 | 59.3569 | 0
| Zone | Remainder of System | 5 | Average Weekday | SCE | 1-in-10 | 2024 | 5 | 565.3326 | 584.3372 | 8.341 | 58.7412 | 0
| Zone | Remainder of System | 5 | Average Weekday | SCE | 1-in-10 | 2024 | 6 | 550.6906 | 570.6537 | 8.3081 | 58.1661 | 0
| Zone | Remainder of System | 5 | Average Weekday | SCE | 1-in-10 | 2024 | 7 | 544.6135 | 545.8358 | 8.2897 | 57.8997 | 0
| Zone | Remainder of System | 5 | Average Weekday | SCE | 1-in-10 | 2024 | 8 | 542.5181 | 553.6876 | 8.443 | 58.7071 | 0
| Zone | Remainder of System | 5 | Average Weekday | SCE | 1-in-10 | 2024 | 9 | 509.9728 | 545.8816 | 8.6306 | 61.456 | 0
| Zone | Remainder of System | 5 | Average Weekday | SCE | 1-in-10 | 2024 | 10 | 500.2022 | 523.4342 | 8.5007 | 64.9894 | 0
| Zone | Remainder of System | 5 | Average Weekday | SCE | 1-in-10 | 2024 | 11 | 480.7235 | 495.2756 | 8.5742 | 68.1837 | 0
| Zone | Remainder of System | 5 | Average Weekday | SCE | 1-in-10 | 2024 | 12 | 473.8717 | 485.5675 | 8.6577 | 70.9372 | 0
| Zone | Remainder of System | 5 | Average Weekday | SCE | 1-in-10 | 2024 | 13 | 384.1783 | 395.3034 | 8.7294 | 73.3433 | 0
| Zone | Remainder of System | 5 | Average Weekday | SCE | 1-in-10 | 2024 | 14 | 360.7744 | 368.4924 | 8.6833 | 75.1538 | 0
| Zone | Remainder of System | 5 | Average Weekday | SCE | 1-in-10 | 2024 | 15 | 318.118 | 325.2025 | 8.5224 | 76.3764 | 0
| Zone | Remainder of System | 5 | Average Weekday | SCE | 1-in-10 | 2024 | 16 | 276.8194 | 279.6629 | 8.3114 | 76.8846 | 0
| Zone | Remainder of System | 5 | Average Weekday | SCE | 1-in-10 | 2024 | 17 | 264.705 | 270.1512 | 8.176 | 76.8837 | 0
| Zone | Remainder of System | 5 | Average Weekday | SCE | 1-in-10 | 2024 | 18 | 238.4128 | 244.3309 | 8.1849 | 76.1315 | 0
| Zone | Remainder of System | 5 | Average Weekday | SCE | 1-in-10 | 2024 | 19 | 247.8781 | 254.754 | 8.3984 | 74.7201 | 0
| Zone | Remainder of System | 5 | Average Weekday | SCE | 1-in-10 | 2024 | 20 | 235.8632 | 239.1771 | 8.2966 | 72.5958 | 0
| Zone | Remainder of System | 5 | Average Weekday | SCE | 1-in-10 | 2024 | 21 | 241.0744 | 246.4444 | 7.9959 | 69.615 | 0
| Zone | Remainder of System | 5 | Average Weekday | SCE | 1-in-10 | 2024 | 22 | 428.9063 | 447.1776 | 8.2624 | 66.8354 | 0
| Zone | Remainder of System | 5 | Average Weekday | SCE | 1-in-10 | 2024 | 23 | 428.0602 | 449.7443 | 8.3721 | 64.9385 | 0
| Zone | Remainder of System | 5 | Average Weekday | SCE | 1-in-10 | 2024 | 24 | 366.192 | 391.1508 | 8.4625 | 63.4049 | 0
| Zone | Remainder of System | 5 | Monthly System Peak Day | SCE | 1-in-10 | 2024 | 1 | 281.4482 | 303.4446 | 8.4061 | 73.6895 | 0
| Zone | Remainder of System | 5 | Monthly System Peak Day | SCE | 1-in-10 | 2024 | 2 | 282.0608 | 296.6801 | 8.3252 | 72.0766 | 0
| Zone | Remainder of System | 5 | Monthly System Peak Day | SCE | 1-in-10 | 2024 | 3 | 440.8528 | 461.5096 | 8.3166 | 70.6422 | 0
| Zone | Remainder of System | 5 | Monthly System Peak Day | SCE | 1-in-10 | 2024 | 4 | 603.8361 | 625.7081 | 8.2993 | 69.0833 | 0
| Zone | Remainder of System | 5 | Monthly System Peak Day | SCE | 1-in-10 | 2024 | 5 | 565.3326 | 591.9651 | 8.2926 | 68.0722 | 0
| Zone | Remainder of System | 5 | Monthly System Peak Day | SCE | 1-in-10 | 2024 | 6 | 550.6906 | 570.9994 | 8.2667 | 67.0072 | 0
| Zone | Remainder of System | 5 | Monthly System Peak Day | SCE | 1-in-10 | 2024 | 7 | 544.6135 | 539.9343 | 8.2505 | 66.5788 | 0
| Zone | Remainder of System | 5 | Monthly System Peak Day | SCE | 1-in-10 | 2024 | 8 | 542.5181 | 564.1346 | 8.4678 | 66.8927 | 0
| Zone | Remainder of System | 5 | Monthly System Peak Day | SCE | 1-in-10 | 2024 | 9 | 509.9728 | 557.752 | 8.9408 | 71.0933 | 0
| Zone | Remainder of System | 5 | Monthly System Peak Day | SCE | 1-in-10 | 2024 | 10 | 500.2022 | 531.1093 | 8.6138 | 77.5111 | 0
| Zone | Remainder of System | 5 | Monthly System Peak Day | SCE | 1-in-10 | 2024 | 11 | 480.7235 | 507.4674 | 8.8644 | 83.59 | 0
| Zone | Remainder of System | 5 | Monthly System Peak Day | SCE | 1-in-10 | 2024 | 12 | 473.8717 | 497.5873 | 9.1726 | 87.7347 | 0
| Zone | Remainder of System | 5 | Monthly System Peak Day | SCE | 1-in-10 | 2024 | 13 | 384.1783 | 395.9378 | 9.435 | 90.7541 | 0
| Zone | Remainder of System | 5 | Monthly System Peak Day | SCE | 1-in-10 | 2024 | 14 | 360.7744 | 366.7168 | 9.2544 | 92.7356 | 0
| Zone | Remainder of System | 5 | Monthly System Peak Day | SCE | 1-in-10 | 2024 | 15 | 318.118 | 326.8518 | 8.7641 | 93.8294 | 0
| Zone | Remainder of System | 5 | Monthly System Peak Day | SCE | 1-in-10 | 2024 | 16 | 276.8194 | 278.4267 | 8.2667 | 93.7816 | 0
| Zone | Remainder of System | 5 | Monthly System Peak Day | SCE | 1-in-10 | 2024 | 17 | 264.705 | 270.4124 | 8.1358 | 93.1462 | 0
| Zone | Remainder of System | 5 | Monthly System Peak Day | SCE | 1-in-10 | 2024 | 18 | 238.4128 | 244.2884 | 8.1361 | 92.5491 | 0
| Zone | Remainder of System | 5 | Monthly System Peak Day | SCE | 1-in-10 | 2024 | 19 | 247.8781 | 253.901 | 8.7986 | 91.3375 | 0
| Zone | Remainder of System | 5 | Monthly System Peak Day | SCE | 1-in-10 | 2024 | 20 | 235.8632 | 239.9449 | 8.2962 | 88.9545 | 0
| Zone | Remainder of System | 5 | Monthly System Peak Day | SCE | 1-in-10 | 2024 | 21 | 241.0744 | 248.8812 | 8.4107 | 85.287 | 0
| Zone | Remainder of System | 5 | Monthly System Peak Day | SCE | 1-in-10 | 2024 | 22 | 428.9063 | 447.1682 | 8.2234 | 81.6912 | 0
| Zone | Remainder of System | 5 | Monthly System Peak Day | SCE | 1-in-10 | 2024 | 23 | 428.0602 | 453.313 | 8.3372 | 79.1098 | 0
| Zone | Remainder of System | 5 | Monthly System Peak Day | SCE | 1-in-10 | 2024 | 24 | 366.192 | 406.0546 | 8.4966 | 76.3587 | 0
| Zone | Remainder of System | 6 | Average Weekday | SCE | 1-in-10 | 2024 | 1 | 271.8395 | 289.0951 | 8.2652 | 66.1798 | 0
| Zone | Remainder of System | 6 | Average Weekday | SCE | 1-in-10 | 2024 | 2 | 266.8215 | 280.6001 | 8.275 | 65.4593 | 0
| Zone | Remainder of System | 6 | Average Weekday | SCE | 1-in-10 | 2024 | 3 | 417.0881 | 437.8381 | 8.2768 | 64.7904 | 0
| Zone | Remainder of System | 6 | Average Weekday | SCE | 1-in-10 | 2024 | 4 | 571.8137 | 591.2177 | 8.2793 | 64.1255 | 0
| Zone | Remainder of System | 6 | Average Weekday | SCE | 1-in-10 | 2024 | 5 | 528.4976 | 555.5492 | 8.2781 | 63.6086 | 0
| Zone | Remainder of System | 6 | Average Weekday | SCE | 1-in-10 | 2024 | 6 | 533.2448 | 562.8431 | 8.2799 | 63.1772 | 0
| Zone | Remainder of System | 6 | Average Weekday | SCE | 1-in-10 | 2024 | 7 | 542.799 | 540.7366 | 8.3219 | 62.8134 | 0
| Zone | Remainder of System | 6 | Average Weekday | SCE | 1-in-10 | 2024 | 8 | 535.6716 | 548.7634 | 8.1974 | 63.3196 | 0
| Zone | Remainder of System | 6 | Average Weekday | SCE | 1-in-10 | 2024 | 9 | 537.126 | 563.4236 | 8.1879 | 65.3704 | 0
| Zone | Remainder of System | 6 | Average Weekday | SCE | 1-in-10 | 2024 | 10 | 522.6068 | 538.8946 | 8.2707 | 68.2381 | 0
| Zone | Remainder of System | 6 | Average Weekday | SCE | 1-in-10 | 2024 | 11 | 485.839 | 500.5212 | 8.2536 | 71.5251 | 0
| Zone | Remainder of System | 6 | Average Weekday | SCE | 1-in-10 | 2024 | 12 | 479.1573 | 497.278 | 8.2111 | 74.7391 | 0
| Zone | Remainder of System | 6 | Average Weekday | SCE | 1-in-10 | 2024 | 13 | 388.4273 | 413.5422 | 8.2159 | 77.286 | 0
| Zone | Remainder of System | 6 | Average Weekday | SCE | 1-in-10 | 2024 | 14 | 361.4138 | 382.6689 | 8.2425 | 79.241 | 0
| Zone | Remainder of System | 6 | Average Weekday | SCE | 1-in-10 | 2024 | 15 | 301.0182 | 320.7542 | 8.355 | 80.4784 | 0
| Zone | Remainder of System | 6 | Average Weekday | SCE | 1-in-10 | 2024 | 16 | 264.1694 | 270.9907 | 8.4852 | 81.0262 | 0
| Zone | Remainder of System | 6 | Average Weekday | SCE | 1-in-10 | 2024 | 17 | 260.226 | 267.8881 | 9.3368 | 80.9375 | 0
| Zone | Remainder of System | 6 | Average Weekday | SCE | 1-in-10 | 2024 | 18 | 225.5708 | 243.5947 | 9.2328 | 80.0399 | 0
| Zone | Remainder of System | 6 | Average Weekday | SCE | 1-in-10 | 2024 | 19 | 217.7385 | 240.117 | 10.1265 | 78.5607 | 0
| Zone | Remainder of System | 6 | Average Weekday | SCE | 1-in-10 | 2024 | 20 | 199.7991 | 213.4334 | 8.3765 | 76.4905 | 0
| Zone | Remainder of System | 6 | Average Weekday | SCE | 1-in-10 | 2024 | 21 | 219.2957 | 239.3041 | 9.0176 | 73.5536 | 0
| Zone | Remainder of System | 6 | Average Weekday | SCE | 1-in-10 | 2024 | 22 | 385.565 | 412.9978 | 8.2871 | 70.5065 | 0
| Zone | Remainder of System | 6 | Average Weekday | SCE | 1-in-10 | 2024 | 23 | 407.0349 | 439.2822 | 8.2731 | 68.5894 | 0
| Zone | Remainder of System | 6 | Average Weekday | SCE | 1-in-10 | 2024 | 24 | 375.0008 | 404.6239 | 8.2367 | 67.2621 | 0
| Zone | Remainder of System | 6 | Monthly System Peak Day | SCE | 1-in-10 | 2024 | 1 | 271.8395 | 269.1158 | 9.8792 | 75.2497 | 0
| Zone | Remainder of System | 6 | Monthly System Peak Day | SCE | 1-in-10 | 2024 | 2 | 266.8215 | 254.8718 | 9.8984 | 73.6623 | 0
| Zone | Remainder of System | 6 | Monthly System Peak Day | SCE | 1-in-10 | 2024 | 3 | 417.0881 | 368.2937 | 9.9033 | 72.3676 | 0
| Zone | Remainder of System | 6 | Monthly System Peak Day | SCE | 1-in-10 | 2024 | 4 | 571.8137 | 474.8761 | 9.9038 | 71.3377 | 0
| Zone | Remainder of System | 6 | Monthly System Peak Day | SCE | 1-in-10 | 2024 | 5 | 528.4976 | 447.6237 | 9.8985 | 70.2939 | 0
| Zone | Remainder of System | 6 | Monthly System Peak Day | SCE | 1-in-10 | 2024 | 6 | 533.2448 | 467.2763 | 9.8919 | 69.2464 | 0
| Zone | Remainder of System | 6 | Monthly System Peak Day | SCE | 1-in-10 | 2024 | 7 | 542.799 | 456.6446 | 9.8966 | 68.5603 | 0
| Zone | Remainder of System | 6 | Monthly System Peak Day | SCE | 1-in-10 | 2024 | 8 | 535.6716 | 473.0775 | 9.8286 | 69.4842 | 0
| Zone | Remainder of System | 6 | Monthly System Peak Day | SCE | 1-in-10 | 2024 | 9 | 537.126 | 518.4283 | 9.8096 | 73.2547 | 0
| Zone | Remainder of System | 6 | Monthly System Peak Day | SCE | 1-in-10 | 2024 | 10 | 522.6068 | 493.0703 | 9.8533 | 79.1301 | 0
| Zone | Remainder of System | 6 | Monthly System Peak Day | SCE | 1-in-10 | 2024 | 11 | 485.839 | 455.6752 | 9.8238 | 84.158 | 0
| Zone | Remainder of System | 6 | Monthly System Peak Day | SCE | 1-in-10 | 2024 | 12 | 479.1573 | 453.1687 | 9.7935 | 88.4332 | 0
| Zone | Remainder of System | 6 | Monthly System Peak Day | SCE | 1-in-10 | 2024 | 13 | 388.4273 | 382.7536 | 9.7885 | 90.1858 | 0
| Zone | Remainder of System | 6 | Monthly System Peak Day | SCE | 1-in-10 | 2024 | 14 | 361.4138 | 360.6581 | 9.8121 | 91.7815 | 0
| Zone | Remainder of System | 6 | Monthly System Peak Day | SCE | 1-in-10 | 2024 | 15 | 301.0182 | 306.4636 | 9.8994 | 92.7276 | 0
| Zone | Remainder of System | 6 | Monthly System Peak Day | SCE | 1-in-10 | 2024 | 16 | 264.1694 | 258.1128 | 9.9731 | 93.7033 | 0
| Zone | Remainder of System | 6 | Monthly System Peak Day | SCE | 1-in-10 | 2024 | 17 | 260.226 | 265.0855 | 10.9697 | 94.2451 | 0
| Zone | Remainder of System | 6 | Monthly System Peak Day | SCE | 1-in-10 | 2024 | 18 | 225.5708 | 257.8354 | 11.0056 | 94.087 | 0
| Zone | Remainder of System | 6 | Monthly System Peak Day | SCE | 1-in-10 | 2024 | 19 | 217.7385 | 200.631 | 10.5451 | 92.3042 | 0
| Zone | Remainder of System | 6 | Monthly System Peak Day | SCE | 1-in-10 | 2024 | 20 | 199.7991 | 177.9643 | 9.9002 | 88.685 | 0
| Zone | Remainder of System | 6 | Monthly System Peak Day | SCE | 1-in-10 | 2024 | 21 | 219.2957 | 200.8729 | 11.6668 | 83.638 | 0
| Zone | Remainder of System | 6 | Monthly System Peak Day | SCE | 1-in-10 | 2024 | 22 | 385.565 | 355.601 | 10.038 | 78.8774 | 0
| Zone | Remainder of System | 6 | Monthly System Peak Day | SCE | 1-in-10 | 2024 | 23 | 407.0349 | 368.9218 | 9.8725 | 75.1697 | 0
| Zone | Remainder of System | 6 | Monthly System Peak Day | SCE | 1-in-10 | 2024 | 24 | 375.0008 | 356.8599 | 9.8526 | 73.0779 | 0
| Zone | Remainder of System | 7 | Average Weekday | SCE | 1-in-10 | 2024 | 1 | 264.1864 | 281.2449 | 8.8072 | 71.9581 | 0
| Zone | Remainder of System | 7 | Average Weekday | SCE | 1-in-10 | 2024 | 2 | 260.6536 | 272.5212 | 8.8189 | 71.2274 | 0
| Zone | Remainder of System | 7 | Average Weekday | SCE | 1-in-10 | 2024 | 3 | 403.1024 | 423.3391 | 8.821 | 70.5958 | 0
| Zone | Remainder of System | 7 | Average Weekday | SCE | 1-in-10 | 2024 | 4 | 556.2369 | 578.2879 | 8.8235 | 70.0707 | 0
| Zone | Remainder of System | 7 | Average Weekday | SCE | 1-in-10 | 2024 | 5 | 513.0889 | 538.5808 | 8.8216 | 69.613 | 0
| Zone | Remainder of System | 7 | Average Weekday | SCE | 1-in-10 | 2024 | 6 | 512.8308 | 540.0132 | 8.8202 | 69.2234 | 0
| Zone | Remainder of System | 7 | Average Weekday | SCE | 1-in-10 | 2024 | 7 | 521.3 | 520.1995 | 8.8021 | 69.0054 | 0
| Zone | Remainder of System | 7 | Average Weekday | SCE | 1-in-10 | 2024 | 8 | 513.0066 | 528.1141 | 8.7447 | 69.4109 | 0
| Zone | Remainder of System | 7 | Average Weekday | SCE | 1-in-10 | 2024 | 9 | 502.0181 | 529.8721 | 8.7307 | 71.6124 | 0
| Zone | Remainder of System | 7 | Average Weekday | SCE | 1-in-10 | 2024 | 10 | 487.9457 | 504.1263 | 8.7718 | 74.5635 | 0
| Zone | Remainder of System | 7 | Average Weekday | SCE | 1-in-10 | 2024 | 11 | 457.9683 | 473.2219 | 8.7551 | 77.9936 | 0
| Zone | Remainder of System | 7 | Average Weekday | SCE | 1-in-10 | 2024 | 12 | 451.3941 | 471.5219 | 8.7399 | 81.273 | 0
| Zone | Remainder of System | 7 | Average Weekday | SCE | 1-in-10 | 2024 | 13 | 362.0797 | 386.7624 | 8.733 | 83.8927 | 0
| Zone | Remainder of System | 7 | Average Weekday | SCE | 1-in-10 | 2024 | 14 | 334.9781 | 356.5463 | 8.7578 | 85.8828 | 0
| Zone | Remainder of System | 7 | Average Weekday | SCE | 1-in-10 | 2024 | 15 | 283.5017 | 303.4254 | 8.8137 | 87.0524 | 0
| Zone | Remainder of System | 7 | Average Weekday | SCE | 1-in-10 | 2024 | 16 | 245.3848 | 251.9948 | 8.8547 | 87.6036 | 0
| Zone | Remainder of System | 7 | Average Weekday | SCE | 1-in-10 | 2024 | 17 | 246.5121 | 255.2222 | 9.7932 | 87.406 | 0
| Zone | Remainder of System | 7 | Average Weekday | SCE | 1-in-10 | 2024 | 18 | 217.1479 | 235.325 | 9.7034 | 86.5106 | 0
| Zone | Remainder of System | 7 | Average Weekday | SCE | 1-in-10 | 2024 | 19 | 213.6353 | 236.276 | 9.4518 | 84.947 | 0
| Zone | Remainder of System | 7 | Average Weekday | SCE | 1-in-10 | 2024 | 20 | 202.6513 | 216.2869 | 9.0908 | 82.535 | 0
| Zone | Remainder of System | 7 | Average Weekday | SCE | 1-in-10 | 2024 | 21 | 220.6257 | 240.6055 | 9.2006 | 79.3713 | 0
| Zone | Remainder of System | 7 | Average Weekday | SCE | 1-in-10 | 2024 | 22 | 384.2716 | 411.2162 | 8.8117 | 76.2956 | 0
| Zone | Remainder of System | 7 | Average Weekday | SCE | 1-in-10 | 2024 | 23 | 399.8344 | 431.0441 | 8.8201 | 74.5072 | 0
| Zone | Remainder of System | 7 | Average Weekday | SCE | 1-in-10 | 2024 | 24 | 359.3524 | 387.6617 | 8.7875 | 73.3159 | 0
| Zone | Remainder of System | 7 | Monthly System Peak Day | SCE | 1-in-10 | 2024 | 1 | 264.1864 | 260.7318 | 8.8781 | 76.6508 | 0
| Zone | Remainder of System | 7 | Monthly System Peak Day | SCE | 1-in-10 | 2024 | 2 | 260.6536 | 243.0083 | 8.8921 | 74.5577 | 0
| Zone | Remainder of System | 7 | Monthly System Peak Day | SCE | 1-in-10 | 2024 | 3 | 403.1024 | 348.262 | 8.8958 | 72.8235 | 0
| Zone | Remainder of System | 7 | Monthly System Peak Day | SCE | 1-in-10 | 2024 | 4 | 556.2369 | 458.1881 | 8.8947 | 71.76 | 0
| Zone | Remainder of System | 7 | Monthly System Peak Day | SCE | 1-in-10 | 2024 | 5 | 513.0889 | 428.2434 | 8.893 | 70.7758 | 0
| Zone | Remainder of System | 7 | Monthly System Peak Day | SCE | 1-in-10 | 2024 | 6 | 512.8308 | 452.0244 | 8.8915 | 69.8783 | 0
| Zone | Remainder of System | 7 | Monthly System Peak Day | SCE | 1-in-10 | 2024 | 7 | 521.3 | 442.6847 | 8.8987 | 69.1827 | 0
| Zone | Remainder of System | 7 | Monthly System Peak Day | SCE | 1-in-10 | 2024 | 8 | 513.0066 | 457.8804 | 8.8281 | 70.1442 | 0
| Zone | Remainder of System | 7 | Monthly System Peak Day | SCE | 1-in-10 | 2024 | 9 | 502.0181 | 483.7686 | 8.8077 | 73.6845 | 0
| Zone | Remainder of System | 7 | Monthly System Peak Day | SCE | 1-in-10 | 2024 | 10 | 487.9457 | 456.6693 | 8.8501 | 79.1197 | 0
| Zone | Remainder of System | 7 | Monthly System Peak Day | SCE | 1-in-10 | 2024 | 11 | 457.9683 | 427.9327 | 8.8165 | 85.4833 | 0
| Zone | Remainder of System | 7 | Monthly System Peak Day | SCE | 1-in-10 | 2024 | 12 | 451.3941 | 425.9718 | 8.7857 | 90.3667 | 0
| Zone | Remainder of System | 7 | Monthly System Peak Day | SCE | 1-in-10 | 2024 | 13 | 362.0797 | 358.9718 | 8.7752 | 94.5 | 0
| Zone | Remainder of System | 7 | Monthly System Peak Day | SCE | 1-in-10 | 2024 | 14 | 334.9781 | 335.3793 | 8.8065 | 97.9379 | 0
| Zone | Remainder of System | 7 | Monthly System Peak Day | SCE | 1-in-10 | 2024 | 15 | 283.5017 | 290.6859 | 8.8947 | 100.6849 | 0
| Zone | Remainder of System | 7 | Monthly System Peak Day | SCE | 1-in-10 | 2024 | 16 | 245.3848 | 240.0172 | 8.9501 | 101.5894 | 0
| Zone | Remainder of System | 7 | Monthly System Peak Day | SCE | 1-in-10 | 2024 | 17 | 246.5121 | 252.3094 | 9.8543 | 101.5455 | 0
| Zone | Remainder of System | 7 | Monthly System Peak Day | SCE | 1-in-10 | 2024 | 18 | 217.1479 | 248.7764 | 9.8825 | 100.5 | 0
| Zone | Remainder of System | 7 | Monthly System Peak Day | SCE | 1-in-10 | 2024 | 19 | 213.6353 | 198.8781 | 9.0215 | 99.1227 | 0
| Zone | Remainder of System | 7 | Monthly System Peak Day | SCE | 1-in-10 | 2024 | 20 | 202.6513 | 176.5313 | 8.8596 | 97.0364 | 0
| Zone | Remainder of System | 7 | Monthly System Peak Day | SCE | 1-in-10 | 2024 | 21 | 220.6257 | 201.9834 | 10.4284 | 94.1515 | 0
| Zone | Remainder of System | 7 | Monthly System Peak Day | SCE | 1-in-10 | 2024 | 22 | 384.2716 | 354.2318 | 9.0134 | 90.04 | 0
| Zone | Remainder of System | 7 | Monthly System Peak Day | SCE | 1-in-10 | 2024 | 23 | 399.8344 | 361.8307 | 8.8571 | 86.8336 | 0
| Zone | Remainder of System | 7 | Monthly System Peak Day | SCE | 1-in-10 | 2024 | 24 | 359.3524 | 339.7876 | 8.849 | 84.7888 | 0
| Zone | Remainder of System | 8 | Average Weekday | SCE | 1-in-10 | 2024 | 1 | 273.0716 | 294.6983 | 8.3685 | 72.37 | 0
| Zone | Remainder of System | 8 | Average Weekday | SCE | 1-in-10 | 2024 | 2 | 271.7761 | 287.7263 | 8.3827 | 71.61 | 0
| Zone | Remainder of System | 8 | Average Weekday | SCE | 1-in-10 | 2024 | 3 | 411.1313 | 431.1557 | 8.3852 | 70.9118 | 0
| Zone | Remainder of System | 8 | Average Weekday | SCE | 1-in-10 | 2024 | 4 | 567.6454 | 590.9073 | 8.388 | 70.2563 | 0
| Zone | Remainder of System | 8 | Average Weekday | SCE | 1-in-10 | 2024 | 5 | 520.6772 | 552.3369 | 8.3855 | 69.6981 | 0
| Zone | Remainder of System | 8 | Average Weekday | SCE | 1-in-10 | 2024 | 6 | 524.8178 | 559.2673 | 8.3833 | 69.2074 | 0
| Zone | Remainder of System | 8 | Average Weekday | SCE | 1-in-10 | 2024 | 7 | 534.558 | 534.7448 | 8.364 | 68.8104 | 0
| Zone | Remainder of System | 8 | Average Weekday | SCE | 1-in-10 | 2024 | 8 | 526.0825 | 544.4837 | 8.2958 | 68.7422 | 0
| Zone | Remainder of System | 8 | Average Weekday | SCE | 1-in-10 | 2024 | 9 | 509.5012 | 536.3525 | 8.2774 | 70.4402 | 0
| Zone | Remainder of System | 8 | Average Weekday | SCE | 1-in-10 | 2024 | 10 | 497.9463 | 514.5792 | 8.3276 | 73.6806 | 0
| Zone | Remainder of System | 8 | Average Weekday | SCE | 1-in-10 | 2024 | 11 | 462.5288 | 478.1784 | 8.3049 | 77.4085 | 0
| Zone | Remainder of System | 8 | Average Weekday | SCE | 1-in-10 | 2024 | 12 | 452.4942 | 473.0945 | 8.2829 | 81.036 | 0
| Zone | Remainder of System | 8 | Average Weekday | SCE | 1-in-10 | 2024 | 13 | 372.6549 | 398.7177 | 8.2729 | 83.7838 | 0
| Zone | Remainder of System | 8 | Average Weekday | SCE | 1-in-10 | 2024 | 14 | 342.5394 | 364.399 | 8.3058 | 85.8153 | 0
| Zone | Remainder of System | 8 | Average Weekday | SCE | 1-in-10 | 2024 | 15 | 291.4375 | 311.618 | 8.3764 | 87.091 | 0
| Zone | Remainder of System | 8 | Average Weekday | SCE | 1-in-10 | 2024 | 16 | 251.4549 | 258.4489 | 8.426 | 87.363 | 0
| Zone | Remainder of System | 8 | Average Weekday | SCE | 1-in-10 | 2024 | 17 | 254.7927 | 261.1129 | 9.5075 | 87.0549 | 0
| Zone | Remainder of System | 8 | Average Weekday | SCE | 1-in-10 | 2024 | 18 | 223.2441 | 240.9249 | 9.4093 | 86.0276 | 0
| Zone | Remainder of System | 8 | Average Weekday | SCE | 1-in-10 | 2024 | 19 | 218.4647 | 240.4282 | 8.9111 | 84.3658 | 0
| Zone | Remainder of System | 8 | Average Weekday | SCE | 1-in-10 | 2024 | 20 | 215.5291 | 228.7665 | 8.5776 | 81.8452 | 0
| Zone | Remainder of System | 8 | Average Weekday | SCE | 1-in-10 | 2024 | 21 | 230.3957 | 250.3821 | 8.8389 | 78.4693 | 0
| Zone | Remainder of System | 8 | Average Weekday | SCE | 1-in-10 | 2024 | 22 | 387.216 | 415.3887 | 8.3793 | 75.852 | 0
| Zone | Remainder of System | 8 | Average Weekday | SCE | 1-in-10 | 2024 | 23 | 403.7722 | 437.4568 | 8.3795 | 74.3631 | 0
| Zone | Remainder of System | 8 | Average Weekday | SCE | 1-in-10 | 2024 | 24 | 364.5743 | 396.0713 | 8.3444 | 73.2805 | 0
| Zone | Remainder of System | 8 | Monthly System Peak Day | SCE | 1-in-10 | 2024 | 1 | 273.0716 | 268.4068 | 7.4146 | 77.5297 | 0
| Zone | Remainder of System | 8 | Monthly System Peak Day | SCE | 1-in-10 | 2024 | 2 | 271.7761 | 256.222 | 7.4343 | 76.3174 | 0
| Zone | Remainder of System | 8 | Monthly System Peak Day | SCE | 1-in-10 | 2024 | 3 | 411.1313 | 364.2327 | 7.4395 | 75.3311 | 0
| Zone | Remainder of System | 8 | Monthly System Peak Day | SCE | 1-in-10 | 2024 | 4 | 567.6454 | 473.9071 | 7.4386 | 74.0045 | 0
| Zone | Remainder of System | 8 | Monthly System Peak Day | SCE | 1-in-10 | 2024 | 5 | 520.6772 | 446.4737 | 7.4359 | 73.0998 | 0
| Zone | Remainder of System | 8 | Monthly System Peak Day | SCE | 1-in-10 | 2024 | 6 | 524.8178 | 461.5779 | 7.4336 | 72.373 | 0
| Zone | Remainder of System | 8 | Monthly System Peak Day | SCE | 1-in-10 | 2024 | 7 | 534.558 | 448.4713 | 7.4361 | 71.488 | 0
| Zone | Remainder of System | 8 | Monthly System Peak Day | SCE | 1-in-10 | 2024 | 8 | 526.0825 | 467.3867 | 7.3438 | 71.1909 | 0
| Zone | Remainder of System | 8 | Monthly System Peak Day | SCE | 1-in-10 | 2024 | 9 | 509.5012 | 491.7169 | 7.3097 | 73.4649 | 0
| Zone | Remainder of System | 8 | Monthly System Peak Day | SCE | 1-in-10 | 2024 | 10 | 497.9463 | 467.8408 | 7.3667 | 78.3818 | 0
| Zone | Remainder of System | 8 | Monthly System Peak Day | SCE | 1-in-10 | 2024 | 11 | 462.5288 | 431.0338 | 7.3162 | 83.7945 | 0
| Zone | Remainder of System | 8 | Monthly System Peak Day | SCE | 1-in-10 | 2024 | 12 | 452.4942 | 425.5723 | 7.2691 | 87.8152 | 0
| Zone | Remainder of System | 8 | Monthly System Peak Day | SCE | 1-in-10 | 2024 | 13 | 372.6549 | 370.8209 | 7.2493 | 89.7121 | 0
| Zone | Remainder of System | 8 | Monthly System Peak Day | SCE | 1-in-10 | 2024 | 14 | 342.5394 | 343.6147 | 7.3028 | 91.6227 | 0
| Zone | Remainder of System | 8 | Monthly System Peak Day | SCE | 1-in-10 | 2024 | 15 | 291.4375 | 299.0571 | 7.4279 | 93.2955 | 0
| Zone | Remainder of System | 8 | Monthly System Peak Day | SCE | 1-in-10 | 2024 | 16 | 251.4549 | 246.5626 | 7.4965 | 94.803 | 0
| Zone | Remainder of System | 8 | Monthly System Peak Day | SCE | 1-in-10 | 2024 | 17 | 254.7927 | 258.3028 | 8.548 | 94.6455 | 0
| Zone | Remainder of System | 8 | Monthly System Peak Day | SCE | 1-in-10 | 2024 | 18 | 223.2441 | 255.8637 | 8.5832 | 94.1818 | 0
| Zone | Remainder of System | 8 | Monthly System Peak Day | SCE | 1-in-10 | 2024 | 19 | 218.4647 | 202.435 | 7.1143 | 92.9409 | 0
| Zone | Remainder of System | 8 | Monthly System Peak Day | SCE | 1-in-10 | 2024 | 20 | 215.5291 | 187.4483 | 6.993 | 89.9697 | 0
| Zone | Remainder of System | 8 | Monthly System Peak Day | SCE | 1-in-10 | 2024 | 21 | 230.3957 | 209.5826 | 9.2212 | 86.6023 | 0
| Zone | Remainder of System | 8 | Monthly System Peak Day | SCE | 1-in-10 | 2024 | 22 | 387.216 | 359.9555 | 7.5932 | 83.613 | 0
| Zone | Remainder of System | 8 | Monthly System Peak Day | SCE | 1-in-10 | 2024 | 23 | 403.7722 | 371.1378 | 7.3923 | 81.0338 | 0
| Zone | Remainder of System | 8 | Monthly System Peak Day | SCE | 1-in-10 | 2024 | 24 | 364.5743 | 348.6434 | 7.3767 | 79.6071 | 0
| Zone | Remainder of System | 8 | Typical Event Day | SCE | 1-in-10 | 2024 | 1 | 273.0716 | 268.4068 | 7.4146 | 76.5293 | 0
| Zone | Remainder of System | 8 | Typical Event Day | SCE | 1-in-10 | 2024 | 2 | 271.7761 | 256.222 | 7.4343 | 75.0309 | 0
| Zone | Remainder of System | 8 | Typical Event Day | SCE | 1-in-10 | 2024 | 3 | 411.1313 | 364.2327 | 7.4395 | 73.7385 | 0
| Zone | Remainder of System | 8 | Typical Event Day | SCE | 1-in-10 | 2024 | 4 | 567.6454 | 473.9071 | 7.4386 | 72.7591 | 0
| Zone | Remainder of System | 8 | Typical Event Day | SCE | 1-in-10 | 2024 | 5 | 520.6772 | 446.4737 | 7.4359 | 71.9433 | 0
| Zone | Remainder of System | 8 | Typical Event Day | SCE | 1-in-10 | 2024 | 6 | 524.8178 | 461.5779 | 7.4336 | 71.1438 | 0
| Zone | Remainder of System | 8 | Typical Event Day | SCE | 1-in-10 | 2024 | 7 | 534.558 | 448.4713 | 7.4361 | 70.5021 | 0
| Zone | Remainder of System | 8 | Typical Event Day | SCE | 1-in-10 | 2024 | 8 | 526.0825 | 467.3867 | 7.3438 | 70.8808 | 0
| Zone | Remainder of System | 8 | Typical Event Day | SCE | 1-in-10 | 2024 | 9 | 509.5012 | 491.7169 | 7.3097 | 73.7308 | 0
| Zone | Remainder of System | 8 | Typical Event Day | SCE | 1-in-10 | 2024 | 10 | 497.9463 | 467.8408 | 7.3667 | 78.7837 | 0
| Zone | Remainder of System | 8 | Typical Event Day | SCE | 1-in-10 | 2024 | 11 | 462.5288 | 431.0338 | 7.3162 | 84.2613 | 0
| Zone | Remainder of System | 8 | Typical Event Day | SCE | 1-in-10 | 2024 | 12 | 452.4942 | 425.5723 | 7.2691 | 88.75 | 0
| Zone | Remainder of System | 8 | Typical Event Day | SCE | 1-in-10 | 2024 | 13 | 372.6549 | 370.8209 | 7.2493 | 91.662 | 0
| Zone | Remainder of System | 8 | Typical Event Day | SCE | 1-in-10 | 2024 | 14 | 342.5394 | 343.6147 | 7.3028 | 94.0526 | 0
| Zone | Remainder of System | 8 | Typical Event Day | SCE | 1-in-10 | 2024 | 15 | 291.4375 | 299.0571 | 7.4279 | 95.7853 | 0
| Zone | Remainder of System | 8 | Typical Event Day | SCE | 1-in-10 | 2024 | 16 | 251.4549 | 246.5626 | 7.4965 | 96.7804 | 0
| Zone | Remainder of System | 8 | Typical Event Day | SCE | 1-in-10 | 2024 | 17 | 254.7927 | 258.3028 | 8.548 | 96.8969 | 0
| Zone | Remainder of System | 8 | Typical Event Day | SCE | 1-in-10 | 2024 | 18 | 223.2441 | 255.8637 | 8.5832 | 96.1604 | 0
| Zone | Remainder of System | 8 | Typical Event Day | SCE | 1-in-10 | 2024 | 19 | 218.4647 | 202.435 | 7.1143 | 94.3988 | 0
| Zone | Remainder of System | 8 | Typical Event Day | SCE | 1-in-10 | 2024 | 20 | 215.5291 | 187.4483 | 6.993 | 91.4902 | 0
| Zone | Remainder of System | 8 | Typical Event Day | SCE | 1-in-10 | 2024 | 21 | 230.3957 | 209.5826 | 9.2212 | 87.8616 | 0
| Zone | Remainder of System | 8 | Typical Event Day | SCE | 1-in-10 | 2024 | 22 | 387.216 | 359.9555 | 7.5932 | 84.458 | 0
| Zone | Remainder of System | 8 | Typical Event Day | SCE | 1-in-10 | 2024 | 23 | 403.7722 | 371.1378 | 7.3923 | 81.7631 | 0
| Zone | Remainder of System | 8 | Typical Event Day | SCE | 1-in-10 | 2024 | 24 | 364.5743 | 348.6434 | 7.3767 | 80.0673 | 0
| Zone | Remainder of System | 9 | Average Weekday | SCE | 1-in-10 | 2024 | 1 | 269.1517 | 278.5572 | 9.0788 | 71.0646 | 0
| Zone | Remainder of System | 9 | Average Weekday | SCE | 1-in-10 | 2024 | 2 | 276.1699 | 277.8765 | 9.0966 | 70.1203 | 0
| Zone | Remainder of System | 9 | Average Weekday | SCE | 1-in-10 | 2024 | 3 | 438.2114 | 433.171 | 9.099 | 69.2506 | 0
| Zone | Remainder of System | 9 | Average Weekday | SCE | 1-in-10 | 2024 | 4 | 597.8105 | 594.6701 | 9.1017 | 68.4826 | 0
| Zone | Remainder of System | 9 | Average Weekday | SCE | 1-in-10 | 2024 | 5 | 535.0778 | 533.9498 | 9.0965 | 67.8093 | 0
| Zone | Remainder of System | 9 | Average Weekday | SCE | 1-in-10 | 2024 | 6 | 522.7703 | 530.8782 | 9.0877 | 67.2573 | 0
| Zone | Remainder of System | 9 | Average Weekday | SCE | 1-in-10 | 2024 | 7 | 551.4138 | 538.7238 | 9.0596 | 66.785 | 0
| Zone | Remainder of System | 9 | Average Weekday | SCE | 1-in-10 | 2024 | 8 | 526.1797 | 523.0032 | 9.0107 | 66.4866 | 0
| Zone | Remainder of System | 9 | Average Weekday | SCE | 1-in-10 | 2024 | 9 | 482.2323 | 504.318 | 8.9974 | 67.9182 | 0
| Zone | Remainder of System | 9 | Average Weekday | SCE | 1-in-10 | 2024 | 10 | 476.9695 | 489.0869 | 9.05 | 71.1915 | 0
| Zone | Remainder of System | 9 | Average Weekday | SCE | 1-in-10 | 2024 | 11 | 446.6661 | 458.9166 | 9.0268 | 74.8699 | 0
| Zone | Remainder of System | 9 | Average Weekday | SCE | 1-in-10 | 2024 | 12 | 439.4964 | 452.1112 | 9.0018 | 78.4748 | 0
| Zone | Remainder of System | 9 | Average Weekday | SCE | 1-in-10 | 2024 | 13 | 370.9719 | 384.8208 | 8.9886 | 81.3392 | 0
| Zone | Remainder of System | 9 | Average Weekday | SCE | 1-in-10 | 2024 | 14 | 332.679 | 346.5857 | 9.0171 | 83.4193 | 0
| Zone | Remainder of System | 9 | Average Weekday | SCE | 1-in-10 | 2024 | 15 | 283.3034 | 298.3171 | 9.0717 | 84.7282 | 0
| Zone | Remainder of System | 9 | Average Weekday | SCE | 1-in-10 | 2024 | 16 | 252.877 | 255.4655 | 9.1188 | 85.0989 | 0
| Zone | Remainder of System | 9 | Average Weekday | SCE | 1-in-10 | 2024 | 17 | 258.037 | 264.0783 | 10.1144 | 84.9067 | 0
| Zone | Remainder of System | 9 | Average Weekday | SCE | 1-in-10 | 2024 | 18 | 228.5283 | 245.8308 | 9.9956 | 83.9833 | 0
| Zone | Remainder of System | 9 | Average Weekday | SCE | 1-in-10 | 2024 | 19 | 229.3794 | 249.4817 | 9.9963 | 82.1152 | 0
| Zone | Remainder of System | 9 | Average Weekday | SCE | 1-in-10 | 2024 | 20 | 226.8489 | 238.4471 | 9.0879 | 79.1843 | 0
| Zone | Remainder of System | 9 | Average Weekday | SCE | 1-in-10 | 2024 | 21 | 236.2718 | 253.6205 | 9.3258 | 76.077 | 0
| Zone | Remainder of System | 9 | Average Weekday | SCE | 1-in-10 | 2024 | 22 | 392.9684 | 415.9921 | 9.0329 | 74.194 | 0
| Zone | Remainder of System | 9 | Average Weekday | SCE | 1-in-10 | 2024 | 23 | 405.3037 | 427.8614 | 9.0689 | 72.8204 | 0
| Zone | Remainder of System | 9 | Average Weekday | SCE | 1-in-10 | 2024 | 24 | 360.7484 | 379.634 | 9.0512 | 71.6765 | 0
| Zone | Remainder of System | 9 | Monthly System Peak Day | SCE | 1-in-10 | 2024 | 1 | 269.1517 | 257.7427 | 9.1402 | 76.687 | 0
| Zone | Remainder of System | 9 | Monthly System Peak Day | SCE | 1-in-10 | 2024 | 2 | 276.1699 | 250.6861 | 9.16 | 75.5862 | 0
| Zone | Remainder of System | 9 | Monthly System Peak Day | SCE | 1-in-10 | 2024 | 3 | 438.2114 | 369.4967 | 9.1644 | 74.4318 | 0
| Zone | Remainder of System | 9 | Monthly System Peak Day | SCE | 1-in-10 | 2024 | 4 | 597.8105 | 467.7982 | 9.1631 | 73.9341 | 0
| Zone | Remainder of System | 9 | Monthly System Peak Day | SCE | 1-in-10 | 2024 | 5 | 535.0778 | 417.6919 | 9.1583 | 73.6038 | 0
| Zone | Remainder of System | 9 | Monthly System Peak Day | SCE | 1-in-10 | 2024 | 6 | 522.7703 | 419.1027 | 9.1498 | 73.0773 | 0
| Zone | Remainder of System | 9 | Monthly System Peak Day | SCE | 1-in-10 | 2024 | 7 | 551.4138 | 438.4976 | 9.1496 | 72.7773 | 0
| Zone | Remainder of System | 9 | Monthly System Peak Day | SCE | 1-in-10 | 2024 | 8 | 526.1797 | 430.676 | 9.0865 | 72.7038 | 0
| Zone | Remainder of System | 9 | Monthly System Peak Day | SCE | 1-in-10 | 2024 | 9 | 482.2323 | 457.3352 | 9.066 | 74.5191 | 0
| Zone | Remainder of System | 9 | Monthly System Peak Day | SCE | 1-in-10 | 2024 | 10 | 476.9695 | 438.1168 | 9.1178 | 78.503 | 0
| Zone | Remainder of System | 9 | Monthly System Peak Day | SCE | 1-in-10 | 2024 | 11 | 446.6661 | 408.3383 | 9.0771 | 83.6091 | 0
| Zone | Remainder of System | 9 | Monthly System Peak Day | SCE | 1-in-10 | 2024 | 12 | 439.4964 | 405.5973 | 9.0367 | 88.3848 | 0
| Zone | Remainder of System | 9 | Monthly System Peak Day | SCE | 1-in-10 | 2024 | 13 | 370.9719 | 349.2309 | 9.0201 | 92.25 | 0
| Zone | Remainder of System | 9 | Monthly System Peak Day | SCE | 1-in-10 | 2024 | 14 | 332.679 | 319.7799 | 9.0556 | 94.8682 | 0
| Zone | Remainder of System | 9 | Monthly System Peak Day | SCE | 1-in-10 | 2024 | 15 | 283.3034 | 281.6316 | 9.1453 | 96.4333 | 0
| Zone | Remainder of System | 9 | Monthly System Peak Day | SCE | 1-in-10 | 2024 | 16 | 252.877 | 240.3611 | 9.2054 | 97.0258 | 0
| Zone | Remainder of System | 9 | Monthly System Peak Day | SCE | 1-in-10 | 2024 | 17 | 258.037 | 261.5498 | 10.1316 | 97.1515 | 0
| Zone | Remainder of System | 9 | Monthly System Peak Day | SCE | 1-in-10 | 2024 | 18 | 228.5283 | 258.2263 | 10.118 | 95.8727 | 0
| Zone | Remainder of System | 9 | Monthly System Peak Day | SCE | 1-in-10 | 2024 | 19 | 229.3794 | 209.6285 | 9.5504 | 93.2273 | 0
| Zone | Remainder of System | 9 | Monthly System Peak Day | SCE | 1-in-10 | 2024 | 20 | 226.8489 | 197.5874 | 8.8741 | 90.2697 | 0
| Zone | Remainder of System | 9 | Monthly System Peak Day | SCE | 1-in-10 | 2024 | 21 | 236.2718 | 216.6369 | 10.3394 | 87.0545 | 0
| Zone | Remainder of System | 9 | Monthly System Peak Day | SCE | 1-in-10 | 2024 | 22 | 392.9684 | 353.8299 | 9.2473 | 85.3015 | 0
| Zone | Remainder of System | 9 | Monthly System Peak Day | SCE | 1-in-10 | 2024 | 23 | 405.3037 | 352.7056 | 9.0967 | 84.0152 | 0
| Zone | Remainder of System | 9 | Monthly System Peak Day | SCE | 1-in-10 | 2024 | 24 | 360.7484 | 328.3687 | 9.1034 | 82.7955 | 0
| Zone | Remainder of System | 10 | Average Weekday | SCE | 1-in-10 | 2024 | 1 | 286.0185 | 296.5455 | 8.4875 | 66.821 | 0
| Zone | Remainder of System | 10 | Average Weekday | SCE | 1-in-10 | 2024 | 2 | 279.7678 | 286.3549 | 8.376 | 65.8764 | 0
| Zone | Remainder of System | 10 | Average Weekday | SCE | 1-in-10 | 2024 | 3 | 430.9863 | 440.406 | 8.3608 | 65.1487 | 0
| Zone | Remainder of System | 10 | Average Weekday | SCE | 1-in-10 | 2024 | 4 | 595.9595 | 610.7021 | 8.323 | 64.4441 | 0
| Zone | Remainder of System | 10 | Average Weekday | SCE | 1-in-10 | 2024 | 5 | 582.738 | 597.0071 | 8.3194 | 63.7957 | 0
| Zone | Remainder of System | 10 | Average Weekday | SCE | 1-in-10 | 2024 | 6 | 578.9973 | 594.0915 | 8.2686 | 63.2505 | 0
| Zone | Remainder of System | 10 | Average Weekday | SCE | 1-in-10 | 2024 | 7 | 578.9922 | 578.3909 | 8.2539 | 62.7507 | 0
| Zone | Remainder of System | 10 | Average Weekday | SCE | 1-in-10 | 2024 | 8 | 568.3267 | 571.9237 | 8.5595 | 62.4032 | 0
| Zone | Remainder of System | 10 | Average Weekday | SCE | 1-in-10 | 2024 | 9 | 541.7193 | 579.5306 | 8.9897 | 62.8006 | 0
| Zone | Remainder of System | 10 | Average Weekday | SCE | 1-in-10 | 2024 | 10 | 523.5504 | 541.1492 | 8.7069 | 65.6724 | 0
| Zone | Remainder of System | 10 | Average Weekday | SCE | 1-in-10 | 2024 | 11 | 507.3443 | 520.3382 | 8.9288 | 69.5905 | 0
| Zone | Remainder of System | 10 | Average Weekday | SCE | 1-in-10 | 2024 | 12 | 495.9561 | 508.0214 | 9.1749 | 73.4477 | 0
| Zone | Remainder of System | 10 | Average Weekday | SCE | 1-in-10 | 2024 | 13 | 399.2411 | 409.6229 | 9.3713 | 76.5732 | 0
| Zone | Remainder of System | 10 | Average Weekday | SCE | 1-in-10 | 2024 | 14 | 349.3918 | 356.6019 | 9.2341 | 78.6528 | 0
| Zone | Remainder of System | 10 | Average Weekday | SCE | 1-in-10 | 2024 | 15 | 303.9658 | 310.7225 | 8.8385 | 79.9522 | 0
| Zone | Remainder of System | 10 | Average Weekday | SCE | 1-in-10 | 2024 | 16 | 273.3338 | 276.0302 | 8.3321 | 80.5984 | 0
| Zone | Remainder of System | 10 | Average Weekday | SCE | 1-in-10 | 2024 | 17 | 270.1096 | 276.2235 | 8.1194 | 80.5533 | 0
| Zone | Remainder of System | 10 | Average Weekday | SCE | 1-in-10 | 2024 | 18 | 251.5699 | 258.1157 | 8.1774 | 79.6615 | 0
| Zone | Remainder of System | 10 | Average Weekday | SCE | 1-in-10 | 2024 | 19 | 266.6402 | 273.2568 | 8.5943 | 77.699 | 0
| Zone | Remainder of System | 10 | Average Weekday | SCE | 1-in-10 | 2024 | 20 | 258.6948 | 262.155 | 8.2974 | 74.602 | 0
| Zone | Remainder of System | 10 | Average Weekday | SCE | 1-in-10 | 2024 | 21 | 246.8252 | 252.474 | 8.0053 | 72.2635 | 0
| Zone | Remainder of System | 10 | Average Weekday | SCE | 1-in-10 | 2024 | 22 | 429.9924 | 447.7885 | 8.2503 | 70.5604 | 0
| Zone | Remainder of System | 10 | Average Weekday | SCE | 1-in-10 | 2024 | 23 | 409.1978 | 429.7634 | 8.4049 | 69.1121 | 0
| Zone | Remainder of System | 10 | Average Weekday | SCE | 1-in-10 | 2024 | 24 | 338.7896 | 362.2008 | 8.5864 | 67.8831 | 0
| Zone | Remainder of System | 10 | Monthly System Peak Day | SCE | 1-in-10 | 2024 | 1 | 286.0185 | 306.3621 | 8.3147 | 76.0256 | 0
| Zone | Remainder of System | 10 | Monthly System Peak Day | SCE | 1-in-10 | 2024 | 2 | 279.7678 | 291.192 | 8.2589 | 75.3478 | 0
| Zone | Remainder of System | 10 | Monthly System Peak Day | SCE | 1-in-10 | 2024 | 3 | 430.9863 | 444.909 | 8.2525 | 75.072 | 0
| Zone | Remainder of System | 10 | Monthly System Peak Day | SCE | 1-in-10 | 2024 | 4 | 595.9595 | 612.3505 | 8.2395 | 74.5467 | 0
| Zone | Remainder of System | 10 | Monthly System Peak Day | SCE | 1-in-10 | 2024 | 5 | 582.738 | 602.1418 | 8.2334 | 73.4519 | 0
| Zone | Remainder of System | 10 | Monthly System Peak Day | SCE | 1-in-10 | 2024 | 6 | 578.9973 | 592.6533 | 8.2107 | 73.5303 | 0
| Zone | Remainder of System | 10 | Monthly System Peak Day | SCE | 1-in-10 | 2024 | 7 | 578.9922 | 572.617 | 8.1983 | 73.6352 | 0
| Zone | Remainder of System | 10 | Monthly System Peak Day | SCE | 1-in-10 | 2024 | 8 | 568.3267 | 572.3698 | 8.3558 | 73.808 | 0
| Zone | Remainder of System | 10 | Monthly System Peak Day | SCE | 1-in-10 | 2024 | 9 | 541.7193 | 591.2659 | 8.6549 | 73.7278 | 0
| Zone | Remainder of System | 10 | Monthly System Peak Day | SCE | 1-in-10 | 2024 | 10 | 523.5504 | 547.6579 | 8.4405 | 77.7894 | 0
| Zone | Remainder of System | 10 | Monthly System Peak Day | SCE | 1-in-10 | 2024 | 11 | 507.3443 | 529.0361 | 8.5822 | 82.6678 | 0
| Zone | Remainder of System | 10 | Monthly System Peak Day | SCE | 1-in-10 | 2024 | 12 | 495.9561 | 521.4109 | 8.7535 | 88.4141 | 0
| Zone | Remainder of System | 10 | Monthly System Peak Day | SCE | 1-in-10 | 2024 | 13 | 399.2411 | 408.9561 | 8.9013 | 92.9031 | 0
| Zone | Remainder of System | 10 | Monthly System Peak Day | SCE | 1-in-10 | 2024 | 14 | 349.3918 | 355.3564 | 8.806 | 95.1859 | 0
| Zone | Remainder of System | 10 | Monthly System Peak Day | SCE | 1-in-10 | 2024 | 15 | 303.9658 | 311.0246 | 8.5165 | 96.7359 | 0
| Zone | Remainder of System | 10 | Monthly System Peak Day | SCE | 1-in-10 | 2024 | 16 | 273.3338 | 274.6851 | 8.2015 | 97.5891 | 0
| Zone | Remainder of System | 10 | Monthly System Peak Day | SCE | 1-in-10 | 2024 | 17 | 270.1096 | 276.183 | 8.0649 | 97.4922 | 0
| Zone | Remainder of System | 10 | Monthly System Peak Day | SCE | 1-in-10 | 2024 | 18 | 251.5699 | 257.9204 | 8.061 | 96.7734 | 0
| Zone | Remainder of System | 10 | Monthly System Peak Day | SCE | 1-in-10 | 2024 | 19 | 266.6402 | 272.3384 | 8.5529 | 94.4938 | 0
| Zone | Remainder of System | 10 | Monthly System Peak Day | SCE | 1-in-10 | 2024 | 20 | 258.6948 | 262.7329 | 8.2969 | 90.1375 | 0
| Zone | Remainder of System | 10 | Monthly System Peak Day | SCE | 1-in-10 | 2024 | 21 | 246.8252 | 255.0613 | 8.2493 | 86.2781 | 0
| Zone | Remainder of System | 10 | Monthly System Peak Day | SCE | 1-in-10 | 2024 | 22 | 429.9924 | 447.7399 | 8.1779 | 84.1844 | 0
| Zone | Remainder of System | 10 | Monthly System Peak Day | SCE | 1-in-10 | 2024 | 23 | 409.1978 | 433.1166 | 8.2668 | 82.1378 | 0
| Zone | Remainder of System | 10 | Monthly System Peak Day | SCE | 1-in-10 | 2024 | 24 | 338.7896 | 376.4508 | 8.3771 | 80.1997 | 0
| Zone | Remainder of System | 11 | Average Weekday | SCE | 1-in-10 | 2024 | 1 | 269.1088 | 275.7158 | 8.3685 | 56.059 | 0
| Zone | Remainder of System | 11 | Average Weekday | SCE | 1-in-10 | 2024 | 2 | 267.968 | 274.2658 | 8.3876 | 55.0971 | 0
| Zone | Remainder of System | 11 | Average Weekday | SCE | 1-in-10 | 2024 | 3 | 413.8059 | 424.315 | 8.3624 | 54.1595 | 0
| Zone | Remainder of System | 11 | Average Weekday | SCE | 1-in-10 | 2024 | 4 | 589.5698 | 606.9503 | 8.3742 | 53.2044 | 0
| Zone | Remainder of System | 11 | Average Weekday | SCE | 1-in-10 | 2024 | 5 | 556.4077 | 581.6539 | 8.3474 | 52.3654 | 0
| Zone | Remainder of System | 11 | Average Weekday | SCE | 1-in-10 | 2024 | 6 | 543.3429 | 570.4594 | 8.3535 | 51.8116 | 0
| Zone | Remainder of System | 11 | Average Weekday | SCE | 1-in-10 | 2024 | 7 | 551.5031 | 548.6977 | 8.5438 | 51.3221 | 0
| Zone | Remainder of System | 11 | Average Weekday | SCE | 1-in-10 | 2024 | 8 | 530.8101 | 534.6904 | 8.8494 | 51.0234 | 0
| Zone | Remainder of System | 11 | Average Weekday | SCE | 1-in-10 | 2024 | 9 | 515.7352 | 542.7547 | 8.5308 | 52.5111 | 0
| Zone | Remainder of System | 11 | Average Weekday | SCE | 1-in-10 | 2024 | 10 | 493.5503 | 505.92 | 8.83 | 56.466 | 0
| Zone | Remainder of System | 11 | Average Weekday | SCE | 1-in-10 | 2024 | 11 | 467.4305 | 475.5467 | 9.0212 | 61.1659 | 0
| Zone | Remainder of System | 11 | Average Weekday | SCE | 1-in-10 | 2024 | 12 | 460.8497 | 468.2557 | 9.1176 | 65.0488 | 0
| Zone | Remainder of System | 11 | Average Weekday | SCE | 1-in-10 | 2024 | 13 | 373.0704 | 384.2547 | 8.8951 | 67.8408 | 0
| Zone | Remainder of System | 11 | Average Weekday | SCE | 1-in-10 | 2024 | 14 | 340.0773 | 347.7691 | 8.6302 | 69.5124 | 0
| Zone | Remainder of System | 11 | Average Weekday | SCE | 1-in-10 | 2024 | 15 | 287.5996 | 297.0688 | 8.3106 | 70.4672 | 0
| Zone | Remainder of System | 11 | Average Weekday | SCE | 1-in-10 | 2024 | 16 | 259.9501 | 262.5125 | 8.3953 | 70.7027 | 0
| Zone | Remainder of System | 11 | Average Weekday | SCE | 1-in-10 | 2024 | 17 | 264.3852 | 269.8734 | 8.2021 | 69.9819 | 0
| Zone | Remainder of System | 11 | Average Weekday | SCE | 1-in-10 | 2024 | 18 | 246.5272 | 252.6606 | 8.3732 | 67.953 | 0
| Zone | Remainder of System | 11 | Average Weekday | SCE | 1-in-10 | 2024 | 19 | 263.523 | 267.85 | 8.3126 | 65.3114 | 0
| Zone | Remainder of System | 11 | Average Weekday | SCE | 1-in-10 | 2024 | 20 | 248.8081 | 309.7563 | 10.4035 | 63.0346 | 0
| Zone | Remainder of System | 11 | Average Weekday | SCE | 1-in-10 | 2024 | 21 | 235.9053 | 242.1743 | 7.9731 | 61.213 | 0
| Zone | Remainder of System | 11 | Average Weekday | SCE | 1-in-10 | 2024 | 22 | 411.8232 | 427.7378 | 8.3352 | 59.5838 | 0
| Zone | Remainder of System | 11 | Average Weekday | SCE | 1-in-10 | 2024 | 23 | 391.4859 | 406.4998 | 8.502 | 58.2328 | 0
| Zone | Remainder of System | 11 | Average Weekday | SCE | 1-in-10 | 2024 | 24 | 319.6617 | 332.3967 | 8.4251 | 57.0822 | 0
| Zone | Remainder of System | 11 | Monthly System Peak Day | SCE | 1-in-10 | 2024 | 1 | 269.1088 | 280.7812 | 8.2856 | 69.4034 | 0
| Zone | Remainder of System | 11 | Monthly System Peak Day | SCE | 1-in-10 | 2024 | 2 | 267.968 | 278.1616 | 8.3081 | 68.1516 | 0
| Zone | Remainder of System | 11 | Monthly System Peak Day | SCE | 1-in-10 | 2024 | 3 | 413.8059 | 427.7957 | 8.2956 | 67.393 | 0
| Zone | Remainder of System | 11 | Monthly System Peak Day | SCE | 1-in-10 | 2024 | 4 | 589.5698 | 610.4923 | 8.3056 | 66.0125 | 0
| Zone | Remainder of System | 11 | Monthly System Peak Day | SCE | 1-in-10 | 2024 | 5 | 556.4077 | 585.3371 | 8.2963 | 65.1814 | 0
| Zone | Remainder of System | 11 | Monthly System Peak Day | SCE | 1-in-10 | 2024 | 6 | 543.3429 | 571.5544 | 8.3031 | 64.2144 | 0
| Zone | Remainder of System | 11 | Monthly System Peak Day | SCE | 1-in-10 | 2024 | 7 | 551.5031 | 537.279 | 8.4568 | 63.6647 | 0
| Zone | Remainder of System | 11 | Monthly System Peak Day | SCE | 1-in-10 | 2024 | 8 | 530.8101 | 540.0287 | 8.8469 | 63.8962 | 0
| Zone | Remainder of System | 11 | Monthly System Peak Day | SCE | 1-in-10 | 2024 | 9 | 515.7352 | 551.0994 | 8.446 | 65.4002 | 0
| Zone | Remainder of System | 11 | Monthly System Peak Day | SCE | 1-in-10 | 2024 | 10 | 493.5503 | 515.7127 | 8.8181 | 69.6937 | 0
| Zone | Remainder of System | 11 | Monthly System Peak Day | SCE | 1-in-10 | 2024 | 11 | 467.4305 | 488.6505 | 9.1022 | 76.562 | 0
| Zone | Remainder of System | 11 | Monthly System Peak Day | SCE | 1-in-10 | 2024 | 12 | 460.8497 | 483.9926 | 9.2634 | 82.3128 | 0
| Zone | Remainder of System | 11 | Monthly System Peak Day | SCE | 1-in-10 | 2024 | 13 | 373.0704 | 384.4802 | 8.9387 | 85.9891 | 0
| Zone | Remainder of System | 11 | Monthly System Peak Day | SCE | 1-in-10 | 2024 | 14 | 340.0773 | 346.1288 | 8.5669 | 87.9797 | 0
| Zone | Remainder of System | 11 | Monthly System Peak Day | SCE | 1-in-10 | 2024 | 15 | 287.5996 | 297.1248 | 8.2194 | 88.7703 | 0
| Zone | Remainder of System | 11 | Monthly System Peak Day | SCE | 1-in-10 | 2024 | 16 | 259.9501 | 261.3618 | 8.3053 | 89.0578 | 0
| Zone | Remainder of System | 11 | Monthly System Peak Day | SCE | 1-in-10 | 2024 | 17 | 264.3852 | 271.8993 | 8.114 | 88.5875 | 0
| Zone | Remainder of System | 11 | Monthly System Peak Day | SCE | 1-in-10 | 2024 | 18 | 246.5272 | 255.2342 | 8.2789 | 86.8453 | 0
| Zone | Remainder of System | 11 | Monthly System Peak Day | SCE | 1-in-10 | 2024 | 19 | 263.523 | 268.9944 | 8.3116 | 83.7578 | 0
| Zone | Remainder of System | 11 | Monthly System Peak Day | SCE | 1-in-10 | 2024 | 20 | 248.8081 | 357.0545 | 17.1109 | 79.8594 | 0
| Zone | Remainder of System | 11 | Monthly System Peak Day | SCE | 1-in-10 | 2024 | 21 | 235.9053 | 244.4639 | 8.2831 | 76.3664 | 0
| Zone | Remainder of System | 11 | Monthly System Peak Day | SCE | 1-in-10 | 2024 | 22 | 411.8232 | 429.1088 | 8.2567 | 73.8492 | 0
| Zone | Remainder of System | 11 | Monthly System Peak Day | SCE | 1-in-10 | 2024 | 23 | 391.4859 | 412.3113 | 8.4131 | 71.6486 | 0
| Zone | Remainder of System | 11 | Monthly System Peak Day | SCE | 1-in-10 | 2024 | 24 | 319.6617 | 342.0071 | 8.3302 | 70.3994 | 0
| Zone | Remainder of System | 12 | Average Weekday | SCE | 1-in-10 | 2024 | 1 | 253.8928 | 260.8961 | 8.2286 | 48.7864 | 0
| Zone | Remainder of System | 12 | Average Weekday | SCE | 1-in-10 | 2024 | 2 | 249.8535 | 256.4299 | 8.2551 | 47.947 | 0
| Zone | Remainder of System | 12 | Average Weekday | SCE | 1-in-10 | 2024 | 3 | 389.6073 | 401.7568 | 8.2609 | 47.1857 | 0
| Zone | Remainder of System | 12 | Average Weekday | SCE | 1-in-10 | 2024 | 4 | 564.9401 | 583.9351 | 8.2677 | 46.3928 | 0
| Zone | Remainder of System | 12 | Average Weekday | SCE | 1-in-10 | 2024 | 5 | 535.6106 | 564.4639 | 8.2713 | 45.8878 | 0
| Zone | Remainder of System | 12 | Average Weekday | SCE | 1-in-10 | 2024 | 6 | 511.7375 | 543.4868 | 8.2767 | 45.4234 | 0
| Zone | Remainder of System | 12 | Average Weekday | SCE | 1-in-10 | 2024 | 7 | 505.9202 | 504.6261 | 8.237 | 45.0246 | 0
| Zone | Remainder of System | 12 | Average Weekday | SCE | 1-in-10 | 2024 | 8 | 497.538 | 504.3934 | 8.187 | 44.9313 | 0
| Zone | Remainder of System | 12 | Average Weekday | SCE | 1-in-10 | 2024 | 9 | 478.5608 | 506.7284 | 8.1368 | 45.6373 | 0
| Zone | Remainder of System | 12 | Average Weekday | SCE | 1-in-10 | 2024 | 10 | 449.6148 | 465.7396 | 8.1647 | 48.6216 | 0
| Zone | Remainder of System | 12 | Average Weekday | SCE | 1-in-10 | 2024 | 11 | 425.3555 | 435.3738 | 8.1203 | 52.4485 | 0
| Zone | Remainder of System | 12 | Average Weekday | SCE | 1-in-10 | 2024 | 12 | 417.7185 | 424.7377 | 8.0791 | 55.8659 | 0
| Zone | Remainder of System | 12 | Average Weekday | SCE | 1-in-10 | 2024 | 13 | 339.1447 | 349.9193 | 8.0687 | 58.3704 | 0
| Zone | Remainder of System | 12 | Average Weekday | SCE | 1-in-10 | 2024 | 14 | 308.305 | 316.8311 | 8.1037 | 60.0313 | 0
| Zone | Remainder of System | 12 | Average Weekday | SCE | 1-in-10 | 2024 | 15 | 270.5408 | 279.0961 | 8.1618 | 60.9602 | 0
| Zone | Remainder of System | 12 | Average Weekday | SCE | 1-in-10 | 2024 | 16 | 237.7251 | 240.0474 | 8.2226 | 61.3074 | 0
| Zone | Remainder of System | 12 | Average Weekday | SCE | 1-in-10 | 2024 | 17 | 243.1322 | 249.572 | 8.0799 | 60.7301 | 0
| Zone | Remainder of System | 12 | Average Weekday | SCE | 1-in-10 | 2024 | 18 | 227.5317 | 233.426 | 8.0583 | 58.7054 | 0
| Zone | Remainder of System | 12 | Average Weekday | SCE | 1-in-10 | 2024 | 19 | 245.7646 | 250.0832 | 8.3122 | 56.3345 | 0
| Zone | Remainder of System | 12 | Average Weekday | SCE | 1-in-10 | 2024 | 20 | 238.5125 | 300.2769 | 8.3301 | 54.597 | 0
| Zone | Remainder of System | 12 | Average Weekday | SCE | 1-in-10 | 2024 | 21 | 225.7841 | 232.4331 | 7.9728 | 53.159 | 0
| Zone | Remainder of System | 12 | Average Weekday | SCE | 1-in-10 | 2024 | 22 | 399.2392 | 414.8259 | 8.1715 | 51.881 | 0
| Zone | Remainder of System | 12 | Average Weekday | SCE | 1-in-10 | 2024 | 23 | 380.3364 | 395.0322 | 8.1968 | 50.7727 | 0
| Zone | Remainder of System | 12 | Average Weekday | SCE | 1-in-10 | 2024 | 24 | 309.3776 | 322.9342 | 8.1996 | 49.8739 | 0
| Zone | Remainder of System | 12 | Monthly System Peak Day | SCE | 1-in-10 | 2024 | 1 | 253.8928 | 260.8961 | 8.2286 | 42.5695 | 0
| Zone | Remainder of System | 12 | Monthly System Peak Day | SCE | 1-in-10 | 2024 | 2 | 249.8535 | 256.4299 | 8.2551 | 41.708 | 0
| Zone | Remainder of System | 12 | Monthly System Peak Day | SCE | 1-in-10 | 2024 | 3 | 389.6073 | 401.7568 | 8.2609 | 40.6634 | 0
| Zone | Remainder of System | 12 | Monthly System Peak Day | SCE | 1-in-10 | 2024 | 4 | 564.9401 | 583.9351 | 8.2677 | 39.7536 | 0
| Zone | Remainder of System | 12 | Monthly System Peak Day | SCE | 1-in-10 | 2024 | 5 | 535.6106 | 564.4639 | 8.2713 | 38.8297 | 0
| Zone | Remainder of System | 12 | Monthly System Peak Day | SCE | 1-in-10 | 2024 | 6 | 511.7375 | 543.4868 | 8.2767 | 37.7472 | 0
| Zone | Remainder of System | 12 | Monthly System Peak Day | SCE | 1-in-10 | 2024 | 7 | 505.9202 | 504.6261 | 8.237 | 36.5995 | 0
| Zone | Remainder of System | 12 | Monthly System Peak Day | SCE | 1-in-10 | 2024 | 8 | 497.538 | 504.3934 | 8.187 | 36.6103 | 0
| Zone | Remainder of System | 12 | Monthly System Peak Day | SCE | 1-in-10 | 2024 | 9 | 478.5608 | 506.7284 | 8.1368 | 37.7047 | 0
| Zone | Remainder of System | 12 | Monthly System Peak Day | SCE | 1-in-10 | 2024 | 10 | 449.6148 | 465.7396 | 8.1647 | 41.4383 | 0
| Zone | Remainder of System | 12 | Monthly System Peak Day | SCE | 1-in-10 | 2024 | 11 | 425.3555 | 435.3738 | 8.1203 | 45.7698 | 0
| Zone | Remainder of System | 12 | Monthly System Peak Day | SCE | 1-in-10 | 2024 | 12 | 417.7185 | 424.7377 | 8.0791 | 48.8809 | 0
| Zone | Remainder of System | 12 | Monthly System Peak Day | SCE | 1-in-10 | 2024 | 13 | 339.1447 | 349.9193 | 8.0687 | 50.4759 | 0
| Zone | Remainder of System | 12 | Monthly System Peak Day | SCE | 1-in-10 | 2024 | 14 | 308.305 | 316.8311 | 8.1037 | 51.6747 | 0
| Zone | Remainder of System | 12 | Monthly System Peak Day | SCE | 1-in-10 | 2024 | 15 | 270.5408 | 279.0961 | 8.1618 | 52.7272 | 0
| Zone | Remainder of System | 12 | Monthly System Peak Day | SCE | 1-in-10 | 2024 | 16 | 237.7251 | 240.0474 | 8.2226 | 53.1839 | 0
| Zone | Remainder of System | 12 | Monthly System Peak Day | SCE | 1-in-10 | 2024 | 17 | 243.1322 | 249.572 | 8.0799 | 52.9211 | 0
| Zone | Remainder of System | 12 | Monthly System Peak Day | SCE | 1-in-10 | 2024 | 18 | 227.5317 | 233.426 | 8.0583 | 51.1658 | 0
| Zone | Remainder of System | 12 | Monthly System Peak Day | SCE | 1-in-10 | 2024 | 19 | 245.7646 | 250.0832 | 8.3122 | 49.0081 | 0
| Zone | Remainder of System | 12 | Monthly System Peak Day | SCE | 1-in-10 | 2024 | 20 | 238.5125 | 300.2769 | 8.3301 | 47.4864 | 0
| Zone | Remainder of System | 12 | Monthly System Peak Day | SCE | 1-in-10 | 2024 | 21 | 225.7841 | 232.4331 | 7.9728 | 46.0752 | 0
| Zone | Remainder of System | 12 | Monthly System Peak Day | SCE | 1-in-10 | 2024 | 22 | 399.2392 | 414.8259 | 8.1715 | 44.3067 | 0
| Zone | Remainder of System | 12 | Monthly System Peak Day | SCE | 1-in-10 | 2024 | 23 | 380.3364 | 395.0322 | 8.1968 | 43.3595 | 0
| Zone | Remainder of System | 12 | Monthly System Peak Day | SCE | 1-in-10 | 2024 | 24 | 309.3776 | 322.9342 | 8.1996 | 42.7814 | 0
| Zone | Remainder of System | 1 | Average Weekday | SCE | 1-in-10 | 2025 | 1 | 263.5513 | 269.87 | 8.2578 | 48.5418 | 0
| Zone | Remainder of System | 1 | Average Weekday | SCE | 1-in-10 | 2025 | 2 | 261.0794 | 268.3064 | 8.284 | 47.7538 | 0
| Zone | Remainder of System | 1 | Average Weekday | SCE | 1-in-10 | 2025 | 3 | 404.3298 | 416.0931 | 8.2896 | 47.1481 | 0
| Zone | Remainder of System | 1 | Average Weekday | SCE | 1-in-10 | 2025 | 4 | 575.5659 | 593.8955 | 8.2964 | 46.4563 | 0
| Zone | Remainder of System | 1 | Average Weekday | SCE | 1-in-10 | 2025 | 5 | 548.1893 | 576.1513 | 8.3 | 45.7587 | 0
| Zone | Remainder of System | 1 | Average Weekday | SCE | 1-in-10 | 2025 | 6 | 534.1534 | 565.0701 | 8.3054 | 45.1036 | 0
| Zone | Remainder of System | 1 | Average Weekday | SCE | 1-in-10 | 2025 | 7 | 540.9136 | 538.7883 | 8.2661 | 44.5655 | 0
| Zone | Remainder of System | 1 | Average Weekday | SCE | 1-in-10 | 2025 | 8 | 532.6127 | 538.3943 | 8.217 | 44.3307 | 0
| Zone | Remainder of System | 1 | Average Weekday | SCE | 1-in-10 | 2025 | 9 | 500.8301 | 526.3688 | 8.1678 | 44.8068 | 0
| Zone | Remainder of System | 1 | Average Weekday | SCE | 1-in-10 | 2025 | 10 | 482.9153 | 496.0735 | 8.1951 | 47.5928 | 0
| Zone | Remainder of System | 1 | Average Weekday | SCE | 1-in-10 | 2025 | 11 | 454.5177 | 462.8905 | 8.1518 | 51.3252 | 0
| Zone | Remainder of System | 1 | Average Weekday | SCE | 1-in-10 | 2025 | 12 | 449.5045 | 456.5755 | 8.1116 | 54.7156 | 0
| Zone | Remainder of System | 1 | Average Weekday | SCE | 1-in-10 | 2025 | 13 | 377.9263 | 388.7013 | 8.1016 | 57.1933 | 0
| Zone | Remainder of System | 1 | Average Weekday | SCE | 1-in-10 | 2025 | 14 | 342.4066 | 350.0962 | 8.1357 | 58.7299 | 0
| Zone | Remainder of System | 1 | Average Weekday | SCE | 1-in-10 | 2025 | 15 | 297.1945 | 304.9725 | 8.1923 | 59.7358 | 0
| Zone | Remainder of System | 1 | Average Weekday | SCE | 1-in-10 | 2025 | 16 | 264.2801 | 266.5337 | 8.2519 | 60.1875 | 0
| Zone | Remainder of System | 1 | Average Weekday | SCE | 1-in-10 | 2025 | 17 | 267.3885 | 273.769 | 8.1194 | 59.7999 | 0
| Zone | Remainder of System | 1 | Average Weekday | SCE | 1-in-10 | 2025 | 18 | 248.5551 | 254.5832 | 8.0979 | 58.3041 | 0
| Zone | Remainder of System | 1 | Average Weekday | SCE | 1-in-10 | 2025 | 19 | 262.3481 | 266.7306 | 8.3528 | 55.9215 | 0
| Zone | Remainder of System | 1 | Average Weekday | SCE | 1-in-10 | 2025 | 20 | 253.0267 | 314.831 | 8.3693 | 54.1041 | 0
| Zone | Remainder of System | 1 | Average Weekday | SCE | 1-in-10 | 2025 | 21 | 236.0827 | 242.519 | 8.0119 | 52.7602 | 0
| Zone | Remainder of System | 1 | Average Weekday | SCE | 1-in-10 | 2025 | 22 | 409.7812 | 425.6437 | 8.2006 | 51.5587 | 0
| Zone | Remainder of System | 1 | Average Weekday | SCE | 1-in-10 | 2025 | 23 | 396.393 | 411.1634 | 8.2264 | 50.4809 | 0
| Zone | Remainder of System | 1 | Average Weekday | SCE | 1-in-10 | 2025 | 24 | 326.8271 | 339.2234 | 8.2293 | 49.576 | 0
| Zone | Remainder of System | 1 | Monthly System Peak Day | SCE | 1-in-10 | 2025 | 1 | 263.5513 | 269.87 | 8.2578 | 44.4388 | 0
| Zone | Remainder of System | 1 | Monthly System Peak Day | SCE | 1-in-10 | 2025 | 2 | 261.0794 | 268.3064 | 8.284 | 43.8073 | 0
| Zone | Remainder of System | 1 | Monthly System Peak Day | SCE | 1-in-10 | 2025 | 3 | 404.3298 | 416.0931 | 8.2896 | 43.0442 | 0
| Zone | Remainder of System | 1 | Monthly System Peak Day | SCE | 1-in-10 | 2025 | 4 | 575.5659 | 593.8955 | 8.2964 | 42.3247 | 0
| Zone | Remainder of System | 1 | Monthly System Peak Day | SCE | 1-in-10 | 2025 | 5 | 548.1893 | 576.1513 | 8.3 | 42.0786 | 0
| Zone | Remainder of System | 1 | Monthly System Peak Day | SCE | 1-in-10 | 2025 | 6 | 534.1534 | 565.0701 | 8.3054 | 41.1127 | 0
| Zone | Remainder of System | 1 | Monthly System Peak Day | SCE | 1-in-10 | 2025 | 7 | 540.9136 | 538.7883 | 8.2661 | 40.5433 | 0
| Zone | Remainder of System | 1 | Monthly System Peak Day | SCE | 1-in-10 | 2025 | 8 | 532.6127 | 538.3943 | 8.217 | 40.1802 | 0
| Zone | Remainder of System | 1 | Monthly System Peak Day | SCE | 1-in-10 | 2025 | 9 | 500.8301 | 526.3688 | 8.1678 | 40.587 | 0
| Zone | Remainder of System | 1 | Monthly System Peak Day | SCE | 1-in-10 | 2025 | 10 | 482.9153 | 496.0735 | 8.1951 | 43.0014 | 0
| Zone | Remainder of System | 1 | Monthly System Peak Day | SCE | 1-in-10 | 2025 | 11 | 454.5177 | 462.8905 | 8.1518 | 45.635 | 0
| Zone | Remainder of System | 1 | Monthly System Peak Day | SCE | 1-in-10 | 2025 | 12 | 449.5045 | 456.5755 | 8.1116 | 47.7783 | 0
| Zone | Remainder of System | 1 | Monthly System Peak Day | SCE | 1-in-10 | 2025 | 13 | 377.9263 | 388.7013 | 8.1016 | 47.6958 | 0
| Zone | Remainder of System | 1 | Monthly System Peak Day | SCE | 1-in-10 | 2025 | 14 | 342.4066 | 350.0962 | 8.1357 | 48.1105 | 0
| Zone | Remainder of System | 1 | Monthly System Peak Day | SCE | 1-in-10 | 2025 | 15 | 297.1945 | 304.9725 | 8.1923 | 48.9491 | 0
| Zone | Remainder of System | 1 | Monthly System Peak Day | SCE | 1-in-10 | 2025 | 16 | 264.2801 | 266.5337 | 8.2519 | 50.1039 | 0
| Zone | Remainder of System | 1 | Monthly System Peak Day | SCE | 1-in-10 | 2025 | 17 | 267.3885 | 273.769 | 8.1194 | 49.5105 | 0
| Zone | Remainder of System | 1 | Monthly System Peak Day | SCE | 1-in-10 | 2025 | 18 | 248.5551 | 254.5832 | 8.0979 | 48.4556 | 0
| Zone | Remainder of System | 1 | Monthly System Peak Day | SCE | 1-in-10 | 2025 | 19 | 262.3481 | 266.7306 | 8.3528 | 46.6627 | 0
| Zone | Remainder of System | 1 | Monthly System Peak Day | SCE | 1-in-10 | 2025 | 20 | 253.0267 | 314.831 | 8.3693 | 45.7192 | 0
| Zone | Remainder of System | 1 | Monthly System Peak Day | SCE | 1-in-10 | 2025 | 21 | 236.0827 | 242.519 | 8.0119 | 44.9309 | 0
| Zone | Remainder of System | 1 | Monthly System Peak Day | SCE | 1-in-10 | 2025 | 22 | 409.7812 | 425.6437 | 8.2006 | 44.2384 | 0
| Zone | Remainder of System | 1 | Monthly System Peak Day | SCE | 1-in-10 | 2025 | 23 | 396.393 | 411.1634 | 8.2264 | 43.5948 | 0
| Zone | Remainder of System | 1 | Monthly System Peak Day | SCE | 1-in-10 | 2025 | 24 | 326.8271 | 339.2234 | 8.2293 | 43.1517 | 0
| Zone | Remainder of System | 2 | Average Weekday | SCE | 1-in-10 | 2025 | 1 | 263.5091 | 270.6449 | 8.3148 | 54.0382 | 0
| Zone | Remainder of System | 2 | Average Weekday | SCE | 1-in-10 | 2025 | 2 | 257.6148 | 265.7594 | 8.3467 | 53.0249 | 0
| Zone | Remainder of System | 2 | Average Weekday | SCE | 1-in-10 | 2025 | 3 | 397.3029 | 410.4494 | 8.3534 | 52.103 | 0
| Zone | Remainder of System | 2 | Average Weekday | SCE | 1-in-10 | 2025 | 4 | 564.9662 | 585.9385 | 8.3614 | 51.1364 | 0
| Zone | Remainder of System | 2 | Average Weekday | SCE | 1-in-10 | 2025 | 5 | 545.6968 | 576.6682 | 8.3648 | 50.31 | 0
| Zone | Remainder of System | 2 | Average Weekday | SCE | 1-in-10 | 2025 | 6 | 535.8188 | 568.7211 | 8.3696 | 49.696 | 0
| Zone | Remainder of System | 2 | Average Weekday | SCE | 1-in-10 | 2025 | 7 | 528.5825 | 527.8117 | 8.3218 | 49.1834 | 0
| Zone | Remainder of System | 2 | Average Weekday | SCE | 1-in-10 | 2025 | 8 | 519.1188 | 525.3407 | 8.2634 | 48.888 | 0
| Zone | Remainder of System | 2 | Average Weekday | SCE | 1-in-10 | 2025 | 9 | 499.7251 | 525.6314 | 8.204 | 50.259 | 0
| Zone | Remainder of System | 2 | Average Weekday | SCE | 1-in-10 | 2025 | 10 | 477.6101 | 490.1376 | 8.2395 | 54.1964 | 0
| Zone | Remainder of System | 2 | Average Weekday | SCE | 1-in-10 | 2025 | 11 | 453.6995 | 462.3061 | 8.1848 | 58.8515 | 0
| Zone | Remainder of System | 2 | Average Weekday | SCE | 1-in-10 | 2025 | 12 | 448.4944 | 456.2463 | 8.1329 | 62.7996 | 0
| Zone | Remainder of System | 2 | Average Weekday | SCE | 1-in-10 | 2025 | 13 | 372.4916 | 384.3296 | 8.1189 | 65.5213 | 0
| Zone | Remainder of System | 2 | Average Weekday | SCE | 1-in-10 | 2025 | 14 | 333.9765 | 342.2909 | 8.1633 | 67.2527 | 0
| Zone | Remainder of System | 2 | Average Weekday | SCE | 1-in-10 | 2025 | 15 | 283.7689 | 293.6095 | 8.2349 | 68.2047 | 0
| Zone | Remainder of System | 2 | Average Weekday | SCE | 1-in-10 | 2025 | 16 | 253.8703 | 257.6109 | 8.3082 | 68.6737 | 0
| Zone | Remainder of System | 2 | Average Weekday | SCE | 1-in-10 | 2025 | 17 | 246.1911 | 251.3073 | 8.1519 | 68.2788 | 0
| Zone | Remainder of System | 2 | Average Weekday | SCE | 1-in-10 | 2025 | 18 | 232.8344 | 237.9691 | 8.124 | 66.7848 | 0
| Zone | Remainder of System | 2 | Average Weekday | SCE | 1-in-10 | 2025 | 19 | 254.7926 | 259.2565 | 8.3529 | 63.8259 | 0
| Zone | Remainder of System | 2 | Average Weekday | SCE | 1-in-10 | 2025 | 20 | 246.2224 | 306.1296 | 8.3728 | 61.1681 | 0
| Zone | Remainder of System | 2 | Average Weekday | SCE | 1-in-10 | 2025 | 21 | 224.5468 | 230.7369 | 7.9861 | 59.2506 | 0
| Zone | Remainder of System | 2 | Average Weekday | SCE | 1-in-10 | 2025 | 22 | 394.7383 | 410.4442 | 8.2417 | 57.5462 | 0
| Zone | Remainder of System | 2 | Average Weekday | SCE | 1-in-10 | 2025 | 23 | 379.683 | 394.8526 | 8.2756 | 56.0923 | 0
| Zone | Remainder of System | 2 | Average Weekday | SCE | 1-in-10 | 2025 | 24 | 319.7048 | 333.359 | 8.2796 | 54.8445 | 0
| Zone | Remainder of System | 2 | Monthly System Peak Day | SCE | 1-in-10 | 2025 | 1 | 263.5091 | 270.6449 | 8.3148 | 64.3403 | 0
| Zone | Remainder of System | 2 | Monthly System Peak Day | SCE | 1-in-10 | 2025 | 2 | 257.6148 | 265.7594 | 8.3467 | 62.5731 | 0
| Zone | Remainder of System | 2 | Monthly System Peak Day | SCE | 1-in-10 | 2025 | 3 | 397.3029 | 410.4494 | 8.3534 | 61.5461 | 0
| Zone | Remainder of System | 2 | Monthly System Peak Day | SCE | 1-in-10 | 2025 | 4 | 564.9662 | 585.9385 | 8.3614 | 60.398 | 0
| Zone | Remainder of System | 2 | Monthly System Peak Day | SCE | 1-in-10 | 2025 | 5 | 545.6968 | 576.6682 | 8.3648 | 59.4783 | 0
| Zone | Remainder of System | 2 | Monthly System Peak Day | SCE | 1-in-10 | 2025 | 6 | 535.8188 | 568.7211 | 8.3696 | 58.1067 | 0
| Zone | Remainder of System | 2 | Monthly System Peak Day | SCE | 1-in-10 | 2025 | 7 | 528.5825 | 527.8117 | 8.3218 | 57.6506 | 0
| Zone | Remainder of System | 2 | Monthly System Peak Day | SCE | 1-in-10 | 2025 | 8 | 519.1188 | 525.3407 | 8.2634 | 57.142 | 0
| Zone | Remainder of System | 2 | Monthly System Peak Day | SCE | 1-in-10 | 2025 | 9 | 499.7251 | 525.6314 | 8.204 | 59.1553 | 0
| Zone | Remainder of System | 2 | Monthly System Peak Day | SCE | 1-in-10 | 2025 | 10 | 477.6101 | 490.1376 | 8.2395 | 64.6281 | 0
| Zone | Remainder of System | 2 | Monthly System Peak Day | SCE | 1-in-10 | 2025 | 11 | 453.6995 | 462.3061 | 8.1848 | 70.3806 | 0
| Zone | Remainder of System | 2 | Monthly System Peak Day | SCE | 1-in-10 | 2025 | 12 | 448.4944 | 456.2463 | 8.1329 | 75.0772 | 0
| Zone | Remainder of System | 2 | Monthly System Peak Day | SCE | 1-in-10 | 2025 | 13 | 372.4916 | 384.3296 | 8.1189 | 78.5178 | 0
| Zone | Remainder of System | 2 | Monthly System Peak Day | SCE | 1-in-10 | 2025 | 14 | 333.9765 | 342.2909 | 8.1633 | 80.4984 | 0
| Zone | Remainder of System | 2 | Monthly System Peak Day | SCE | 1-in-10 | 2025 | 15 | 283.7689 | 293.6095 | 8.2349 | 81.6891 | 0
| Zone | Remainder of System | 2 | Monthly System Peak Day | SCE | 1-in-10 | 2025 | 16 | 253.8703 | 257.6109 | 8.3082 | 82.4677 | 0
| Zone | Remainder of System | 2 | Monthly System Peak Day | SCE | 1-in-10 | 2025 | 17 | 246.1911 | 251.3073 | 8.1519 | 82.0663 | 0
| Zone | Remainder of System | 2 | Monthly System Peak Day | SCE | 1-in-10 | 2025 | 18 | 232.8344 | 237.9691 | 8.124 | 79.9572 | 0
| Zone | Remainder of System | 2 | Monthly System Peak Day | SCE | 1-in-10 | 2025 | 19 | 254.7926 | 259.2565 | 8.3529 | 75.7559 | 0
| Zone | Remainder of System | 2 | Monthly System Peak Day | SCE | 1-in-10 | 2025 | 20 | 246.2224 | 306.1296 | 8.3728 | 71.8606 | 0
| Zone | Remainder of System | 2 | Monthly System Peak Day | SCE | 1-in-10 | 2025 | 21 | 224.5468 | 230.7369 | 7.9861 | 68.5952 | 0
| Zone | Remainder of System | 2 | Monthly System Peak Day | SCE | 1-in-10 | 2025 | 22 | 394.7383 | 410.4442 | 8.2417 | 66.3128 | 0
| Zone | Remainder of System | 2 | Monthly System Peak Day | SCE | 1-in-10 | 2025 | 23 | 379.683 | 394.8526 | 8.2756 | 64.6469 | 0
| Zone | Remainder of System | 2 | Monthly System Peak Day | SCE | 1-in-10 | 2025 | 24 | 319.7048 | 333.359 | 8.2796 | 63.0592 | 0
| Zone | Remainder of System | 3 | Average Weekday | SCE | 1-in-10 | 2025 | 1 | 270.9033 | 282.7474 | 8.4022 | 57.5537 | 0
| Zone | Remainder of System | 3 | Average Weekday | SCE | 1-in-10 | 2025 | 2 | 265.5422 | 273.1038 | 8.3534 | 56.4206 | 0
| Zone | Remainder of System | 3 | Average Weekday | SCE | 1-in-10 | 2025 | 3 | 424.3718 | 435.4991 | 8.3462 | 55.3452 | 0
| Zone | Remainder of System | 3 | Average Weekday | SCE | 1-in-10 | 2025 | 4 | 597.5988 | 614.423 | 8.3289 | 54.4215 | 0
| Zone | Remainder of System | 3 | Average Weekday | SCE | 1-in-10 | 2025 | 5 | 564.3726 | 583.7474 | 8.3227 | 53.6273 | 0
| Zone | Remainder of System | 3 | Average Weekday | SCE | 1-in-10 | 2025 | 6 | 554.7897 | 574.14 | 8.2912 | 52.9063 | 0
| Zone | Remainder of System | 3 | Average Weekday | SCE | 1-in-10 | 2025 | 7 | 558.9871 | 559.683 | 8.2758 | 52.44 | 0
| Zone | Remainder of System | 3 | Average Weekday | SCE | 1-in-10 | 2025 | 8 | 537.2987 | 547.5322 | 8.4302 | 52.295 | 0
| Zone | Remainder of System | 3 | Average Weekday | SCE | 1-in-10 | 2025 | 9 | 522.0917 | 561.9043 | 8.6211 | 53.6088 | 0
| Zone | Remainder of System | 3 | Average Weekday | SCE | 1-in-10 | 2025 | 10 | 502.9799 | 525.6277 | 8.488 | 57.1162 | 0
| Zone | Remainder of System | 3 | Average Weekday | SCE | 1-in-10 | 2025 | 11 | 471.0383 | 487.5392 | 8.5666 | 61.4632 | 0
| Zone | Remainder of System | 3 | Average Weekday | SCE | 1-in-10 | 2025 | 12 | 470.8141 | 482.9123 | 8.6557 | 65.4775 | 0
| Zone | Remainder of System | 3 | Average Weekday | SCE | 1-in-10 | 2025 | 13 | 377.7435 | 388.5925 | 8.7307 | 68.7024 | 0
| Zone | Remainder of System | 3 | Average Weekday | SCE | 1-in-10 | 2025 | 14 | 352.8887 | 360.4359 | 8.681 | 70.914 | 0
| Zone | Remainder of System | 3 | Average Weekday | SCE | 1-in-10 | 2025 | 15 | 306.242 | 313.2483 | 8.5146 | 72.242 | 0
| Zone | Remainder of System | 3 | Average Weekday | SCE | 1-in-10 | 2025 | 16 | 272.7847 | 275.6691 | 8.2974 | 72.9142 | 0
| Zone | Remainder of System | 3 | Average Weekday | SCE | 1-in-10 | 2025 | 17 | 274.0881 | 279.8388 | 8.148 | 72.9266 | 0
| Zone | Remainder of System | 3 | Average Weekday | SCE | 1-in-10 | 2025 | 18 | 247.3285 | 253.7214 | 8.1625 | 71.945 | 0
| Zone | Remainder of System | 3 | Average Weekday | SCE | 1-in-10 | 2025 | 19 | 262.1283 | 268.7776 | 8.4404 | 70.1003 | 0
| Zone | Remainder of System | 3 | Average Weekday | SCE | 1-in-10 | 2025 | 20 | 248.6589 | 251.8797 | 8.3369 | 67.4013 | 0
| Zone | Remainder of System | 3 | Average Weekday | SCE | 1-in-10 | 2025 | 21 | 220.9938 | 225.9943 | 8.0154 | 64.6072 | 0
| Zone | Remainder of System | 3 | Average Weekday | SCE | 1-in-10 | 2025 | 22 | 418.9303 | 437.2699 | 8.2554 | 62.6982 | 0
| Zone | Remainder of System | 3 | Average Weekday | SCE | 1-in-10 | 2025 | 23 | 408.6861 | 430.1311 | 8.3572 | 61.2385 | 0
| Zone | Remainder of System | 3 | Average Weekday | SCE | 1-in-10 | 2025 | 24 | 351.2549 | 376.2791 | 8.4475 | 59.8218 | 0
| Zone | Remainder of System | 3 | Monthly System Peak Day | SCE | 1-in-10 | 2025 | 1 | 270.9033 | 293.5619 | 8.3915 | 65.5264 | 0
| Zone | Remainder of System | 3 | Monthly System Peak Day | SCE | 1-in-10 | 2025 | 2 | 265.5422 | 280.5091 | 8.3083 | 63.8061 | 0
| Zone | Remainder of System | 3 | Monthly System Peak Day | SCE | 1-in-10 | 2025 | 3 | 424.3718 | 442.7917 | 8.2994 | 62.6338 | 0
| Zone | Remainder of System | 3 | Monthly System Peak Day | SCE | 1-in-10 | 2025 | 4 | 597.5988 | 618.7495 | 8.2815 | 61.4338 | 0
| Zone | Remainder of System | 3 | Monthly System Peak Day | SCE | 1-in-10 | 2025 | 5 | 564.3726 | 591.2498 | 8.2755 | 60.3541 | 0
| Zone | Remainder of System | 3 | Monthly System Peak Day | SCE | 1-in-10 | 2025 | 6 | 554.7897 | 573.7312 | 8.2505 | 59.3344 | 0
| Zone | Remainder of System | 3 | Monthly System Peak Day | SCE | 1-in-10 | 2025 | 7 | 558.9871 | 553.958 | 8.2373 | 58.333 | 0
| Zone | Remainder of System | 3 | Monthly System Peak Day | SCE | 1-in-10 | 2025 | 8 | 537.2987 | 560.2498 | 8.4573 | 57.6456 | 0
| Zone | Remainder of System | 3 | Monthly System Peak Day | SCE | 1-in-10 | 2025 | 9 | 522.0917 | 573.532 | 8.9347 | 58.9664 | 0
| Zone | Remainder of System | 3 | Monthly System Peak Day | SCE | 1-in-10 | 2025 | 10 | 502.9799 | 534.21 | 8.6041 | 63.8406 | 0
| Zone | Remainder of System | 3 | Monthly System Peak Day | SCE | 1-in-10 | 2025 | 11 | 471.0383 | 500.9977 | 8.8601 | 69.4223 | 0
| Zone | Remainder of System | 3 | Monthly System Peak Day | SCE | 1-in-10 | 2025 | 12 | 470.8141 | 496.0591 | 9.1738 | 74.8961 | 0
| Zone | Remainder of System | 3 | Monthly System Peak Day | SCE | 1-in-10 | 2025 | 13 | 377.7435 | 389.7206 | 9.4393 | 78.9659 | 0
| Zone | Remainder of System | 3 | Monthly System Peak Day | SCE | 1-in-10 | 2025 | 14 | 352.8887 | 361.0859 | 9.2554 | 81.4947 | 0
| Zone | Remainder of System | 3 | Monthly System Peak Day | SCE | 1-in-10 | 2025 | 15 | 306.242 | 314.5436 | 8.7596 | 83.6188 | 0
| Zone | Remainder of System | 3 | Monthly System Peak Day | SCE | 1-in-10 | 2025 | 16 | 272.7847 | 274.343 | 8.2543 | 84.7072 | 0
| Zone | Remainder of System | 3 | Monthly System Peak Day | SCE | 1-in-10 | 2025 | 17 | 274.0881 | 280.0697 | 8.1088 | 84.82 | 0
| Zone | Remainder of System | 3 | Monthly System Peak Day | SCE | 1-in-10 | 2025 | 18 | 247.3285 | 253.6549 | 8.1159 | 83.6134 | 0
| Zone | Remainder of System | 3 | Monthly System Peak Day | SCE | 1-in-10 | 2025 | 19 | 262.1283 | 268.0397 | 8.8507 | 81.9964 | 0
| Zone | Remainder of System | 3 | Monthly System Peak Day | SCE | 1-in-10 | 2025 | 20 | 248.6589 | 252.6418 | 8.3365 | 79.4273 | 0
| Zone | Remainder of System | 3 | Monthly System Peak Day | SCE | 1-in-10 | 2025 | 21 | 220.9938 | 228.4028 | 8.4289 | 75.4836 | 0
| Zone | Remainder of System | 3 | Monthly System Peak Day | SCE | 1-in-10 | 2025 | 22 | 418.9303 | 437.3547 | 8.217 | 72.1747 | 0
| Zone | Remainder of System | 3 | Monthly System Peak Day | SCE | 1-in-10 | 2025 | 23 | 408.6861 | 433.6866 | 8.324 | 69.3213 | 0
| Zone | Remainder of System | 3 | Monthly System Peak Day | SCE | 1-in-10 | 2025 | 24 | 351.2549 | 391.2062 | 8.4842 | 67.0591 | 0
| Zone | Remainder of System | 4 | Average Weekday | SCE | 1-in-10 | 2025 | 1 | 269.0841 | 280.2966 | 8.4188 | 58.4495 | 0
| Zone | Remainder of System | 4 | Average Weekday | SCE | 1-in-10 | 2025 | 2 | 267.2933 | 275.8167 | 8.3707 | 57.3661 | 0
| Zone | Remainder of System | 4 | Average Weekday | SCE | 1-in-10 | 2025 | 3 | 426.0663 | 437.8555 | 8.3635 | 56.3776 | 0
| Zone | Remainder of System | 4 | Average Weekday | SCE | 1-in-10 | 2025 | 4 | 594.2902 | 610.9998 | 8.3464 | 55.4443 | 0
| Zone | Remainder of System | 4 | Average Weekday | SCE | 1-in-10 | 2025 | 5 | 549.4824 | 567.6498 | 8.34 | 54.7398 | 0
| Zone | Remainder of System | 4 | Average Weekday | SCE | 1-in-10 | 2025 | 6 | 544.9129 | 563.3604 | 8.3082 | 54.2066 | 0
| Zone | Remainder of System | 4 | Average Weekday | SCE | 1-in-10 | 2025 | 7 | 548.4503 | 549.6112 | 8.2918 | 53.7036 | 0
| Zone | Remainder of System | 4 | Average Weekday | SCE | 1-in-10 | 2025 | 8 | 533.1211 | 540.5609 | 8.4454 | 53.6121 | 0
| Zone | Remainder of System | 4 | Average Weekday | SCE | 1-in-10 | 2025 | 9 | 504.2066 | 542.5994 | 8.6349 | 55.6221 | 0
| Zone | Remainder of System | 4 | Average Weekday | SCE | 1-in-10 | 2025 | 10 | 486.0533 | 509.0606 | 8.503 | 59.1742 | 0
| Zone | Remainder of System | 4 | Average Weekday | SCE | 1-in-10 | 2025 | 11 | 459.9239 | 474.0409 | 8.5801 | 62.771 | 0
| Zone | Remainder of System | 4 | Average Weekday | SCE | 1-in-10 | 2025 | 12 | 459.3674 | 471.467 | 8.6673 | 66.0998 | 0
| Zone | Remainder of System | 4 | Average Weekday | SCE | 1-in-10 | 2025 | 13 | 375.7536 | 386.5345 | 8.7412 | 68.7702 | 0
| Zone | Remainder of System | 4 | Average Weekday | SCE | 1-in-10 | 2025 | 14 | 346.4204 | 353.9568 | 8.6926 | 70.6578 | 0
| Zone | Remainder of System | 4 | Average Weekday | SCE | 1-in-10 | 2025 | 15 | 293.8438 | 301.1487 | 8.5279 | 71.9352 | 0
| Zone | Remainder of System | 4 | Average Weekday | SCE | 1-in-10 | 2025 | 16 | 261.7275 | 264.7214 | 8.3132 | 72.6742 | 0
| Zone | Remainder of System | 4 | Average Weekday | SCE | 1-in-10 | 2025 | 17 | 260.4134 | 264.7979 | 8.1812 | 72.7612 | 0
| Zone | Remainder of System | 4 | Average Weekday | SCE | 1-in-10 | 2025 | 18 | 224.5586 | 230.1703 | 8.1933 | 71.9582 | 0
| Zone | Remainder of System | 4 | Average Weekday | SCE | 1-in-10 | 2025 | 19 | 230.2917 | 236.9843 | 8.4406 | 70.5355 | 0
| Zone | Remainder of System | 4 | Average Weekday | SCE | 1-in-10 | 2025 | 20 | 222.7286 | 226.0821 | 8.337 | 68.3812 | 0
| Zone | Remainder of System | 4 | Average Weekday | SCE | 1-in-10 | 2025 | 21 | 224.0193 | 229.2552 | 8.0307 | 65.3369 | 0
| Zone | Remainder of System | 4 | Average Weekday | SCE | 1-in-10 | 2025 | 22 | 409.1457 | 427.1283 | 8.2677 | 63.1079 | 0
| Zone | Remainder of System | 4 | Average Weekday | SCE | 1-in-10 | 2025 | 23 | 403.1598 | 424.1487 | 8.3737 | 61.521 | 0
| Zone | Remainder of System | 4 | Average Weekday | SCE | 1-in-10 | 2025 | 24 | 345.6534 | 369.7738 | 8.4635 | 60.1435 | 0
| Zone | Remainder of System | 4 | Monthly System Peak Day | SCE | 1-in-10 | 2025 | 1 | 269.0841 | 290.3998 | 8.4094 | 70.5794 | 0
| Zone | Remainder of System | 4 | Monthly System Peak Day | SCE | 1-in-10 | 2025 | 2 | 267.2933 | 282.8044 | 8.3264 | 68.6806 | 0
| Zone | Remainder of System | 4 | Monthly System Peak Day | SCE | 1-in-10 | 2025 | 3 | 426.0663 | 445.3875 | 8.3175 | 67.7655 | 0
| Zone | Remainder of System | 4 | Monthly System Peak Day | SCE | 1-in-10 | 2025 | 4 | 594.2902 | 614.6358 | 8.2997 | 66.4139 | 0
| Zone | Remainder of System | 4 | Monthly System Peak Day | SCE | 1-in-10 | 2025 | 5 | 549.4824 | 574.6584 | 8.2935 | 65.4662 | 0
| Zone | Remainder of System | 4 | Monthly System Peak Day | SCE | 1-in-10 | 2025 | 6 | 544.9129 | 562.6725 | 8.268 | 64.025 | 0
| Zone | Remainder of System | 4 | Monthly System Peak Day | SCE | 1-in-10 | 2025 | 7 | 548.4503 | 543.7426 | 8.2537 | 62.7973 | 0
| Zone | Remainder of System | 4 | Monthly System Peak Day | SCE | 1-in-10 | 2025 | 8 | 533.1211 | 556.0572 | 8.4739 | 62.488 | 0
| Zone | Remainder of System | 4 | Monthly System Peak Day | SCE | 1-in-10 | 2025 | 9 | 504.2066 | 554.0702 | 8.9504 | 65.6312 | 0
| Zone | Remainder of System | 4 | Monthly System Peak Day | SCE | 1-in-10 | 2025 | 10 | 486.0533 | 517.0051 | 8.621 | 71.08 | 0
| Zone | Remainder of System | 4 | Monthly System Peak Day | SCE | 1-in-10 | 2025 | 11 | 459.9239 | 486.6321 | 8.8758 | 75.9286 | 0
| Zone | Remainder of System | 4 | Monthly System Peak Day | SCE | 1-in-10 | 2025 | 12 | 459.3674 | 484.4394 | 9.188 | 80.412 | 0
| Zone | Remainder of System | 4 | Monthly System Peak Day | SCE | 1-in-10 | 2025 | 13 | 375.7536 | 387.8669 | 9.4526 | 83.442 | 0
| Zone | Remainder of System | 4 | Monthly System Peak Day | SCE | 1-in-10 | 2025 | 14 | 346.4204 | 354.5988 | 9.2697 | 85.4472 | 0
| Zone | Remainder of System | 4 | Monthly System Peak Day | SCE | 1-in-10 | 2025 | 15 | 293.8438 | 302.7819 | 8.7751 | 86.8428 | 0
| Zone | Remainder of System | 4 | Monthly System Peak Day | SCE | 1-in-10 | 2025 | 16 | 261.7275 | 263.3509 | 8.2712 | 87.3141 | 0
| Zone | Remainder of System | 4 | Monthly System Peak Day | SCE | 1-in-10 | 2025 | 17 | 260.4134 | 265.0442 | 8.1422 | 87.4866 | 0
| Zone | Remainder of System | 4 | Monthly System Peak Day | SCE | 1-in-10 | 2025 | 18 | 224.5586 | 230.4668 | 8.1469 | 86.6141 | 0
| Zone | Remainder of System | 4 | Monthly System Peak Day | SCE | 1-in-10 | 2025 | 19 | 230.2917 | 236.2699 | 8.853 | 84.4725 | 0
| Zone | Remainder of System | 4 | Monthly System Peak Day | SCE | 1-in-10 | 2025 | 20 | 222.7286 | 226.8415 | 8.3366 | 79.8427 | 0
| Zone | Remainder of System | 4 | Monthly System Peak Day | SCE | 1-in-10 | 2025 | 21 | 224.0193 | 231.6727 | 8.4454 | 74.5391 | 0
| Zone | Remainder of System | 4 | Monthly System Peak Day | SCE | 1-in-10 | 2025 | 22 | 409.1457 | 427.0859 | 8.23 | 71.1442 | 0
| Zone | Remainder of System | 4 | Monthly System Peak Day | SCE | 1-in-10 | 2025 | 23 | 403.1598 | 427.5722 | 8.3415 | 69.0236 | 0
| Zone | Remainder of System | 4 | Monthly System Peak Day | SCE | 1-in-10 | 2025 | 24 | 345.6534 | 384.3013 | 8.5016 | 67.3797 | 0
| Zone | Remainder of System | 5 | Average Weekday | SCE | 1-in-10 | 2025 | 1 | 282.207 | 293.534 | 8.4507 | 62.1727 | 0
| Zone | Remainder of System | 5 | Average Weekday | SCE | 1-in-10 | 2025 | 2 | 282.7985 | 290.3683 | 8.4037 | 61.1648 | 0
| Zone | Remainder of System | 5 | Average Weekday | SCE | 1-in-10 | 2025 | 3 | 442.2311 | 455.1402 | 8.3966 | 60.2356 | 0
| Zone | Remainder of System | 5 | Average Weekday | SCE | 1-in-10 | 2025 | 4 | 605.3684 | 623.2502 | 8.3796 | 59.3569 | 0
| Zone | Remainder of System | 5 | Average Weekday | SCE | 1-in-10 | 2025 | 5 | 566.4985 | 585.5195 | 8.3727 | 58.7412 | 0
| Zone | Remainder of System | 5 | Average Weekday | SCE | 1-in-10 | 2025 | 6 | 552.2849 | 572.5233 | 8.3399 | 58.1661 | 0
| Zone | Remainder of System | 5 | Average Weekday | SCE | 1-in-10 | 2025 | 7 | 546.2296 | 547.4519 | 8.3217 | 57.8997 | 0
| Zone | Remainder of System | 5 | Average Weekday | SCE | 1-in-10 | 2025 | 8 | 543.7609 | 554.9304 | 8.4748 | 58.7071 | 0
| Zone | Remainder of System | 5 | Average Weekday | SCE | 1-in-10 | 2025 | 9 | 511.1812 | 547.1364 | 8.6622 | 61.456 | 0
| Zone | Remainder of System | 5 | Average Weekday | SCE | 1-in-10 | 2025 | 10 | 501.3274 | 524.5594 | 8.5326 | 64.9894 | 0
| Zone | Remainder of System | 5 | Average Weekday | SCE | 1-in-10 | 2025 | 11 | 481.3147 | 496.0234 | 8.6064 | 68.1837 | 0
| Zone | Remainder of System | 5 | Average Weekday | SCE | 1-in-10 | 2025 | 12 | 474.4976 | 486.1934 | 8.6901 | 70.9372 | 0
| Zone | Remainder of System | 5 | Average Weekday | SCE | 1-in-10 | 2025 | 13 | 384.3015 | 395.4793 | 8.7618 | 73.3433 | 0
| Zone | Remainder of System | 5 | Average Weekday | SCE | 1-in-10 | 2025 | 14 | 361.2632 | 368.9813 | 8.7154 | 75.1538 | 0
| Zone | Remainder of System | 5 | Average Weekday | SCE | 1-in-10 | 2025 | 15 | 318.2506 | 325.3469 | 8.5543 | 76.3764 | 0
| Zone | Remainder of System | 5 | Average Weekday | SCE | 1-in-10 | 2025 | 16 | 276.9667 | 279.8102 | 8.3435 | 76.8846 | 0
| Zone | Remainder of System | 5 | Average Weekday | SCE | 1-in-10 | 2025 | 17 | 265.075 | 270.5456 | 8.2111 | 76.8837 | 0
| Zone | Remainder of System | 5 | Average Weekday | SCE | 1-in-10 | 2025 | 18 | 238.783 | 244.7271 | 8.22 | 76.1315 | 0
| Zone | Remainder of System | 5 | Average Weekday | SCE | 1-in-10 | 2025 | 19 | 248.0757 | 254.9516 | 8.4386 | 74.7201 | 0
| Zone | Remainder of System | 5 | Average Weekday | SCE | 1-in-10 | 2025 | 20 | 235.7947 | 239.1354 | 8.3366 | 72.5958 | 0
| Zone | Remainder of System | 5 | Average Weekday | SCE | 1-in-10 | 2025 | 21 | 240.922 | 246.292 | 8.0327 | 69.615 | 0
| Zone | Remainder of System | 5 | Average Weekday | SCE | 1-in-10 | 2025 | 22 | 429.5065 | 447.7744 | 8.2944 | 66.8354 | 0
| Zone | Remainder of System | 5 | Average Weekday | SCE | 1-in-10 | 2025 | 23 | 429.3368 | 451.0209 | 8.4039 | 64.9385 | 0
| Zone | Remainder of System | 5 | Average Weekday | SCE | 1-in-10 | 2025 | 24 | 367.7172 | 392.6759 | 8.4941 | 63.4049 | 0
| Zone | Remainder of System | 5 | Monthly System Peak Day | SCE | 1-in-10 | 2025 | 1 | 282.207 | 304.2316 | 8.4378 | 73.6895 | 0
| Zone | Remainder of System | 5 | Monthly System Peak Day | SCE | 1-in-10 | 2025 | 2 | 282.7985 | 297.7039 | 8.3571 | 72.0766 | 0
| Zone | Remainder of System | 5 | Monthly System Peak Day | SCE | 1-in-10 | 2025 | 3 | 442.2311 | 463.18 | 8.3485 | 70.6422 | 0
| Zone | Remainder of System | 5 | Monthly System Peak Day | SCE | 1-in-10 | 2025 | 4 | 605.3684 | 627.5253 | 8.3313 | 69.0833 | 0
| Zone | Remainder of System | 5 | Monthly System Peak Day | SCE | 1-in-10 | 2025 | 5 | 566.4985 | 593.1474 | 8.3245 | 68.0722 | 0
| Zone | Remainder of System | 5 | Monthly System Peak Day | SCE | 1-in-10 | 2025 | 6 | 552.2849 | 572.8691 | 8.2987 | 67.0072 | 0
| Zone | Remainder of System | 5 | Monthly System Peak Day | SCE | 1-in-10 | 2025 | 7 | 546.2296 | 541.5504 | 8.2827 | 66.5788 | 0
| Zone | Remainder of System | 5 | Monthly System Peak Day | SCE | 1-in-10 | 2025 | 8 | 543.7609 | 564.8848 | 8.4995 | 66.8927 | 0
| Zone | Remainder of System | 5 | Monthly System Peak Day | SCE | 1-in-10 | 2025 | 9 | 511.1812 | 559.0148 | 8.9713 | 71.0933 | 0
| Zone | Remainder of System | 5 | Monthly System Peak Day | SCE | 1-in-10 | 2025 | 10 | 501.3274 | 532.2344 | 8.6453 | 77.5111 | 0
| Zone | Remainder of System | 5 | Monthly System Peak Day | SCE | 1-in-10 | 2025 | 11 | 481.3147 | 508.2152 | 8.8955 | 83.59 | 0
| Zone | Remainder of System | 5 | Monthly System Peak Day | SCE | 1-in-10 | 2025 | 12 | 474.4976 | 498.2132 | 9.2032 | 87.7347 | 0
| Zone | Remainder of System | 5 | Monthly System Peak Day | SCE | 1-in-10 | 2025 | 13 | 384.3015 | 396.061 | 9.465 | 90.7541 | 0
| Zone | Remainder of System | 5 | Monthly System Peak Day | SCE | 1-in-10 | 2025 | 14 | 361.2632 | 367.347 | 9.2846 | 92.7356 | 0
| Zone | Remainder of System | 5 | Monthly System Peak Day | SCE | 1-in-10 | 2025 | 15 | 318.2506 | 326.9963 | 8.7951 | 93.8294 | 0
| Zone | Remainder of System | 5 | Monthly System Peak Day | SCE | 1-in-10 | 2025 | 16 | 276.9667 | 278.574 | 8.299 | 93.7816 | 0
| Zone | Remainder of System | 5 | Monthly System Peak Day | SCE | 1-in-10 | 2025 | 17 | 265.075 | 270.8068 | 8.1711 | 93.1462 | 0
| Zone | Remainder of System | 5 | Monthly System Peak Day | SCE | 1-in-10 | 2025 | 18 | 238.783 | 244.6847 | 8.1715 | 92.5491 | 0
| Zone | Remainder of System | 5 | Monthly System Peak Day | SCE | 1-in-10 | 2025 | 19 | 248.0757 | 254.0987 | 8.8371 | 91.3375 | 0
| Zone | Remainder of System | 5 | Monthly System Peak Day | SCE | 1-in-10 | 2025 | 20 | 235.7947 | 239.9033 | 8.3361 | 88.9545 | 0
| Zone | Remainder of System | 5 | Monthly System Peak Day | SCE | 1-in-10 | 2025 | 21 | 240.922 | 248.7288 | 8.4457 | 85.287 | 0
| Zone | Remainder of System | 5 | Monthly System Peak Day | SCE | 1-in-10 | 2025 | 22 | 429.5065 | 447.765 | 8.2556 | 81.6912 | 0
| Zone | Remainder of System | 5 | Monthly System Peak Day | SCE | 1-in-10 | 2025 | 23 | 429.3368 | 454.5896 | 8.3691 | 79.1098 | 0
| Zone | Remainder of System | 5 | Monthly System Peak Day | SCE | 1-in-10 | 2025 | 24 | 367.7172 | 407.5584 | 8.5281 | 76.3587 | 0
| Zone | Remainder of System | 6 | Average Weekday | SCE | 1-in-10 | 2025 | 1 | 272.4437 | 289.7265 | 8.2974 | 66.1798 | 0
| Zone | Remainder of System | 6 | Average Weekday | SCE | 1-in-10 | 2025 | 2 | 268.2691 | 282.3221 | 8.3071 | 65.4593 | 0
| Zone | Remainder of System | 6 | Average Weekday | SCE | 1-in-10 | 2025 | 3 | 418.4641 | 439.41 | 8.3088 | 64.7904 | 0
| Zone | Remainder of System | 6 | Average Weekday | SCE | 1-in-10 | 2025 | 4 | 573.5864 | 592.7319 | 8.3113 | 64.1255 | 0
| Zone | Remainder of System | 6 | Average Weekday | SCE | 1-in-10 | 2025 | 5 | 529.6132 | 556.9181 | 8.3101 | 63.6086 | 0
| Zone | Remainder of System | 6 | Average Weekday | SCE | 1-in-10 | 2025 | 6 | 534.7909 | 564.5551 | 8.3119 | 63.1772 | 0
| Zone | Remainder of System | 6 | Average Weekday | SCE | 1-in-10 | 2025 | 7 | 544.2955 | 542.3038 | 8.3538 | 62.8134 | 0
| Zone | Remainder of System | 6 | Average Weekday | SCE | 1-in-10 | 2025 | 8 | 536.5289 | 549.9685 | 8.2303 | 63.3196 | 0
| Zone | Remainder of System | 6 | Average Weekday | SCE | 1-in-10 | 2025 | 9 | 538.2128 | 564.5104 | 8.2212 | 65.3704 | 0
| Zone | Remainder of System | 6 | Average Weekday | SCE | 1-in-10 | 2025 | 10 | 523.5113 | 539.7991 | 8.3035 | 68.2381 | 0
| Zone | Remainder of System | 6 | Average Weekday | SCE | 1-in-10 | 2025 | 11 | 486.4123 | 501.0976 | 8.2871 | 71.5251 | 0
| Zone | Remainder of System | 6 | Average Weekday | SCE | 1-in-10 | 2025 | 12 | 479.5835 | 497.7043 | 8.2452 | 74.7391 | 0
| Zone | Remainder of System | 6 | Average Weekday | SCE | 1-in-10 | 2025 | 13 | 388.7371 | 413.852 | 8.2502 | 77.286 | 0
| Zone | Remainder of System | 6 | Average Weekday | SCE | 1-in-10 | 2025 | 14 | 361.8878 | 383.1429 | 8.2762 | 79.241 | 0
| Zone | Remainder of System | 6 | Average Weekday | SCE | 1-in-10 | 2025 | 15 | 301.1582 | 320.8942 | 8.3875 | 80.4784 | 0
| Zone | Remainder of System | 6 | Average Weekday | SCE | 1-in-10 | 2025 | 16 | 264.2921 | 271.2015 | 8.5167 | 81.0262 | 0
| Zone | Remainder of System | 6 | Average Weekday | SCE | 1-in-10 | 2025 | 17 | 260.6097 | 268.2505 | 9.3675 | 80.9375 | 0
| Zone | Remainder of System | 6 | Average Weekday | SCE | 1-in-10 | 2025 | 18 | 225.9717 | 243.9668 | 9.264 | 80.0399 | 0
| Zone | Remainder of System | 6 | Average Weekday | SCE | 1-in-10 | 2025 | 19 | 217.9422 | 240.3208 | 10.1599 | 78.5607 | 0
| Zone | Remainder of System | 6 | Average Weekday | SCE | 1-in-10 | 2025 | 20 | 199.7122 | 213.3465 | 8.416 | 76.4905 | 0
| Zone | Remainder of System | 6 | Average Weekday | SCE | 1-in-10 | 2025 | 21 | 219.1391 | 239.1086 | 9.0503 | 73.5536 | 0
| Zone | Remainder of System | 6 | Average Weekday | SCE | 1-in-10 | 2025 | 22 | 386.1437 | 413.5765 | 8.319 | 70.5065 | 0
| Zone | Remainder of System | 6 | Average Weekday | SCE | 1-in-10 | 2025 | 23 | 408.2728 | 440.5201 | 8.3053 | 68.5894 | 0
| Zone | Remainder of System | 6 | Average Weekday | SCE | 1-in-10 | 2025 | 24 | 376.4754 | 406.1028 | 8.2692 | 67.2621 | 0
| Zone | Remainder of System | 6 | Monthly System Peak Day | SCE | 1-in-10 | 2025 | 1 | 272.4437 | 269.7223 | 9.9062 | 75.2497 | 0
| Zone | Remainder of System | 6 | Monthly System Peak Day | SCE | 1-in-10 | 2025 | 2 | 268.2691 | 256.251 | 9.9252 | 73.6623 | 0
| Zone | Remainder of System | 6 | Monthly System Peak Day | SCE | 1-in-10 | 2025 | 3 | 418.4641 | 369.9317 | 9.9301 | 72.3676 | 0
| Zone | Remainder of System | 6 | Monthly System Peak Day | SCE | 1-in-10 | 2025 | 4 | 573.5864 | 476.6098 | 9.9306 | 71.3377 | 0
| Zone | Remainder of System | 6 | Monthly System Peak Day | SCE | 1-in-10 | 2025 | 5 | 529.6132 | 449.0086 | 9.9253 | 70.2939 | 0
| Zone | Remainder of System | 6 | Monthly System Peak Day | SCE | 1-in-10 | 2025 | 6 | 534.7909 | 468.5085 | 9.9187 | 69.2464 | 0
| Zone | Remainder of System | 6 | Monthly System Peak Day | SCE | 1-in-10 | 2025 | 7 | 544.2955 | 457.6156 | 9.9235 | 68.5603 | 0
| Zone | Remainder of System | 6 | Monthly System Peak Day | SCE | 1-in-10 | 2025 | 8 | 536.5289 | 473.8755 | 9.856 | 69.4842 | 0
| Zone | Remainder of System | 6 | Monthly System Peak Day | SCE | 1-in-10 | 2025 | 9 | 538.2128 | 519.5074 | 9.8374 | 73.2547 | 0
| Zone | Remainder of System | 6 | Monthly System Peak Day | SCE | 1-in-10 | 2025 | 10 | 523.5113 | 493.9626 | 9.8809 | 79.1301 | 0
| Zone | Remainder of System | 6 | Monthly System Peak Day | SCE | 1-in-10 | 2025 | 11 | 486.4123 | 456.2484 | 9.8518 | 84.158 | 0
| Zone | Remainder of System | 6 | Monthly System Peak Day | SCE | 1-in-10 | 2025 | 12 | 479.5835 | 453.3242 | 9.8221 | 88.4332 | 0
| Zone | Remainder of System | 6 | Monthly System Peak Day | SCE | 1-in-10 | 2025 | 13 | 388.7371 | 382.7538 | 9.8174 | 90.1858 | 0
| Zone | Remainder of System | 6 | Monthly System Peak Day | SCE | 1-in-10 | 2025 | 14 | 361.8878 | 361.1604 | 9.8405 | 91.7815 | 0
| Zone | Remainder of System | 6 | Monthly System Peak Day | SCE | 1-in-10 | 2025 | 15 | 301.1582 | 306.6373 | 9.9269 | 92.7276 | 0
| Zone | Remainder of System | 6 | Monthly System Peak Day | SCE | 1-in-10 | 2025 | 16 | 264.2921 | 258.2509 | 9.9998 | 93.7033 | 0
| Zone | Remainder of System | 6 | Monthly System Peak Day | SCE | 1-in-10 | 2025 | 17 | 260.6097 | 265.4485 | 10.9959 | 94.2451 | 0
| Zone | Remainder of System | 6 | Monthly System Peak Day | SCE | 1-in-10 | 2025 | 18 | 225.9717 | 258.2197 | 11.0318 | 94.087 | 0
| Zone | Remainder of System | 6 | Monthly System Peak Day | SCE | 1-in-10 | 2025 | 19 | 217.9422 | 200.9215 | 10.5772 | 92.3042 | 0
| Zone | Remainder of System | 6 | Monthly System Peak Day | SCE | 1-in-10 | 2025 | 20 | 199.7122 | 178.0665 | 9.9337 | 88.685 | 0
| Zone | Remainder of System | 6 | Monthly System Peak Day | SCE | 1-in-10 | 2025 | 21 | 219.1391 | 200.8349 | 11.6921 | 83.638 | 0
| Zone | Remainder of System | 6 | Monthly System Peak Day | SCE | 1-in-10 | 2025 | 22 | 386.1437 | 356.1255 | 10.0644 | 78.8774 | 0
| Zone | Remainder of System | 6 | Monthly System Peak Day | SCE | 1-in-10 | 2025 | 23 | 408.2728 | 370.0649 | 9.8994 | 75.1697 | 0
| Zone | Remainder of System | 6 | Monthly System Peak Day | SCE | 1-in-10 | 2025 | 24 | 376.4754 | 358.3182 | 9.8798 | 73.0779 | 0
| Zone | Remainder of System | 7 | Average Weekday | SCE | 1-in-10 | 2025 | 1 | 264.7905 | 281.8763 | 8.8374 | 71.9581 | 0
| Zone | Remainder of System | 7 | Average Weekday | SCE | 1-in-10 | 2025 | 2 | 262.1331 | 273.4412 | 8.849 | 71.2274 | 0
| Zone | Remainder of System | 7 | Average Weekday | SCE | 1-in-10 | 2025 | 3 | 404.4757 | 424.8307 | 8.8511 | 70.5958 | 0
| Zone | Remainder of System | 7 | Average Weekday | SCE | 1-in-10 | 2025 | 4 | 558.007 | 579.7974 | 8.8536 | 70.0707 | 0
| Zone | Remainder of System | 7 | Average Weekday | SCE | 1-in-10 | 2025 | 5 | 514.1876 | 539.6944 | 8.8516 | 69.613 | 0
| Zone | Remainder of System | 7 | Average Weekday | SCE | 1-in-10 | 2025 | 6 | 514.3304 | 541.7252 | 8.8502 | 69.2234 | 0
| Zone | Remainder of System | 7 | Average Weekday | SCE | 1-in-10 | 2025 | 7 | 522.875 | 521.7666 | 8.8323 | 69.0054 | 0
| Zone | Remainder of System | 7 | Average Weekday | SCE | 1-in-10 | 2025 | 8 | 513.9898 | 529.3193 | 8.7754 | 69.4109 | 0
| Zone | Remainder of System | 7 | Average Weekday | SCE | 1-in-10 | 2025 | 9 | 503.1049 | 531.0966 | 8.762 | 71.6124 | 0
| Zone | Remainder of System | 7 | Average Weekday | SCE | 1-in-10 | 2025 | 10 | 488.8502 | 505.0308 | 8.8028 | 74.5635 | 0
| Zone | Remainder of System | 7 | Average Weekday | SCE | 1-in-10 | 2025 | 11 | 458.5447 | 473.7983 | 8.7866 | 77.9936 | 0
| Zone | Remainder of System | 7 | Average Weekday | SCE | 1-in-10 | 2025 | 12 | 452.0278 | 472.1557 | 8.772 | 81.273 | 0
| Zone | Remainder of System | 7 | Average Weekday | SCE | 1-in-10 | 2025 | 13 | 362.3168 | 387.0722 | 8.7653 | 83.8927 | 0
| Zone | Remainder of System | 7 | Average Weekday | SCE | 1-in-10 | 2025 | 14 | 335.4521 | 357.0203 | 8.7896 | 85.8828 | 0
| Zone | Remainder of System | 7 | Average Weekday | SCE | 1-in-10 | 2025 | 15 | 283.6197 | 303.5434 | 8.8446 | 87.0524 | 0
| Zone | Remainder of System | 7 | Average Weekday | SCE | 1-in-10 | 2025 | 16 | 245.4956 | 252.1339 | 8.8848 | 87.6036 | 0
| Zone | Remainder of System | 7 | Average Weekday | SCE | 1-in-10 | 2025 | 17 | 246.8959 | 255.5645 | 9.8225 | 87.406 | 0
| Zone | Remainder of System | 7 | Average Weekday | SCE | 1-in-10 | 2025 | 18 | 217.5488 | 235.6971 | 9.733 | 86.5106 | 0
| Zone | Remainder of System | 7 | Average Weekday | SCE | 1-in-10 | 2025 | 19 | 213.8391 | 236.4798 | 9.4876 | 84.947 | 0
| Zone | Remainder of System | 7 | Average Weekday | SCE | 1-in-10 | 2025 | 20 | 202.5644 | 216.2 | 9.1273 | 82.535 | 0
| Zone | Remainder of System | 7 | Average Weekday | SCE | 1-in-10 | 2025 | 21 | 220.4146 | 240.41 | 9.2326 | 79.3713 | 0
| Zone | Remainder of System | 7 | Average Weekday | SCE | 1-in-10 | 2025 | 22 | 384.8504 | 411.7949 | 8.8417 | 76.2956 | 0
| Zone | Remainder of System | 7 | Average Weekday | SCE | 1-in-10 | 2025 | 23 | 401.0722 | 432.282 | 8.8503 | 74.5072 | 0
| Zone | Remainder of System | 7 | Average Weekday | SCE | 1-in-10 | 2025 | 24 | 360.827 | 389.1363 | 8.818 | 73.3159 | 0
| Zone | Remainder of System | 7 | Monthly System Peak Day | SCE | 1-in-10 | 2025 | 1 | 264.7905 | 261.3655 | 8.9081 | 76.6508 | 0
| Zone | Remainder of System | 7 | Monthly System Peak Day | SCE | 1-in-10 | 2025 | 2 | 262.1331 | 244.229 | 8.922 | 74.5577 | 0
| Zone | Remainder of System | 7 | Monthly System Peak Day | SCE | 1-in-10 | 2025 | 3 | 404.4757 | 349.5388 | 8.9256 | 72.8235 | 0
| Zone | Remainder of System | 7 | Monthly System Peak Day | SCE | 1-in-10 | 2025 | 4 | 558.007 | 459.9067 | 8.9245 | 71.76 | 0
| Zone | Remainder of System | 7 | Monthly System Peak Day | SCE | 1-in-10 | 2025 | 5 | 514.1876 | 429.6114 | 8.9228 | 70.7758 | 0
| Zone | Remainder of System | 7 | Monthly System Peak Day | SCE | 1-in-10 | 2025 | 6 | 514.3304 | 453.2566 | 8.9212 | 69.8783 | 0
| Zone | Remainder of System | 7 | Monthly System Peak Day | SCE | 1-in-10 | 2025 | 7 | 522.875 | 443.6556 | 8.9285 | 69.1827 | 0
| Zone | Remainder of System | 7 | Monthly System Peak Day | SCE | 1-in-10 | 2025 | 8 | 513.9898 | 458.6784 | 8.8586 | 70.1442 | 0
| Zone | Remainder of System | 7 | Monthly System Peak Day | SCE | 1-in-10 | 2025 | 9 | 503.1049 | 484.9239 | 8.8388 | 73.6845 | 0
| Zone | Remainder of System | 7 | Monthly System Peak Day | SCE | 1-in-10 | 2025 | 10 | 488.8502 | 457.5616 | 8.8808 | 79.1197 | 0
| Zone | Remainder of System | 7 | Monthly System Peak Day | SCE | 1-in-10 | 2025 | 11 | 458.5447 | 428.0921 | 8.8478 | 85.4833 | 0
| Zone | Remainder of System | 7 | Monthly System Peak Day | SCE | 1-in-10 | 2025 | 12 | 452.0278 | 426.3616 | 8.8176 | 90.3667 | 0
| Zone | Remainder of System | 7 | Monthly System Peak Day | SCE | 1-in-10 | 2025 | 13 | 362.3168 | 358.9209 | 8.8074 | 94.5 | 0
| Zone | Remainder of System | 7 | Monthly System Peak Day | SCE | 1-in-10 | 2025 | 14 | 335.4521 | 335.8236 | 8.8381 | 97.9379 | 0
| Zone | Remainder of System | 7 | Monthly System Peak Day | SCE | 1-in-10 | 2025 | 15 | 283.6197 | 290.8199 | 8.9253 | 100.6849 | 0
| Zone | Remainder of System | 7 | Monthly System Peak Day | SCE | 1-in-10 | 2025 | 16 | 245.4956 | 240.1233 | 8.98 | 101.5894 | 0
| Zone | Remainder of System | 7 | Monthly System Peak Day | SCE | 1-in-10 | 2025 | 17 | 246.8959 | 252.6523 | 9.8835 | 101.5455 | 0
| Zone | Remainder of System | 7 | Monthly System Peak Day | SCE | 1-in-10 | 2025 | 18 | 217.5488 | 249.1485 | 9.9117 | 100.5 | 0
| Zone | Remainder of System | 7 | Monthly System Peak Day | SCE | 1-in-10 | 2025 | 19 | 213.8391 | 199.1578 | 9.059 | 99.1227 | 0
| Zone | Remainder of System | 7 | Monthly System Peak Day | SCE | 1-in-10 | 2025 | 20 | 202.5644 | 176.6824 | 8.897 | 97.0364 | 0
| Zone | Remainder of System | 7 | Monthly System Peak Day | SCE | 1-in-10 | 2025 | 21 | 220.4146 | 201.8637 | 10.4567 | 94.1515 | 0
| Zone | Remainder of System | 7 | Monthly System Peak Day | SCE | 1-in-10 | 2025 | 22 | 384.8504 | 354.7562 | 9.0427 | 90.04 | 0
| Zone | Remainder of System | 7 | Monthly System Peak Day | SCE | 1-in-10 | 2025 | 23 | 401.0722 | 362.9738 | 8.8871 | 86.8336 | 0
| Zone | Remainder of System | 7 | Monthly System Peak Day | SCE | 1-in-10 | 2025 | 24 | 360.827 | 341.2459 | 8.8793 | 84.7888 | 0
| Zone | Remainder of System | 8 | Average Weekday | SCE | 1-in-10 | 2025 | 1 | 273.805 | 295.459 | 8.4003 | 72.37 | 0
| Zone | Remainder of System | 8 | Average Weekday | SCE | 1-in-10 | 2025 | 2 | 273.2556 | 289.4483 | 8.4143 | 71.61 | 0
| Zone | Remainder of System | 8 | Average Weekday | SCE | 1-in-10 | 2025 | 3 | 412.7237 | 432.6703 | 8.4168 | 70.9118 | 0
| Zone | Remainder of System | 8 | Average Weekday | SCE | 1-in-10 | 2025 | 4 | 569.4155 | 592.8921 | 8.4195 | 70.2563 | 0
| Zone | Remainder of System | 8 | Average Weekday | SCE | 1-in-10 | 2025 | 5 | 521.7759 | 553.7057 | 8.4171 | 69.6981 | 0
| Zone | Remainder of System | 8 | Average Weekday | SCE | 1-in-10 | 2025 | 6 | 526.3639 | 560.9794 | 8.4149 | 69.2074 | 0
| Zone | Remainder of System | 8 | Average Weekday | SCE | 1-in-10 | 2025 | 7 | 536.1252 | 536.3119 | 8.3958 | 68.8104 | 0
| Zone | Remainder of System | 8 | Average Weekday | SCE | 1-in-10 | 2025 | 8 | 527.0644 | 545.6888 | 8.3283 | 68.7422 | 0
| Zone | Remainder of System | 8 | Average Weekday | SCE | 1-in-10 | 2025 | 9 | 510.588 | 537.4393 | 8.3104 | 70.4402 | 0
| Zone | Remainder of System | 8 | Average Weekday | SCE | 1-in-10 | 2025 | 10 | 498.8508 | 515.4837 | 8.3602 | 73.6806 | 0
| Zone | Remainder of System | 8 | Average Weekday | SCE | 1-in-10 | 2025 | 11 | 463.1053 | 478.7548 | 8.3381 | 77.4085 | 0
| Zone | Remainder of System | 8 | Average Weekday | SCE | 1-in-10 | 2025 | 12 | 453.1279 | 473.7282 | 8.3167 | 81.036 | 0
| Zone | Remainder of System | 8 | Average Weekday | SCE | 1-in-10 | 2025 | 13 | 372.9647 | 399.0275 | 8.307 | 83.7838 | 0
| Zone | Remainder of System | 8 | Average Weekday | SCE | 1-in-10 | 2025 | 14 | 343.0134 | 364.873 | 8.3393 | 85.8153 | 0
| Zone | Remainder of System | 8 | Average Weekday | SCE | 1-in-10 | 2025 | 15 | 291.5775 | 311.758 | 8.4088 | 87.091 | 0
| Zone | Remainder of System | 8 | Average Weekday | SCE | 1-in-10 | 2025 | 16 | 251.5658 | 258.5597 | 8.4577 | 87.363 | 0
| Zone | Remainder of System | 8 | Average Weekday | SCE | 1-in-10 | 2025 | 17 | 255.1765 | 261.4552 | 9.5377 | 87.0549 | 0
| Zone | Remainder of System | 8 | Average Weekday | SCE | 1-in-10 | 2025 | 18 | 223.645 | 241.2969 | 9.4399 | 86.0276 | 0
| Zone | Remainder of System | 8 | Average Weekday | SCE | 1-in-10 | 2025 | 19 | 218.6131 | 240.6319 | 8.949 | 84.3658 | 0
| Zone | Remainder of System | 8 | Average Weekday | SCE | 1-in-10 | 2025 | 20 | 215.4248 | 228.6622 | 8.6163 | 81.8452 | 0
| Zone | Remainder of System | 8 | Average Weekday | SCE | 1-in-10 | 2025 | 21 | 230.1846 | 250.1866 | 8.8722 | 78.4693 | 0
| Zone | Remainder of System | 8 | Average Weekday | SCE | 1-in-10 | 2025 | 22 | 387.7948 | 415.9674 | 8.4109 | 75.852 | 0
| Zone | Remainder of System | 8 | Average Weekday | SCE | 1-in-10 | 2025 | 23 | 405.0101 | 438.6946 | 8.4113 | 74.3631 | 0
| Zone | Remainder of System | 8 | Average Weekday | SCE | 1-in-10 | 2025 | 24 | 366.0489 | 397.5459 | 8.3765 | 73.2805 | 0
| Zone | Remainder of System | 8 | Monthly System Peak Day | SCE | 1-in-10 | 2025 | 1 | 273.805 | 269.0406 | 7.4505 | 77.5297 | 0
| Zone | Remainder of System | 8 | Monthly System Peak Day | SCE | 1-in-10 | 2025 | 2 | 273.2556 | 257.7637 | 7.47 | 76.3174 | 0
| Zone | Remainder of System | 8 | Monthly System Peak Day | SCE | 1-in-10 | 2025 | 3 | 412.7237 | 365.8361 | 7.4751 | 75.3311 | 0
| Zone | Remainder of System | 8 | Monthly System Peak Day | SCE | 1-in-10 | 2025 | 4 | 569.4155 | 475.923 | 7.4742 | 74.0045 | 0
| Zone | Remainder of System | 8 | Monthly System Peak Day | SCE | 1-in-10 | 2025 | 5 | 521.7759 | 447.8586 | 7.4715 | 73.0998 | 0
| Zone | Remainder of System | 8 | Monthly System Peak Day | SCE | 1-in-10 | 2025 | 6 | 526.3639 | 462.8101 | 7.4691 | 72.373 | 0
| Zone | Remainder of System | 8 | Monthly System Peak Day | SCE | 1-in-10 | 2025 | 7 | 536.1252 | 449.4423 | 7.4718 | 71.488 | 0
| Zone | Remainder of System | 8 | Monthly System Peak Day | SCE | 1-in-10 | 2025 | 8 | 527.0644 | 468.1847 | 7.3804 | 71.1909 | 0
| Zone | Remainder of System | 8 | Monthly System Peak Day | SCE | 1-in-10 | 2025 | 9 | 510.588 | 492.7345 | 7.347 | 73.4649 | 0
| Zone | Remainder of System | 8 | Monthly System Peak Day | SCE | 1-in-10 | 2025 | 10 | 498.8508 | 468.7332 | 7.4036 | 78.3818 | 0
| Zone | Remainder of System | 8 | Monthly System Peak Day | SCE | 1-in-10 | 2025 | 11 | 463.1053 | 431.6071 | 7.3538 | 83.7945 | 0
| Zone | Remainder of System | 8 | Monthly System Peak Day | SCE | 1-in-10 | 2025 | 12 | 453.1279 | 425.9621 | 7.3076 | 87.8152 | 0
| Zone | Remainder of System | 8 | Monthly System Peak Day | SCE | 1-in-10 | 2025 | 13 | 372.9647 | 370.77 | 7.2882 | 89.7121 | 0
| Zone | Remainder of System | 8 | Monthly System Peak Day | SCE | 1-in-10 | 2025 | 14 | 343.0134 | 344.0589 | 7.3409 | 91.6227 | 0
| Zone | Remainder of System | 8 | Monthly System Peak Day | SCE | 1-in-10 | 2025 | 15 | 291.5775 | 299.191 | 7.4645 | 93.2955 | 0
| Zone | Remainder of System | 8 | Monthly System Peak Day | SCE | 1-in-10 | 2025 | 16 | 251.5658 | 246.5806 | 7.5321 | 94.803 | 0
| Zone | Remainder of System | 8 | Monthly System Peak Day | SCE | 1-in-10 | 2025 | 17 | 255.1765 | 258.6457 | 8.5816 | 94.6455 | 0
| Zone | Remainder of System | 8 | Monthly System Peak Day | SCE | 1-in-10 | 2025 | 18 | 223.645 | 256.2025 | 8.6167 | 94.1818 | 0
| Zone | Remainder of System | 8 | Monthly System Peak Day | SCE | 1-in-10 | 2025 | 19 | 218.6131 | 202.7163 | 7.1618 | 92.9409 | 0
| Zone | Remainder of System | 8 | Monthly System Peak Day | SCE | 1-in-10 | 2025 | 20 | 215.4248 | 187.5219 | 7.0404 | 89.9697 | 0
| Zone | Remainder of System | 8 | Monthly System Peak Day | SCE | 1-in-10 | 2025 | 21 | 230.1846 | 209.4003 | 9.2531 | 86.6023 | 0
| Zone | Remainder of System | 8 | Monthly System Peak Day | SCE | 1-in-10 | 2025 | 22 | 387.7948 | 360.484 | 7.628 | 83.613 | 0
| Zone | Remainder of System | 8 | Monthly System Peak Day | SCE | 1-in-10 | 2025 | 23 | 405.0101 | 372.2809 | 7.4283 | 81.0338 | 0
| Zone | Remainder of System | 8 | Monthly System Peak Day | SCE | 1-in-10 | 2025 | 24 | 366.0489 | 350.1017 | 7.413 | 79.6071 | 0
| Zone | Remainder of System | 8 | Typical Event Day | SCE | 1-in-10 | 2025 | 1 | 273.805 | 269.0406 | 7.4505 | 76.5293 | 0
| Zone | Remainder of System | 8 | Typical Event Day | SCE | 1-in-10 | 2025 | 2 | 273.2556 | 257.7637 | 7.47 | 75.0309 | 0
| Zone | Remainder of System | 8 | Typical Event Day | SCE | 1-in-10 | 2025 | 3 | 412.7237 | 365.8361 | 7.4751 | 73.7385 | 0
| Zone | Remainder of System | 8 | Typical Event Day | SCE | 1-in-10 | 2025 | 4 | 569.4155 | 475.923 | 7.4742 | 72.7591 | 0
| Zone | Remainder of System | 8 | Typical Event Day | SCE | 1-in-10 | 2025 | 5 | 521.7759 | 447.8586 | 7.4715 | 71.9433 | 0
| Zone | Remainder of System | 8 | Typical Event Day | SCE | 1-in-10 | 2025 | 6 | 526.3639 | 462.8101 | 7.4691 | 71.1438 | 0
| Zone | Remainder of System | 8 | Typical Event Day | SCE | 1-in-10 | 2025 | 7 | 536.1252 | 449.4423 | 7.4718 | 70.5021 | 0
| Zone | Remainder of System | 8 | Typical Event Day | SCE | 1-in-10 | 2025 | 8 | 527.0644 | 468.1847 | 7.3804 | 70.8808 | 0
| Zone | Remainder of System | 8 | Typical Event Day | SCE | 1-in-10 | 2025 | 9 | 510.588 | 492.7345 | 7.347 | 73.7308 | 0
| Zone | Remainder of System | 8 | Typical Event Day | SCE | 1-in-10 | 2025 | 10 | 498.8508 | 468.7332 | 7.4036 | 78.7837 | 0
| Zone | Remainder of System | 8 | Typical Event Day | SCE | 1-in-10 | 2025 | 11 | 463.1053 | 431.6071 | 7.3538 | 84.2613 | 0
| Zone | Remainder of System | 8 | Typical Event Day | SCE | 1-in-10 | 2025 | 12 | 453.1279 | 425.9621 | 7.3076 | 88.75 | 0
| Zone | Remainder of System | 8 | Typical Event Day | SCE | 1-in-10 | 2025 | 13 | 372.9647 | 370.77 | 7.2882 | 91.662 | 0
| Zone | Remainder of System | 8 | Typical Event Day | SCE | 1-in-10 | 2025 | 14 | 343.0134 | 344.0589 | 7.3409 | 94.0526 | 0
| Zone | Remainder of System | 8 | Typical Event Day | SCE | 1-in-10 | 2025 | 15 | 291.5775 | 299.191 | 7.4645 | 95.7853 | 0
| Zone | Remainder of System | 8 | Typical Event Day | SCE | 1-in-10 | 2025 | 16 | 251.5658 | 246.5806 | 7.5321 | 96.7804 | 0
| Zone | Remainder of System | 8 | Typical Event Day | SCE | 1-in-10 | 2025 | 17 | 255.1765 | 258.6457 | 8.5816 | 96.8969 | 0
| Zone | Remainder of System | 8 | Typical Event Day | SCE | 1-in-10 | 2025 | 18 | 223.645 | 256.2025 | 8.6167 | 96.1604 | 0
| Zone | Remainder of System | 8 | Typical Event Day | SCE | 1-in-10 | 2025 | 19 | 218.6131 | 202.7163 | 7.1618 | 94.3988 | 0
| Zone | Remainder of System | 8 | Typical Event Day | SCE | 1-in-10 | 2025 | 20 | 215.4248 | 187.5219 | 7.0404 | 91.4902 | 0
| Zone | Remainder of System | 8 | Typical Event Day | SCE | 1-in-10 | 2025 | 21 | 230.1846 | 209.4003 | 9.2531 | 87.8616 | 0
| Zone | Remainder of System | 8 | Typical Event Day | SCE | 1-in-10 | 2025 | 22 | 387.7948 | 360.484 | 7.628 | 84.458 | 0
| Zone | Remainder of System | 8 | Typical Event Day | SCE | 1-in-10 | 2025 | 23 | 405.0101 | 372.2809 | 7.4283 | 81.7631 | 0
| Zone | Remainder of System | 8 | Typical Event Day | SCE | 1-in-10 | 2025 | 24 | 366.0489 | 350.1017 | 7.413 | 80.0673 | 0
| Zone | Remainder of System | 9 | Average Weekday | SCE | 1-in-10 | 2025 | 1 | 269.7559 | 279.1613 | 9.1082 | 71.0646 | 0
| Zone | Remainder of System | 9 | Average Weekday | SCE | 1-in-10 | 2025 | 2 | 276.9438 | 278.6505 | 9.1258 | 70.1203 | 0
| Zone | Remainder of System | 9 | Average Weekday | SCE | 1-in-10 | 2025 | 3 | 439.5685 | 434.5281 | 9.1282 | 69.2506 | 0
| Zone | Remainder of System | 9 | Average Weekday | SCE | 1-in-10 | 2025 | 4 | 599.5805 | 596.4401 | 9.1308 | 68.4826 | 0
| Zone | Remainder of System | 9 | Average Weekday | SCE | 1-in-10 | 2025 | 5 | 536.1517 | 535.0483 | 9.1256 | 67.8093 | 0
| Zone | Remainder of System | 9 | Average Weekday | SCE | 1-in-10 | 2025 | 6 | 524.2332 | 532.4243 | 9.1169 | 67.2573 | 0
| Zone | Remainder of System | 9 | Average Weekday | SCE | 1-in-10 | 2025 | 7 | 552.9182 | 540.2986 | 9.0889 | 66.785 | 0
| Zone | Remainder of System | 9 | Average Weekday | SCE | 1-in-10 | 2025 | 8 | 527.0383 | 523.9864 | 9.0406 | 66.4866 | 0
| Zone | Remainder of System | 9 | Average Weekday | SCE | 1-in-10 | 2025 | 9 | 483.3191 | 505.4048 | 9.0277 | 67.9182 | 0
| Zone | Remainder of System | 9 | Average Weekday | SCE | 1-in-10 | 2025 | 10 | 477.8741 | 489.9914 | 9.08 | 71.1915 | 0
| Zone | Remainder of System | 9 | Average Weekday | SCE | 1-in-10 | 2025 | 11 | 447.2425 | 459.493 | 9.0574 | 74.8699 | 0
| Zone | Remainder of System | 9 | Average Weekday | SCE | 1-in-10 | 2025 | 12 | 439.9226 | 452.5375 | 9.0329 | 78.4748 | 0
| Zone | Remainder of System | 9 | Average Weekday | SCE | 1-in-10 | 2025 | 13 | 371.2816 | 385.1306 | 9.02 | 81.3392 | 0
| Zone | Remainder of System | 9 | Average Weekday | SCE | 1-in-10 | 2025 | 14 | 333.1264 | 347.0331 | 9.048 | 83.4193 | 0
| Zone | Remainder of System | 9 | Average Weekday | SCE | 1-in-10 | 2025 | 15 | 283.4214 | 298.4352 | 9.1017 | 84.7282 | 0
| Zone | Remainder of System | 9 | Average Weekday | SCE | 1-in-10 | 2025 | 16 | 252.9878 | 255.5763 | 9.1481 | 85.0989 | 0
| Zone | Remainder of System | 9 | Average Weekday | SCE | 1-in-10 | 2025 | 17 | 258.3994 | 264.4206 | 10.1428 | 84.9067 | 0
| Zone | Remainder of System | 9 | Average Weekday | SCE | 1-in-10 | 2025 | 18 | 228.9003 | 246.2029 | 10.0244 | 83.9833 | 0
| Zone | Remainder of System | 9 | Average Weekday | SCE | 1-in-10 | 2025 | 19 | 229.5831 | 249.6854 | 10.0302 | 82.1152 | 0
| Zone | Remainder of System | 9 | Average Weekday | SCE | 1-in-10 | 2025 | 20 | 226.7619 | 238.3602 | 9.1244 | 79.1843 | 0
| Zone | Remainder of System | 9 | Average Weekday | SCE | 1-in-10 | 2025 | 21 | 236.0764 | 253.425 | 9.3573 | 76.077 | 0
| Zone | Remainder of System | 9 | Average Weekday | SCE | 1-in-10 | 2025 | 22 | 393.5472 | 416.5708 | 9.0622 | 74.194 | 0
| Zone | Remainder of System | 9 | Average Weekday | SCE | 1-in-10 | 2025 | 23 | 406.5416 | 429.0993 | 9.0983 | 72.8204 | 0
| Zone | Remainder of System | 9 | Average Weekday | SCE | 1-in-10 | 2025 | 24 | 362.2229 | 381.1086 | 9.0808 | 71.6765 | 0
| Zone | Remainder of System | 9 | Monthly System Peak Day | SCE | 1-in-10 | 2025 | 1 | 269.7559 | 258.3469 | 9.1694 | 76.687 | 0
| Zone | Remainder of System | 9 | Monthly System Peak Day | SCE | 1-in-10 | 2025 | 2 | 276.9438 | 251.8227 | 9.189 | 75.5862 | 0
| Zone | Remainder of System | 9 | Monthly System Peak Day | SCE | 1-in-10 | 2025 | 3 | 439.5685 | 370.6653 | 9.1933 | 74.4318 | 0
| Zone | Remainder of System | 9 | Monthly System Peak Day | SCE | 1-in-10 | 2025 | 4 | 599.5805 | 469.5009 | 9.192 | 73.9341 | 0
| Zone | Remainder of System | 9 | Monthly System Peak Day | SCE | 1-in-10 | 2025 | 5 | 536.1517 | 418.7826 | 9.1872 | 73.6038 | 0
| Zone | Remainder of System | 9 | Monthly System Peak Day | SCE | 1-in-10 | 2025 | 6 | 524.2332 | 420.1506 | 9.1788 | 73.0773 | 0
| Zone | Remainder of System | 9 | Monthly System Peak Day | SCE | 1-in-10 | 2025 | 7 | 552.9182 | 439.4764 | 9.1786 | 72.7773 | 0
| Zone | Remainder of System | 9 | Monthly System Peak Day | SCE | 1-in-10 | 2025 | 8 | 527.0383 | 431.2521 | 9.1161 | 72.7038 | 0
| Zone | Remainder of System | 9 | Monthly System Peak Day | SCE | 1-in-10 | 2025 | 9 | 483.3191 | 458.3528 | 9.0962 | 74.5191 | 0
| Zone | Remainder of System | 9 | Monthly System Peak Day | SCE | 1-in-10 | 2025 | 10 | 477.8741 | 439.0213 | 9.1476 | 78.503 | 0
| Zone | Remainder of System | 9 | Monthly System Peak Day | SCE | 1-in-10 | 2025 | 11 | 447.2425 | 408.9115 | 9.1075 | 83.6091 | 0
| Zone | Remainder of System | 9 | Monthly System Peak Day | SCE | 1-in-10 | 2025 | 12 | 439.9226 | 405.7796 | 9.0678 | 88.3848 | 0
| Zone | Remainder of System | 9 | Monthly System Peak Day | SCE | 1-in-10 | 2025 | 13 | 371.2816 | 349.2459 | 9.0515 | 92.25 | 0
| Zone | Remainder of System | 9 | Monthly System Peak Day | SCE | 1-in-10 | 2025 | 14 | 333.1264 | 320.2822 | 9.0863 | 94.8682 | 0
| Zone | Remainder of System | 9 | Monthly System Peak Day | SCE | 1-in-10 | 2025 | 15 | 283.4214 | 281.7656 | 9.1751 | 96.4333 | 0
| Zone | Remainder of System | 9 | Monthly System Peak Day | SCE | 1-in-10 | 2025 | 16 | 252.9878 | 240.4672 | 9.2344 | 97.0258 | 0
| Zone | Remainder of System | 9 | Monthly System Peak Day | SCE | 1-in-10 | 2025 | 17 | 258.3994 | 261.8927 | 10.16 | 97.1515 | 0
| Zone | Remainder of System | 9 | Monthly System Peak Day | SCE | 1-in-10 | 2025 | 18 | 228.9003 | 258.5983 | 10.1464 | 95.8727 | 0
| Zone | Remainder of System | 9 | Monthly System Peak Day | SCE | 1-in-10 | 2025 | 19 | 229.5831 | 209.936 | 9.5858 | 93.2273 | 0
| Zone | Remainder of System | 9 | Monthly System Peak Day | SCE | 1-in-10 | 2025 | 20 | 226.7619 | 197.6842 | 8.9115 | 90.2697 | 0
| Zone | Remainder of System | 9 | Monthly System Peak Day | SCE | 1-in-10 | 2025 | 21 | 236.0764 | 216.4944 | 10.368 | 87.0545 | 0
| Zone | Remainder of System | 9 | Monthly System Peak Day | SCE | 1-in-10 | 2025 | 22 | 393.5472 | 354.3583 | 9.2759 | 85.3015 | 0
| Zone | Remainder of System | 9 | Monthly System Peak Day | SCE | 1-in-10 | 2025 | 23 | 406.5416 | 353.8487 | 9.1259 | 84.0152 | 0
| Zone | Remainder of System | 9 | Monthly System Peak Day | SCE | 1-in-10 | 2025 | 24 | 362.2229 | 329.827 | 9.1328 | 82.7955 | 0
| Zone | Remainder of System | 10 | Average Weekday | SCE | 1-in-10 | 2025 | 1 | 286.7773 | 297.3325 | 8.5189 | 66.821 | 0
| Zone | Remainder of System | 10 | Average Weekday | SCE | 1-in-10 | 2025 | 2 | 280.5253 | 287.1255 | 8.4077 | 65.8764 | 0
| Zone | Remainder of System | 10 | Average Weekday | SCE | 1-in-10 | 2025 | 3 | 432.3056 | 441.7253 | 8.3925 | 65.1487 | 0
| Zone | Remainder of System | 10 | Average Weekday | SCE | 1-in-10 | 2025 | 4 | 597.4918 | 612.2345 | 8.3548 | 64.4441 | 0
| Zone | Remainder of System | 10 | Average Weekday | SCE | 1-in-10 | 2025 | 5 | 583.8745 | 597.9202 | 8.3513 | 63.7957 | 0
| Zone | Remainder of System | 10 | Average Weekday | SCE | 1-in-10 | 2025 | 6 | 580.5437 | 595.638 | 8.3006 | 63.2505 | 0
| Zone | Remainder of System | 10 | Average Weekday | SCE | 1-in-10 | 2025 | 7 | 580.5436 | 580.007 | 8.286 | 62.7507 | 0
| Zone | Remainder of System | 10 | Average Weekday | SCE | 1-in-10 | 2025 | 8 | 569.2121 | 573.1665 | 8.591 | 62.4032 | 0
| Zone | Remainder of System | 10 | Average Weekday | SCE | 1-in-10 | 2025 | 9 | 542.7938 | 580.7933 | 9.0201 | 62.8006 | 0
| Zone | Remainder of System | 10 | Average Weekday | SCE | 1-in-10 | 2025 | 10 | 524.4832 | 542.0819 | 8.7381 | 65.6724 | 0
| Zone | Remainder of System | 10 | Average Weekday | SCE | 1-in-10 | 2025 | 11 | 507.9388 | 520.9326 | 8.9598 | 69.5905 | 0
| Zone | Remainder of System | 10 | Average Weekday | SCE | 1-in-10 | 2025 | 12 | 496.6096 | 508.675 | 9.2055 | 73.4477 | 0
| Zone | Remainder of System | 10 | Average Weekday | SCE | 1-in-10 | 2025 | 13 | 399.4323 | 409.8141 | 9.4014 | 76.5732 | 0
| Zone | Remainder of System | 10 | Average Weekday | SCE | 1-in-10 | 2025 | 14 | 349.8807 | 357.0907 | 9.2643 | 78.6528 | 0
| Zone | Remainder of System | 10 | Average Weekday | SCE | 1-in-10 | 2025 | 15 | 304.0876 | 310.8442 | 8.8693 | 79.9522 | 0
| Zone | Remainder of System | 10 | Average Weekday | SCE | 1-in-10 | 2025 | 16 | 273.4268 | 276.1232 | 8.3642 | 80.5984 | 0
| Zone | Remainder of System | 10 | Average Weekday | SCE | 1-in-10 | 2025 | 17 | 270.4643 | 276.6173 | 8.1548 | 80.5533 | 0
| Zone | Remainder of System | 10 | Average Weekday | SCE | 1-in-10 | 2025 | 18 | 251.8905 | 258.512 | 8.2126 | 79.6615 | 0
| Zone | Remainder of System | 10 | Average Weekday | SCE | 1-in-10 | 2025 | 19 | 266.8172 | 273.4337 | 8.6336 | 77.699 | 0
| Zone | Remainder of System | 10 | Average Weekday | SCE | 1-in-10 | 2025 | 20 | 258.6151 | 262.0752 | 8.3373 | 74.602 | 0
| Zone | Remainder of System | 10 | Average Weekday | SCE | 1-in-10 | 2025 | 21 | 246.595 | 252.2439 | 8.042 | 72.2635 | 0
| Zone | Remainder of System | 10 | Average Weekday | SCE | 1-in-10 | 2025 | 22 | 430.5778 | 448.3854 | 8.2823 | 70.5604 | 0
| Zone | Remainder of System | 10 | Average Weekday | SCE | 1-in-10 | 2025 | 23 | 410.4743 | 431.04 | 8.4366 | 69.1121 | 0
| Zone | Remainder of System | 10 | Average Weekday | SCE | 1-in-10 | 2025 | 24 | 340.2934 | 363.7047 | 8.6176 | 67.8831 | 0
| Zone | Remainder of System | 10 | Monthly System Peak Day | SCE | 1-in-10 | 2025 | 1 | 286.7773 | 307.149 | 8.3467 | 76.0256 | 0
| Zone | Remainder of System | 10 | Monthly System Peak Day | SCE | 1-in-10 | 2025 | 2 | 280.5253 | 292.2092 | 8.2911 | 75.3478 | 0
| Zone | Remainder of System | 10 | Monthly System Peak Day | SCE | 1-in-10 | 2025 | 3 | 432.3056 | 446.471 | 8.2847 | 75.072 | 0
| Zone | Remainder of System | 10 | Monthly System Peak Day | SCE | 1-in-10 | 2025 | 4 | 597.4918 | 613.8828 | 8.2717 | 74.5467 | 0
| Zone | Remainder of System | 10 | Monthly System Peak Day | SCE | 1-in-10 | 2025 | 5 | 583.8745 | 603.063 | 8.2656 | 73.4519 | 0
| Zone | Remainder of System | 10 | Monthly System Peak Day | SCE | 1-in-10 | 2025 | 6 | 580.5437 | 594.2477 | 8.243 | 73.5303 | 0
| Zone | Remainder of System | 10 | Monthly System Peak Day | SCE | 1-in-10 | 2025 | 7 | 580.5436 | 574.2331 | 8.2306 | 73.6352 | 0
| Zone | Remainder of System | 10 | Monthly System Peak Day | SCE | 1-in-10 | 2025 | 8 | 569.2121 | 573.5398 | 8.388 | 73.808 | 0
| Zone | Remainder of System | 10 | Monthly System Peak Day | SCE | 1-in-10 | 2025 | 9 | 542.7938 | 592.5287 | 8.6865 | 73.7278 | 0
| Zone | Remainder of System | 10 | Monthly System Peak Day | SCE | 1-in-10 | 2025 | 10 | 524.4832 | 548.7956 | 8.4726 | 77.7894 | 0
| Zone | Remainder of System | 10 | Monthly System Peak Day | SCE | 1-in-10 | 2025 | 11 | 507.9388 | 529.7872 | 8.6143 | 82.6678 | 0
| Zone | Remainder of System | 10 | Monthly System Peak Day | SCE | 1-in-10 | 2025 | 12 | 496.6096 | 522.0645 | 8.7855 | 88.4141 | 0
| Zone | Remainder of System | 10 | Monthly System Peak Day | SCE | 1-in-10 | 2025 | 13 | 399.4323 | 409.0946 | 8.933 | 92.9031 | 0
| Zone | Remainder of System | 10 | Monthly System Peak Day | SCE | 1-in-10 | 2025 | 14 | 349.8807 | 355.8104 | 8.8376 | 95.1859 | 0
| Zone | Remainder of System | 10 | Monthly System Peak Day | SCE | 1-in-10 | 2025 | 15 | 304.0876 | 311.169 | 8.5485 | 96.7359 | 0
| Zone | Remainder of System | 10 | Monthly System Peak Day | SCE | 1-in-10 | 2025 | 16 | 273.4268 | 274.7781 | 8.234 | 97.5891 | 0
| Zone | Remainder of System | 10 | Monthly System Peak Day | SCE | 1-in-10 | 2025 | 17 | 270.4643 | 276.5768 | 8.1005 | 97.4922 | 0
| Zone | Remainder of System | 10 | Monthly System Peak Day | SCE | 1-in-10 | 2025 | 18 | 251.8905 | 258.2997 | 8.0967 | 96.7734 | 0
| Zone | Remainder of System | 10 | Monthly System Peak Day | SCE | 1-in-10 | 2025 | 19 | 266.8172 | 272.5153 | 8.5924 | 94.4938 | 0
| Zone | Remainder of System | 10 | Monthly System Peak Day | SCE | 1-in-10 | 2025 | 20 | 258.6151 | 262.6532 | 8.3368 | 90.1375 | 0
| Zone | Remainder of System | 10 | Monthly System Peak Day | SCE | 1-in-10 | 2025 | 21 | 246.595 | 254.8311 | 8.285 | 86.2781 | 0
| Zone | Remainder of System | 10 | Monthly System Peak Day | SCE | 1-in-10 | 2025 | 22 | 430.5778 | 448.3367 | 8.2102 | 84.1844 | 0
| Zone | Remainder of System | 10 | Monthly System Peak Day | SCE | 1-in-10 | 2025 | 23 | 410.4743 | 434.3932 | 8.299 | 82.1378 | 0
| Zone | Remainder of System | 10 | Monthly System Peak Day | SCE | 1-in-10 | 2025 | 24 | 340.2934 | 377.9547 | 8.409 | 80.1997 | 0
| Zone | Remainder of System | 11 | Average Weekday | SCE | 1-in-10 | 2025 | 1 | 269.7684 | 276.4035 | 8.4003 | 56.059 | 0
| Zone | Remainder of System | 11 | Average Weekday | SCE | 1-in-10 | 2025 | 2 | 268.6381 | 274.9359 | 8.4193 | 55.0971 | 0
| Zone | Remainder of System | 11 | Average Weekday | SCE | 1-in-10 | 2025 | 3 | 415.0257 | 425.5841 | 8.3941 | 54.1595 | 0
| Zone | Remainder of System | 11 | Average Weekday | SCE | 1-in-10 | 2025 | 4 | 591.0072 | 608.4113 | 8.4058 | 53.2044 | 0
| Zone | Remainder of System | 11 | Average Weekday | SCE | 1-in-10 | 2025 | 5 | 557.2383 | 582.7234 | 8.3791 | 52.3654 | 0
| Zone | Remainder of System | 11 | Average Weekday | SCE | 1-in-10 | 2025 | 6 | 544.7867 | 572.1387 | 8.3852 | 51.8116 | 0
| Zone | Remainder of System | 11 | Average Weekday | SCE | 1-in-10 | 2025 | 7 | 553.0544 | 550.241 | 8.5748 | 51.3221 | 0
| Zone | Remainder of System | 11 | Average Weekday | SCE | 1-in-10 | 2025 | 8 | 531.6942 | 535.8047 | 8.8799 | 51.0234 | 0
| Zone | Remainder of System | 11 | Average Weekday | SCE | 1-in-10 | 2025 | 9 | 516.8017 | 543.9632 | 8.5628 | 52.5111 | 0
| Zone | Remainder of System | 11 | Average Weekday | SCE | 1-in-10 | 2025 | 10 | 494.4705 | 506.8403 | 8.8608 | 56.466 | 0
| Zone | Remainder of System | 11 | Average Weekday | SCE | 1-in-10 | 2025 | 11 | 468.0217 | 476.1379 | 9.0518 | 61.1659 | 0
| Zone | Remainder of System | 11 | Average Weekday | SCE | 1-in-10 | 2025 | 12 | 461.501 | 468.9092 | 9.1483 | 65.0488 | 0
| Zone | Remainder of System | 11 | Average Weekday | SCE | 1-in-10 | 2025 | 13 | 373.2089 | 384.3932 | 8.9269 | 67.8408 | 0
| Zone | Remainder of System | 11 | Average Weekday | SCE | 1-in-10 | 2025 | 14 | 340.5063 | 348.1982 | 8.6625 | 69.5124 | 0
| Zone | Remainder of System | 11 | Average Weekday | SCE | 1-in-10 | 2025 | 15 | 287.744 | 297.2132 | 8.3433 | 70.4672 | 0
| Zone | Remainder of System | 11 | Average Weekday | SCE | 1-in-10 | 2025 | 16 | 260.0522 | 262.6145 | 8.4271 | 70.7027 | 0
| Zone | Remainder of System | 11 | Average Weekday | SCE | 1-in-10 | 2025 | 17 | 264.6908 | 270.218 | 8.2371 | 69.9819 | 0
| Zone | Remainder of System | 11 | Average Weekday | SCE | 1-in-10 | 2025 | 18 | 246.8478 | 252.9811 | 8.4075 | 67.953 | 0
| Zone | Remainder of System | 11 | Average Weekday | SCE | 1-in-10 | 2025 | 19 | 263.7207 | 268.0477 | 8.3533 | 65.3114 | 0
| Zone | Remainder of System | 11 | Average Weekday | SCE | 1-in-10 | 2025 | 20 | 248.7105 | 309.6766 | 10.4354 | 63.0346 | 0
| Zone | Remainder of System | 11 | Average Weekday | SCE | 1-in-10 | 2025 | 21 | 235.6572 | 241.9261 | 8.01 | 61.213 | 0
| Zone | Remainder of System | 11 | Average Weekday | SCE | 1-in-10 | 2025 | 22 | 412.4052 | 428.3304 | 8.3669 | 59.5838 | 0
| Zone | Remainder of System | 11 | Average Weekday | SCE | 1-in-10 | 2025 | 23 | 392.6822 | 407.7764 | 8.5333 | 58.2328 | 0
| Zone | Remainder of System | 11 | Average Weekday | SCE | 1-in-10 | 2025 | 24 | 321.0461 | 333.7811 | 8.4569 | 57.0822 | 0
| Zone | Remainder of System | 11 | Monthly System Peak Day | SCE | 1-in-10 | 2025 | 1 | 269.7684 | 281.4689 | 8.3177 | 69.4034 | 0
| Zone | Remainder of System | 11 | Monthly System Peak Day | SCE | 1-in-10 | 2025 | 2 | 268.6381 | 278.8317 | 8.34 | 68.1516 | 0
| Zone | Remainder of System | 11 | Monthly System Peak Day | SCE | 1-in-10 | 2025 | 3 | 415.0257 | 429.0647 | 8.3276 | 67.393 | 0
| Zone | Remainder of System | 11 | Monthly System Peak Day | SCE | 1-in-10 | 2025 | 4 | 591.0072 | 612.0568 | 8.3375 | 66.0125 | 0
| Zone | Remainder of System | 11 | Monthly System Peak Day | SCE | 1-in-10 | 2025 | 5 | 557.2383 | 586.437 | 8.3283 | 65.1814 | 0
| Zone | Remainder of System | 11 | Monthly System Peak Day | SCE | 1-in-10 | 2025 | 6 | 544.7867 | 573.2274 | 8.3349 | 64.2144 | 0
| Zone | Remainder of System | 11 | Monthly System Peak Day | SCE | 1-in-10 | 2025 | 7 | 553.0544 | 538.7195 | 8.4882 | 63.6647 | 0
| Zone | Remainder of System | 11 | Monthly System Peak Day | SCE | 1-in-10 | 2025 | 8 | 531.6942 | 541.1987 | 8.8774 | 63.8962 | 0
| Zone | Remainder of System | 11 | Monthly System Peak Day | SCE | 1-in-10 | 2025 | 9 | 516.8017 | 552.3315 | 8.4783 | 65.4002 | 0
| Zone | Remainder of System | 11 | Monthly System Peak Day | SCE | 1-in-10 | 2025 | 10 | 494.4705 | 516.8379 | 8.8489 | 69.6937 | 0
| Zone | Remainder of System | 11 | Monthly System Peak Day | SCE | 1-in-10 | 2025 | 11 | 468.0217 | 489.4016 | 9.1325 | 76.562 | 0
| Zone | Remainder of System | 11 | Monthly System Peak Day | SCE | 1-in-10 | 2025 | 12 | 461.501 | 484.5734 | 9.2937 | 82.3128 | 0
| Zone | Remainder of System | 11 | Monthly System Peak Day | SCE | 1-in-10 | 2025 | 13 | 373.2089 | 384.6035 | 8.9703 | 85.9891 | 0
| Zone | Remainder of System | 11 | Monthly System Peak Day | SCE | 1-in-10 | 2025 | 14 | 340.5063 | 346.7171 | 8.5994 | 87.9797 | 0
| Zone | Remainder of System | 11 | Monthly System Peak Day | SCE | 1-in-10 | 2025 | 15 | 287.744 | 297.2692 | 8.2525 | 88.7703 | 0
| Zone | Remainder of System | 11 | Monthly System Peak Day | SCE | 1-in-10 | 2025 | 16 | 260.0522 | 261.4639 | 8.3375 | 89.0578 | 0
| Zone | Remainder of System | 11 | Monthly System Peak Day | SCE | 1-in-10 | 2025 | 17 | 264.6908 | 272.2049 | 8.1494 | 88.5875 | 0
| Zone | Remainder of System | 11 | Monthly System Peak Day | SCE | 1-in-10 | 2025 | 18 | 246.8478 | 255.5547 | 8.3137 | 86.8453 | 0
| Zone | Remainder of System | 11 | Monthly System Peak Day | SCE | 1-in-10 | 2025 | 19 | 263.7207 | 269.192 | 8.3523 | 83.7578 | 0
| Zone | Remainder of System | 11 | Monthly System Peak Day | SCE | 1-in-10 | 2025 | 20 | 248.7105 | 356.948 | 17.1303 | 79.8594 | 0
| Zone | Remainder of System | 11 | Monthly System Peak Day | SCE | 1-in-10 | 2025 | 21 | 235.6572 | 244.2157 | 8.3186 | 76.3664 | 0
| Zone | Remainder of System | 11 | Monthly System Peak Day | SCE | 1-in-10 | 2025 | 22 | 412.4052 | 429.7014 | 8.2887 | 73.8492 | 0
| Zone | Remainder of System | 11 | Monthly System Peak Day | SCE | 1-in-10 | 2025 | 23 | 392.6822 | 413.5808 | 8.4447 | 71.6486 | 0
| Zone | Remainder of System | 11 | Monthly System Peak Day | SCE | 1-in-10 | 2025 | 24 | 321.0461 | 343.5065 | 8.3623 | 70.3994 | 0
| Zone | Remainder of System | 12 | Average Weekday | SCE | 1-in-10 | 2025 | 1 | 254.6491 | 261.6807 | 8.2609 | 48.7864 | 0
| Zone | Remainder of System | 12 | Average Weekday | SCE | 1-in-10 | 2025 | 2 | 250.6206 | 257.197 | 8.2873 | 47.947 | 0
| Zone | Remainder of System | 12 | Average Weekday | SCE | 1-in-10 | 2025 | 3 | 391.1652 | 403.3641 | 8.293 | 47.1857 | 0
| Zone | Remainder of System | 12 | Average Weekday | SCE | 1-in-10 | 2025 | 4 | 566.4724 | 585.723 | 8.2998 | 46.3928 | 0
| Zone | Remainder of System | 12 | Average Weekday | SCE | 1-in-10 | 2025 | 5 | 536.7929 | 565.6462 | 8.3033 | 45.8878 | 0
| Zone | Remainder of System | 12 | Average Weekday | SCE | 1-in-10 | 2025 | 6 | 513.3318 | 545.3565 | 8.3087 | 45.4234 | 0
| Zone | Remainder of System | 12 | Average Weekday | SCE | 1-in-10 | 2025 | 7 | 507.4635 | 506.2422 | 8.2692 | 45.0246 | 0
| Zone | Remainder of System | 12 | Average Weekday | SCE | 1-in-10 | 2025 | 8 | 498.7808 | 505.6362 | 8.2198 | 44.9313 | 0
| Zone | Remainder of System | 12 | Average Weekday | SCE | 1-in-10 | 2025 | 9 | 479.7692 | 507.9368 | 8.1704 | 45.6373 | 0
| Zone | Remainder of System | 12 | Average Weekday | SCE | 1-in-10 | 2025 | 10 | 450.535 | 466.8648 | 8.198 | 48.6216 | 0
| Zone | Remainder of System | 12 | Average Weekday | SCE | 1-in-10 | 2025 | 11 | 425.9467 | 435.965 | 8.1543 | 52.4485 | 0
| Zone | Remainder of System | 12 | Average Weekday | SCE | 1-in-10 | 2025 | 12 | 418.3443 | 425.3636 | 8.1138 | 55.8659 | 0
| Zone | Remainder of System | 12 | Average Weekday | SCE | 1-in-10 | 2025 | 13 | 339.3207 | 350.0953 | 8.1036 | 58.3704 | 0
| Zone | Remainder of System | 12 | Average Weekday | SCE | 1-in-10 | 2025 | 14 | 308.953 | 317.4792 | 8.138 | 60.0313 | 0
| Zone | Remainder of System | 12 | Average Weekday | SCE | 1-in-10 | 2025 | 15 | 270.6852 | 279.3104 | 8.1951 | 60.9602 | 0
| Zone | Remainder of System | 12 | Average Weekday | SCE | 1-in-10 | 2025 | 16 | 237.8304 | 240.2436 | 8.2551 | 61.3074 | 0
| Zone | Remainder of System | 12 | Average Weekday | SCE | 1-in-10 | 2025 | 17 | 243.4615 | 249.9664 | 8.1155 | 60.7301 | 0
| Zone | Remainder of System | 12 | Average Weekday | SCE | 1-in-10 | 2025 | 18 | 227.8522 | 233.7466 | 8.094 | 58.7054 | 0
| Zone | Remainder of System | 12 | Average Weekday | SCE | 1-in-10 | 2025 | 19 | 245.9623 | 250.2809 | 8.3528 | 56.3345 | 0
| Zone | Remainder of System | 12 | Average Weekday | SCE | 1-in-10 | 2025 | 20 | 238.406 | 300.1704 | 8.3699 | 54.597 | 0
| Zone | Remainder of System | 12 | Average Weekday | SCE | 1-in-10 | 2025 | 21 | 225.536 | 232.2083 | 8.0098 | 53.159 | 0
| Zone | Remainder of System | 12 | Average Weekday | SCE | 1-in-10 | 2025 | 22 | 399.8213 | 415.4185 | 8.2039 | 51.881 | 0
| Zone | Remainder of System | 12 | Average Weekday | SCE | 1-in-10 | 2025 | 23 | 381.6129 | 396.3087 | 8.2292 | 50.7727 | 0
| Zone | Remainder of System | 12 | Average Weekday | SCE | 1-in-10 | 2025 | 24 | 310.8769 | 324.4335 | 8.2322 | 49.8739 | 0
| Zone | Remainder of System | 12 | Monthly System Peak Day | SCE | 1-in-10 | 2025 | 1 | 254.6491 | 261.6807 | 8.2609 | 42.5695 | 0
| Zone | Remainder of System | 12 | Monthly System Peak Day | SCE | 1-in-10 | 2025 | 2 | 250.6206 | 257.197 | 8.2873 | 41.708 | 0
| Zone | Remainder of System | 12 | Monthly System Peak Day | SCE | 1-in-10 | 2025 | 3 | 391.1652 | 403.3641 | 8.293 | 40.6634 | 0
| Zone | Remainder of System | 12 | Monthly System Peak Day | SCE | 1-in-10 | 2025 | 4 | 566.4724 | 585.723 | 8.2998 | 39.7536 | 0
| Zone | Remainder of System | 12 | Monthly System Peak Day | SCE | 1-in-10 | 2025 | 5 | 536.7929 | 565.6462 | 8.3033 | 38.8297 | 0
| Zone | Remainder of System | 12 | Monthly System Peak Day | SCE | 1-in-10 | 2025 | 6 | 513.3318 | 545.3565 | 8.3087 | 37.7472 | 0
| Zone | Remainder of System | 12 | Monthly System Peak Day | SCE | 1-in-10 | 2025 | 7 | 507.4635 | 506.2422 | 8.2692 | 36.5995 | 0
| Zone | Remainder of System | 12 | Monthly System Peak Day | SCE | 1-in-10 | 2025 | 8 | 498.7808 | 505.6362 | 8.2198 | 36.6103 | 0
| Zone | Remainder of System | 12 | Monthly System Peak Day | SCE | 1-in-10 | 2025 | 9 | 479.7692 | 507.9368 | 8.1704 | 37.7047 | 0
| Zone | Remainder of System | 12 | Monthly System Peak Day | SCE | 1-in-10 | 2025 | 10 | 450.535 | 466.8648 | 8.198 | 41.4383 | 0
| Zone | Remainder of System | 12 | Monthly System Peak Day | SCE | 1-in-10 | 2025 | 11 | 425.9467 | 435.965 | 8.1543 | 45.7698 | 0
| Zone | Remainder of System | 12 | Monthly System Peak Day | SCE | 1-in-10 | 2025 | 12 | 418.3443 | 425.3636 | 8.1138 | 48.8809 | 0
| Zone | Remainder of System | 12 | Monthly System Peak Day | SCE | 1-in-10 | 2025 | 13 | 339.3207 | 350.0953 | 8.1036 | 50.4759 | 0
| Zone | Remainder of System | 12 | Monthly System Peak Day | SCE | 1-in-10 | 2025 | 14 | 308.953 | 317.4792 | 8.138 | 51.6747 | 0
| Zone | Remainder of System | 12 | Monthly System Peak Day | SCE | 1-in-10 | 2025 | 15 | 270.6852 | 279.3104 | 8.1951 | 52.7272 | 0
| Zone | Remainder of System | 12 | Monthly System Peak Day | SCE | 1-in-10 | 2025 | 16 | 237.8304 | 240.2436 | 8.2551 | 53.1839 | 0
| Zone | Remainder of System | 12 | Monthly System Peak Day | SCE | 1-in-10 | 2025 | 17 | 243.4615 | 249.9664 | 8.1155 | 52.9211 | 0
| Zone | Remainder of System | 12 | Monthly System Peak Day | SCE | 1-in-10 | 2025 | 18 | 227.8522 | 233.7466 | 8.094 | 51.1658 | 0
| Zone | Remainder of System | 12 | Monthly System Peak Day | SCE | 1-in-10 | 2025 | 19 | 245.9623 | 250.2809 | 8.3528 | 49.0081 | 0
| Zone | Remainder of System | 12 | Monthly System Peak Day | SCE | 1-in-10 | 2025 | 20 | 238.406 | 300.1704 | 8.3699 | 47.4864 | 0
| Zone | Remainder of System | 12 | Monthly System Peak Day | SCE | 1-in-10 | 2025 | 21 | 225.536 | 232.2083 | 8.0098 | 46.0752 | 0
| Zone | Remainder of System | 12 | Monthly System Peak Day | SCE | 1-in-10 | 2025 | 22 | 399.8213 | 415.4185 | 8.2039 | 44.3067 | 0
| Zone | Remainder of System | 12 | Monthly System Peak Day | SCE | 1-in-10 | 2025 | 23 | 381.6129 | 396.3087 | 8.2292 | 43.3595 | 0
| Zone | Remainder of System | 12 | Monthly System Peak Day | SCE | 1-in-10 | 2025 | 24 | 310.8769 | 324.4335 | 8.2322 | 42.7814 | 0
| Zone | Remainder of System | 1 | Average Weekday | SCE | 1-in-10 | 2026 | 1 | 263.8823 | 270.2151 | 8.2825 | 48.5418 | 0
| Zone | Remainder of System | 1 | Average Weekday | SCE | 1-in-10 | 2026 | 2 | 261.5231 | 268.7665 | 8.3085 | 47.7538 | 0
| Zone | Remainder of System | 1 | Average Weekday | SCE | 1-in-10 | 2026 | 3 | 405.0926 | 416.8559 | 8.3142 | 47.1481 | 0
| Zone | Remainder of System | 1 | Average Weekday | SCE | 1-in-10 | 2026 | 4 | 576.3963 | 594.742 | 8.3209 | 46.4563 | 0
| Zone | Remainder of System | 1 | Average Weekday | SCE | 1-in-10 | 2026 | 5 | 548.731 | 576.7012 | 8.3245 | 45.7587 | 0
| Zone | Remainder of System | 1 | Average Weekday | SCE | 1-in-10 | 2026 | 6 | 534.8993 | 565.9536 | 8.3298 | 45.1036 | 0
| Zone | Remainder of System | 1 | Average Weekday | SCE | 1-in-10 | 2026 | 7 | 541.6893 | 539.5599 | 8.2908 | 44.5655 | 0
| Zone | Remainder of System | 1 | Average Weekday | SCE | 1-in-10 | 2026 | 8 | 533.1698 | 538.9515 | 8.2421 | 44.3307 | 0
| Zone | Remainder of System | 1 | Average Weekday | SCE | 1-in-10 | 2026 | 9 | 501.3633 | 526.973 | 8.1934 | 44.8068 | 0
| Zone | Remainder of System | 1 | Average Weekday | SCE | 1-in-10 | 2026 | 10 | 483.3754 | 496.5336 | 8.2205 | 47.5928 | 0
| Zone | Remainder of System | 1 | Average Weekday | SCE | 1-in-10 | 2026 | 11 | 454.8132 | 463.1861 | 8.1777 | 51.3252 | 0
| Zone | Remainder of System | 1 | Average Weekday | SCE | 1-in-10 | 2026 | 12 | 449.8174 | 456.9023 | 8.1381 | 54.7156 | 0
| Zone | Remainder of System | 1 | Average Weekday | SCE | 1-in-10 | 2026 | 13 | 377.9976 | 388.7893 | 8.1284 | 57.1933 | 0
| Zone | Remainder of System | 1 | Average Weekday | SCE | 1-in-10 | 2026 | 14 | 342.6511 | 350.3406 | 8.162 | 58.7299 | 0
| Zone | Remainder of System | 1 | Average Weekday | SCE | 1-in-10 | 2026 | 15 | 297.2668 | 305.0447 | 8.2177 | 59.7358 | 0
| Zone | Remainder of System | 1 | Average Weekday | SCE | 1-in-10 | 2026 | 16 | 264.3327 | 266.5801 | 8.2767 | 60.1875 | 0
| Zone | Remainder of System | 1 | Average Weekday | SCE | 1-in-10 | 2026 | 17 | 267.5662 | 273.9467 | 8.1465 | 59.7999 | 0
| Zone | Remainder of System | 1 | Average Weekday | SCE | 1-in-10 | 2026 | 18 | 248.7153 | 254.7642 | 8.1251 | 58.3041 | 0
| Zone | Remainder of System | 1 | Average Weekday | SCE | 1-in-10 | 2026 | 19 | 262.447 | 266.8295 | 8.3839 | 55.9215 | 0
| Zone | Remainder of System | 1 | Average Weekday | SCE | 1-in-10 | 2026 | 20 | 252.9735 | 314.7777 | 8.3997 | 54.1041 | 0
| Zone | Remainder of System | 1 | Average Weekday | SCE | 1-in-10 | 2026 | 21 | 235.9596 | 242.4039 | 8.0401 | 52.7602 | 0
| Zone | Remainder of System | 1 | Average Weekday | SCE | 1-in-10 | 2026 | 22 | 410.0739 | 425.9401 | 8.2254 | 51.5587 | 0
| Zone | Remainder of System | 1 | Average Weekday | SCE | 1-in-10 | 2026 | 23 | 397.0313 | 411.8017 | 8.2512 | 50.4809 | 0
| Zone | Remainder of System | 1 | Average Weekday | SCE | 1-in-10 | 2026 | 24 | 327.5215 | 339.9178 | 8.2542 | 49.576 | 0
| Zone | Remainder of System | 1 | Monthly System Peak Day | SCE | 1-in-10 | 2026 | 1 | 263.8823 | 270.2151 | 8.2825 | 44.4388 | 0
| Zone | Remainder of System | 1 | Monthly System Peak Day | SCE | 1-in-10 | 2026 | 2 | 261.5231 | 268.7665 | 8.3085 | 43.8073 | 0
| Zone | Remainder of System | 1 | Monthly System Peak Day | SCE | 1-in-10 | 2026 | 3 | 405.0926 | 416.8559 | 8.3142 | 43.0442 | 0
| Zone | Remainder of System | 1 | Monthly System Peak Day | SCE | 1-in-10 | 2026 | 4 | 576.3963 | 594.742 | 8.3209 | 42.3247 | 0
| Zone | Remainder of System | 1 | Monthly System Peak Day | SCE | 1-in-10 | 2026 | 5 | 548.731 | 576.7012 | 8.3245 | 42.0786 | 0
| Zone | Remainder of System | 1 | Monthly System Peak Day | SCE | 1-in-10 | 2026 | 6 | 534.8993 | 565.9536 | 8.3298 | 41.1127 | 0
| Zone | Remainder of System | 1 | Monthly System Peak Day | SCE | 1-in-10 | 2026 | 7 | 541.6893 | 539.5599 | 8.2908 | 40.5433 | 0
| Zone | Remainder of System | 1 | Monthly System Peak Day | SCE | 1-in-10 | 2026 | 8 | 533.1698 | 538.9515 | 8.2421 | 40.1802 | 0
| Zone | Remainder of System | 1 | Monthly System Peak Day | SCE | 1-in-10 | 2026 | 9 | 501.3633 | 526.973 | 8.1934 | 40.587 | 0
| Zone | Remainder of System | 1 | Monthly System Peak Day | SCE | 1-in-10 | 2026 | 10 | 483.3754 | 496.5336 | 8.2205 | 43.0014 | 0
| Zone | Remainder of System | 1 | Monthly System Peak Day | SCE | 1-in-10 | 2026 | 11 | 454.8132 | 463.1861 | 8.1777 | 45.635 | 0
| Zone | Remainder of System | 1 | Monthly System Peak Day | SCE | 1-in-10 | 2026 | 12 | 449.8174 | 456.9023 | 8.1381 | 47.7783 | 0
| Zone | Remainder of System | 1 | Monthly System Peak Day | SCE | 1-in-10 | 2026 | 13 | 377.9976 | 388.7893 | 8.1284 | 47.6958 | 0
| Zone | Remainder of System | 1 | Monthly System Peak Day | SCE | 1-in-10 | 2026 | 14 | 342.6511 | 350.3406 | 8.162 | 48.1105 | 0
| Zone | Remainder of System | 1 | Monthly System Peak Day | SCE | 1-in-10 | 2026 | 15 | 297.2668 | 305.0447 | 8.2177 | 48.9491 | 0
| Zone | Remainder of System | 1 | Monthly System Peak Day | SCE | 1-in-10 | 2026 | 16 | 264.3327 | 266.5801 | 8.2767 | 50.1039 | 0
| Zone | Remainder of System | 1 | Monthly System Peak Day | SCE | 1-in-10 | 2026 | 17 | 267.5662 | 273.9467 | 8.1465 | 49.5105 | 0
| Zone | Remainder of System | 1 | Monthly System Peak Day | SCE | 1-in-10 | 2026 | 18 | 248.7153 | 254.7642 | 8.1251 | 48.4556 | 0
| Zone | Remainder of System | 1 | Monthly System Peak Day | SCE | 1-in-10 | 2026 | 19 | 262.447 | 266.8295 | 8.3839 | 46.6627 | 0
| Zone | Remainder of System | 1 | Monthly System Peak Day | SCE | 1-in-10 | 2026 | 20 | 252.9735 | 314.7777 | 8.3997 | 45.7192 | 0
| Zone | Remainder of System | 1 | Monthly System Peak Day | SCE | 1-in-10 | 2026 | 21 | 235.9596 | 242.4039 | 8.0401 | 44.9309 | 0
| Zone | Remainder of System | 1 | Monthly System Peak Day | SCE | 1-in-10 | 2026 | 22 | 410.0739 | 425.9401 | 8.2254 | 44.2384 | 0
| Zone | Remainder of System | 1 | Monthly System Peak Day | SCE | 1-in-10 | 2026 | 23 | 397.0313 | 411.8017 | 8.2512 | 43.5948 | 0
| Zone | Remainder of System | 1 | Monthly System Peak Day | SCE | 1-in-10 | 2026 | 24 | 327.5215 | 339.9178 | 8.2542 | 43.1517 | 0
| Zone | Remainder of System | 2 | Average Weekday | SCE | 1-in-10 | 2026 | 1 | 263.8885 | 271.0383 | 8.3394 | 54.0382 | 0
| Zone | Remainder of System | 2 | Average Weekday | SCE | 1-in-10 | 2026 | 2 | 258.1234 | 266.268 | 8.3711 | 53.0249 | 0
| Zone | Remainder of System | 2 | Average Weekday | SCE | 1-in-10 | 2026 | 3 | 398.1134 | 411.2846 | 8.3778 | 52.103 | 0
| Zone | Remainder of System | 2 | Average Weekday | SCE | 1-in-10 | 2026 | 4 | 565.7324 | 586.8325 | 8.3857 | 51.1364 | 0
| Zone | Remainder of System | 2 | Average Weekday | SCE | 1-in-10 | 2026 | 5 | 546.288 | 577.2593 | 8.3891 | 50.31 | 0
| Zone | Remainder of System | 2 | Average Weekday | SCE | 1-in-10 | 2026 | 6 | 536.616 | 569.6432 | 8.3939 | 49.696 | 0
| Zone | Remainder of System | 2 | Average Weekday | SCE | 1-in-10 | 2026 | 7 | 529.3904 | 528.6728 | 8.3462 | 49.1834 | 0
| Zone | Remainder of System | 2 | Average Weekday | SCE | 1-in-10 | 2026 | 8 | 519.7402 | 525.9621 | 8.2884 | 48.888 | 0
| Zone | Remainder of System | 2 | Average Weekday | SCE | 1-in-10 | 2026 | 9 | 500.2583 | 526.2588 | 8.2295 | 50.259 | 0
| Zone | Remainder of System | 2 | Average Weekday | SCE | 1-in-10 | 2026 | 10 | 478.0702 | 490.5977 | 8.2648 | 54.1964 | 0
| Zone | Remainder of System | 2 | Average Weekday | SCE | 1-in-10 | 2026 | 11 | 453.9951 | 462.6016 | 8.2107 | 58.8515 | 0
| Zone | Remainder of System | 2 | Average Weekday | SCE | 1-in-10 | 2026 | 12 | 448.8074 | 456.5731 | 8.1593 | 62.7996 | 0
| Zone | Remainder of System | 2 | Average Weekday | SCE | 1-in-10 | 2026 | 13 | 372.6628 | 384.5008 | 8.1456 | 65.5213 | 0
| Zone | Remainder of System | 2 | Average Weekday | SCE | 1-in-10 | 2026 | 14 | 334.3005 | 342.6149 | 8.1895 | 67.2527 | 0
| Zone | Remainder of System | 2 | Average Weekday | SCE | 1-in-10 | 2026 | 15 | 283.759 | 293.7277 | 8.2602 | 68.2047 | 0
| Zone | Remainder of System | 2 | Average Weekday | SCE | 1-in-10 | 2026 | 16 | 253.9378 | 257.7239 | 8.3328 | 68.6737 | 0
| Zone | Remainder of System | 2 | Average Weekday | SCE | 1-in-10 | 2026 | 17 | 246.3566 | 251.485 | 8.179 | 68.2788 | 0
| Zone | Remainder of System | 2 | Average Weekday | SCE | 1-in-10 | 2026 | 18 | 233.0023 | 238.1501 | 8.1512 | 66.7848 | 0
| Zone | Remainder of System | 2 | Average Weekday | SCE | 1-in-10 | 2026 | 19 | 254.8916 | 259.3554 | 8.3839 | 63.8259 | 0
| Zone | Remainder of System | 2 | Average Weekday | SCE | 1-in-10 | 2026 | 20 | 246.1602 | 306.0764 | 8.4031 | 61.1681 | 0
| Zone | Remainder of System | 2 | Average Weekday | SCE | 1-in-10 | 2026 | 21 | 224.4272 | 230.6174 | 8.0144 | 59.2506 | 0
| Zone | Remainder of System | 2 | Average Weekday | SCE | 1-in-10 | 2026 | 22 | 395.0309 | 410.7426 | 8.2663 | 57.5462 | 0
| Zone | Remainder of System | 2 | Average Weekday | SCE | 1-in-10 | 2026 | 23 | 380.3213 | 395.4909 | 8.3003 | 56.0923 | 0
| Zone | Remainder of System | 2 | Average Weekday | SCE | 1-in-10 | 2026 | 24 | 320.4567 | 334.1109 | 8.3044 | 54.8445 | 0
| Zone | Remainder of System | 2 | Monthly System Peak Day | SCE | 1-in-10 | 2026 | 1 | 263.8885 | 271.0383 | 8.3394 | 64.3403 | 0
| Zone | Remainder of System | 2 | Monthly System Peak Day | SCE | 1-in-10 | 2026 | 2 | 258.1234 | 266.268 | 8.3711 | 62.5731 | 0
| Zone | Remainder of System | 2 | Monthly System Peak Day | SCE | 1-in-10 | 2026 | 3 | 398.1134 | 411.2846 | 8.3778 | 61.5461 | 0
| Zone | Remainder of System | 2 | Monthly System Peak Day | SCE | 1-in-10 | 2026 | 4 | 565.7324 | 586.8325 | 8.3857 | 60.398 | 0
| Zone | Remainder of System | 2 | Monthly System Peak Day | SCE | 1-in-10 | 2026 | 5 | 546.288 | 577.2593 | 8.3891 | 59.4783 | 0
| Zone | Remainder of System | 2 | Monthly System Peak Day | SCE | 1-in-10 | 2026 | 6 | 536.616 | 569.6432 | 8.3939 | 58.1067 | 0
| Zone | Remainder of System | 2 | Monthly System Peak Day | SCE | 1-in-10 | 2026 | 7 | 529.3904 | 528.6728 | 8.3462 | 57.6506 | 0
| Zone | Remainder of System | 2 | Monthly System Peak Day | SCE | 1-in-10 | 2026 | 8 | 519.7402 | 525.9621 | 8.2884 | 57.142 | 0
| Zone | Remainder of System | 2 | Monthly System Peak Day | SCE | 1-in-10 | 2026 | 9 | 500.2583 | 526.2588 | 8.2295 | 59.1553 | 0
| Zone | Remainder of System | 2 | Monthly System Peak Day | SCE | 1-in-10 | 2026 | 10 | 478.0702 | 490.5977 | 8.2648 | 64.6281 | 0
| Zone | Remainder of System | 2 | Monthly System Peak Day | SCE | 1-in-10 | 2026 | 11 | 453.9951 | 462.6016 | 8.2107 | 70.3806 | 0
| Zone | Remainder of System | 2 | Monthly System Peak Day | SCE | 1-in-10 | 2026 | 12 | 448.8074 | 456.5731 | 8.1593 | 75.0772 | 0
| Zone | Remainder of System | 2 | Monthly System Peak Day | SCE | 1-in-10 | 2026 | 13 | 372.6628 | 384.5008 | 8.1456 | 78.5178 | 0
| Zone | Remainder of System | 2 | Monthly System Peak Day | SCE | 1-in-10 | 2026 | 14 | 334.3005 | 342.6149 | 8.1895 | 80.4984 | 0
| Zone | Remainder of System | 2 | Monthly System Peak Day | SCE | 1-in-10 | 2026 | 15 | 283.759 | 293.7277 | 8.2602 | 81.6891 | 0
| Zone | Remainder of System | 2 | Monthly System Peak Day | SCE | 1-in-10 | 2026 | 16 | 253.9378 | 257.7239 | 8.3328 | 82.4677 | 0
| Zone | Remainder of System | 2 | Monthly System Peak Day | SCE | 1-in-10 | 2026 | 17 | 246.3566 | 251.485 | 8.179 | 82.0663 | 0
| Zone | Remainder of System | 2 | Monthly System Peak Day | SCE | 1-in-10 | 2026 | 18 | 233.0023 | 238.1501 | 8.1512 | 79.9572 | 0
| Zone | Remainder of System | 2 | Monthly System Peak Day | SCE | 1-in-10 | 2026 | 19 | 254.8916 | 259.3554 | 8.3839 | 75.7559 | 0
| Zone | Remainder of System | 2 | Monthly System Peak Day | SCE | 1-in-10 | 2026 | 20 | 246.1602 | 306.0764 | 8.4031 | 71.8606 | 0
| Zone | Remainder of System | 2 | Monthly System Peak Day | SCE | 1-in-10 | 2026 | 21 | 224.4272 | 230.6174 | 8.0144 | 68.5952 | 0
| Zone | Remainder of System | 2 | Monthly System Peak Day | SCE | 1-in-10 | 2026 | 22 | 395.0309 | 410.7426 | 8.2663 | 66.3128 | 0
| Zone | Remainder of System | 2 | Monthly System Peak Day | SCE | 1-in-10 | 2026 | 23 | 380.3213 | 395.4909 | 8.3003 | 64.6469 | 0
| Zone | Remainder of System | 2 | Monthly System Peak Day | SCE | 1-in-10 | 2026 | 24 | 320.4567 | 334.1109 | 8.3044 | 63.0592 | 0
| Zone | Remainder of System | 3 | Average Weekday | SCE | 1-in-10 | 2026 | 1 | 271.316 | 283.1601 | 8.4265 | 57.5537 | 0
| Zone | Remainder of System | 3 | Average Weekday | SCE | 1-in-10 | 2026 | 2 | 265.9527 | 273.6376 | 8.3778 | 56.4206 | 0
| Zone | Remainder of System | 3 | Average Weekday | SCE | 1-in-10 | 2026 | 3 | 425.061 | 436.2129 | 8.3706 | 55.3452 | 0
| Zone | Remainder of System | 3 | Average Weekday | SCE | 1-in-10 | 2026 | 4 | 598.3795 | 615.2198 | 8.3533 | 54.4215 | 0
| Zone | Remainder of System | 3 | Average Weekday | SCE | 1-in-10 | 2026 | 5 | 564.9597 | 584.3385 | 8.3471 | 53.6273 | 0
| Zone | Remainder of System | 3 | Average Weekday | SCE | 1-in-10 | 2026 | 6 | 555.639 | 574.9893 | 8.3156 | 52.9063 | 0
| Zone | Remainder of System | 3 | Average Weekday | SCE | 1-in-10 | 2026 | 7 | 559.7991 | 560.4911 | 8.3005 | 52.44 | 0
| Zone | Remainder of System | 3 | Average Weekday | SCE | 1-in-10 | 2026 | 8 | 537.8873 | 548.2358 | 8.4547 | 52.295 | 0
| Zone | Remainder of System | 3 | Average Weekday | SCE | 1-in-10 | 2026 | 9 | 522.6959 | 562.5356 | 8.6454 | 53.6088 | 0
| Zone | Remainder of System | 3 | Average Weekday | SCE | 1-in-10 | 2026 | 10 | 503.5425 | 526.1902 | 8.5125 | 57.1162 | 0
| Zone | Remainder of System | 3 | Average Weekday | SCE | 1-in-10 | 2026 | 11 | 471.4122 | 487.9147 | 8.5913 | 61.4632 | 0
| Zone | Remainder of System | 3 | Average Weekday | SCE | 1-in-10 | 2026 | 12 | 471.1408 | 483.239 | 8.6806 | 65.4775 | 0
| Zone | Remainder of System | 3 | Average Weekday | SCE | 1-in-10 | 2026 | 13 | 377.8392 | 388.6881 | 8.7555 | 68.7024 | 0
| Zone | Remainder of System | 3 | Average Weekday | SCE | 1-in-10 | 2026 | 14 | 353.1331 | 360.7599 | 8.7056 | 70.914 | 0
| Zone | Remainder of System | 3 | Average Weekday | SCE | 1-in-10 | 2026 | 15 | 306.3029 | 313.3091 | 8.5391 | 72.242 | 0
| Zone | Remainder of System | 3 | Average Weekday | SCE | 1-in-10 | 2026 | 16 | 272.8311 | 275.7156 | 8.3221 | 72.9142 | 0
| Zone | Remainder of System | 3 | Average Weekday | SCE | 1-in-10 | 2026 | 17 | 274.2976 | 280.036 | 8.175 | 72.9266 | 0
| Zone | Remainder of System | 3 | Average Weekday | SCE | 1-in-10 | 2026 | 18 | 247.5343 | 253.9195 | 8.1895 | 71.945 | 0
| Zone | Remainder of System | 3 | Average Weekday | SCE | 1-in-10 | 2026 | 19 | 262.2334 | 268.8827 | 8.4711 | 70.1003 | 0
| Zone | Remainder of System | 3 | Average Weekday | SCE | 1-in-10 | 2026 | 20 | 248.6512 | 251.8589 | 8.3674 | 67.4013 | 0
| Zone | Remainder of System | 3 | Average Weekday | SCE | 1-in-10 | 2026 | 21 | 220.9293 | 225.9288 | 8.0436 | 64.6072 | 0
| Zone | Remainder of System | 3 | Average Weekday | SCE | 1-in-10 | 2026 | 22 | 419.2287 | 437.5684 | 8.28 | 62.6982 | 0
| Zone | Remainder of System | 3 | Average Weekday | SCE | 1-in-10 | 2026 | 23 | 409.3244 | 430.7693 | 8.3816 | 61.2385 | 0
| Zone | Remainder of System | 3 | Average Weekday | SCE | 1-in-10 | 2026 | 24 | 352.0407 | 377.0649 | 8.4718 | 59.8218 | 0
| Zone | Remainder of System | 3 | Monthly System Peak Day | SCE | 1-in-10 | 2026 | 1 | 271.316 | 293.9746 | 8.4159 | 65.5264 | 0
| Zone | Remainder of System | 3 | Monthly System Peak Day | SCE | 1-in-10 | 2026 | 2 | 265.9527 | 281.0428 | 8.3328 | 63.8061 | 0
| Zone | Remainder of System | 3 | Monthly System Peak Day | SCE | 1-in-10 | 2026 | 3 | 425.061 | 443.6268 | 8.3239 | 62.6338 | 0
| Zone | Remainder of System | 3 | Monthly System Peak Day | SCE | 1-in-10 | 2026 | 4 | 598.3795 | 619.6581 | 8.306 | 61.4338 | 0
| Zone | Remainder of System | 3 | Monthly System Peak Day | SCE | 1-in-10 | 2026 | 5 | 564.9597 | 591.8409 | 8.3 | 60.3541 | 0
| Zone | Remainder of System | 3 | Monthly System Peak Day | SCE | 1-in-10 | 2026 | 6 | 555.639 | 574.5804 | 8.2751 | 59.3344 | 0
| Zone | Remainder of System | 3 | Monthly System Peak Day | SCE | 1-in-10 | 2026 | 7 | 559.7991 | 554.766 | 8.262 | 58.333 | 0
| Zone | Remainder of System | 3 | Monthly System Peak Day | SCE | 1-in-10 | 2026 | 8 | 537.8873 | 560.7071 | 8.4817 | 57.6456 | 0
| Zone | Remainder of System | 3 | Monthly System Peak Day | SCE | 1-in-10 | 2026 | 9 | 522.6959 | 574.1634 | 8.9581 | 58.9664 | 0
| Zone | Remainder of System | 3 | Monthly System Peak Day | SCE | 1-in-10 | 2026 | 10 | 503.5425 | 534.7788 | 8.6283 | 63.8406 | 0
| Zone | Remainder of System | 3 | Monthly System Peak Day | SCE | 1-in-10 | 2026 | 11 | 471.4122 | 501.3733 | 8.884 | 69.4223 | 0
| Zone | Remainder of System | 3 | Monthly System Peak Day | SCE | 1-in-10 | 2026 | 12 | 471.1408 | 496.3858 | 9.1972 | 74.8961 | 0
| Zone | Remainder of System | 3 | Monthly System Peak Day | SCE | 1-in-10 | 2026 | 13 | 377.8392 | 389.8993 | 9.4622 | 78.9659 | 0
| Zone | Remainder of System | 3 | Monthly System Peak Day | SCE | 1-in-10 | 2026 | 14 | 353.1331 | 361.4099 | 9.2785 | 81.4947 | 0
| Zone | Remainder of System | 3 | Monthly System Peak Day | SCE | 1-in-10 | 2026 | 15 | 306.3029 | 314.6131 | 8.7834 | 83.6188 | 0
| Zone | Remainder of System | 3 | Monthly System Peak Day | SCE | 1-in-10 | 2026 | 16 | 272.8311 | 274.3895 | 8.2791 | 84.7072 | 0
| Zone | Remainder of System | 3 | Monthly System Peak Day | SCE | 1-in-10 | 2026 | 17 | 274.2976 | 280.2669 | 8.136 | 84.82 | 0
| Zone | Remainder of System | 3 | Monthly System Peak Day | SCE | 1-in-10 | 2026 | 18 | 247.5343 | 253.853 | 8.1431 | 83.6134 | 0
| Zone | Remainder of System | 3 | Monthly System Peak Day | SCE | 1-in-10 | 2026 | 19 | 262.2334 | 268.1447 | 8.88 | 81.9964 | 0
| Zone | Remainder of System | 3 | Monthly System Peak Day | SCE | 1-in-10 | 2026 | 20 | 248.6512 | 252.6341 | 8.367 | 79.4273 | 0
| Zone | Remainder of System | 3 | Monthly System Peak Day | SCE | 1-in-10 | 2026 | 21 | 220.9293 | 228.3383 | 8.4557 | 75.4836 | 0
| Zone | Remainder of System | 3 | Monthly System Peak Day | SCE | 1-in-10 | 2026 | 22 | 419.2287 | 437.651 | 8.2417 | 72.1747 | 0
| Zone | Remainder of System | 3 | Monthly System Peak Day | SCE | 1-in-10 | 2026 | 23 | 409.3244 | 434.3248 | 8.3485 | 69.3213 | 0
| Zone | Remainder of System | 3 | Monthly System Peak Day | SCE | 1-in-10 | 2026 | 24 | 352.0407 | 391.9813 | 8.5084 | 67.0591 | 0
| Zone | Remainder of System | 4 | Average Weekday | SCE | 1-in-10 | 2026 | 1 | 269.4776 | 280.69 | 8.4431 | 58.4495 | 0
| Zone | Remainder of System | 4 | Average Weekday | SCE | 1-in-10 | 2026 | 2 | 267.7608 | 276.3505 | 8.395 | 57.3661 | 0
| Zone | Remainder of System | 4 | Average Weekday | SCE | 1-in-10 | 2026 | 3 | 426.8769 | 438.6907 | 8.3878 | 56.3776 | 0
| Zone | Remainder of System | 4 | Average Weekday | SCE | 1-in-10 | 2026 | 4 | 595.0709 | 611.8923 | 8.3708 | 55.4443 | 0
| Zone | Remainder of System | 4 | Average Weekday | SCE | 1-in-10 | 2026 | 5 | 550.0652 | 568.241 | 8.3644 | 54.7398 | 0
| Zone | Remainder of System | 4 | Average Weekday | SCE | 1-in-10 | 2026 | 6 | 545.7622 | 564.2096 | 8.3326 | 54.2066 | 0
| Zone | Remainder of System | 4 | Average Weekday | SCE | 1-in-10 | 2026 | 7 | 549.2583 | 550.4193 | 8.3164 | 53.7036 | 0
| Zone | Remainder of System | 4 | Average Weekday | SCE | 1-in-10 | 2026 | 8 | 533.7425 | 541.1823 | 8.4699 | 53.6121 | 0
| Zone | Remainder of System | 4 | Average Weekday | SCE | 1-in-10 | 2026 | 9 | 504.8108 | 543.2308 | 8.6591 | 55.6221 | 0
| Zone | Remainder of System | 4 | Average Weekday | SCE | 1-in-10 | 2026 | 10 | 486.5134 | 509.6232 | 8.5275 | 59.1742 | 0
| Zone | Remainder of System | 4 | Average Weekday | SCE | 1-in-10 | 2026 | 11 | 460.2195 | 474.4148 | 8.6047 | 62.771 | 0
| Zone | Remainder of System | 4 | Average Weekday | SCE | 1-in-10 | 2026 | 12 | 459.6942 | 471.7938 | 8.6921 | 66.0998 | 0
| Zone | Remainder of System | 4 | Average Weekday | SCE | 1-in-10 | 2026 | 13 | 375.8416 | 386.6225 | 8.7659 | 68.7702 | 0
| Zone | Remainder of System | 4 | Average Weekday | SCE | 1-in-10 | 2026 | 14 | 346.6649 | 354.2809 | 8.7172 | 70.6578 | 0
| Zone | Remainder of System | 4 | Average Weekday | SCE | 1-in-10 | 2026 | 15 | 293.916 | 301.2095 | 8.5524 | 71.9352 | 0
| Zone | Remainder of System | 4 | Average Weekday | SCE | 1-in-10 | 2026 | 16 | 261.795 | 264.7889 | 8.3379 | 72.6742 | 0
| Zone | Remainder of System | 4 | Average Weekday | SCE | 1-in-10 | 2026 | 17 | 260.6229 | 264.9951 | 8.2081 | 72.7612 | 0
| Zone | Remainder of System | 4 | Average Weekday | SCE | 1-in-10 | 2026 | 18 | 224.7622 | 230.3761 | 8.2202 | 71.9582 | 0
| Zone | Remainder of System | 4 | Average Weekday | SCE | 1-in-10 | 2026 | 19 | 230.4176 | 237.0997 | 8.4713 | 70.5355 | 0
| Zone | Remainder of System | 4 | Average Weekday | SCE | 1-in-10 | 2026 | 20 | 222.7077 | 226.0612 | 8.3675 | 68.3812 | 0
| Zone | Remainder of System | 4 | Average Weekday | SCE | 1-in-10 | 2026 | 21 | 223.9314 | 229.1754 | 8.0589 | 65.3369 | 0
| Zone | Remainder of System | 4 | Average Weekday | SCE | 1-in-10 | 2026 | 22 | 409.4457 | 427.4267 | 8.2922 | 63.1079 | 0
| Zone | Remainder of System | 4 | Average Weekday | SCE | 1-in-10 | 2026 | 23 | 403.7981 | 424.787 | 8.3981 | 61.521 | 0
| Zone | Remainder of System | 4 | Average Weekday | SCE | 1-in-10 | 2026 | 24 | 346.416 | 370.5596 | 8.4878 | 60.1435 | 0
| Zone | Remainder of System | 4 | Monthly System Peak Day | SCE | 1-in-10 | 2026 | 1 | 269.4776 | 290.7932 | 8.4337 | 70.5794 | 0
| Zone | Remainder of System | 4 | Monthly System Peak Day | SCE | 1-in-10 | 2026 | 2 | 267.7608 | 283.3381 | 8.3509 | 68.6806 | 0
| Zone | Remainder of System | 4 | Monthly System Peak Day | SCE | 1-in-10 | 2026 | 3 | 426.8769 | 446.2226 | 8.342 | 67.7655 | 0
| Zone | Remainder of System | 4 | Monthly System Peak Day | SCE | 1-in-10 | 2026 | 4 | 595.0709 | 615.5444 | 8.3242 | 66.4139 | 0
| Zone | Remainder of System | 4 | Monthly System Peak Day | SCE | 1-in-10 | 2026 | 5 | 550.0652 | 575.2496 | 8.318 | 65.4662 | 0
| Zone | Remainder of System | 4 | Monthly System Peak Day | SCE | 1-in-10 | 2026 | 6 | 545.7622 | 563.5218 | 8.2926 | 64.025 | 0
| Zone | Remainder of System | 4 | Monthly System Peak Day | SCE | 1-in-10 | 2026 | 7 | 549.2583 | 544.5507 | 8.2784 | 62.7973 | 0
| Zone | Remainder of System | 4 | Monthly System Peak Day | SCE | 1-in-10 | 2026 | 8 | 533.7425 | 556.4323 | 8.4983 | 62.488 | 0
| Zone | Remainder of System | 4 | Monthly System Peak Day | SCE | 1-in-10 | 2026 | 9 | 504.8108 | 554.7015 | 8.9738 | 65.6312 | 0
| Zone | Remainder of System | 4 | Monthly System Peak Day | SCE | 1-in-10 | 2026 | 10 | 486.5134 | 517.5677 | 8.6451 | 71.08 | 0
| Zone | Remainder of System | 4 | Monthly System Peak Day | SCE | 1-in-10 | 2026 | 11 | 460.2195 | 487.006 | 8.8996 | 75.9286 | 0
| Zone | Remainder of System | 4 | Monthly System Peak Day | SCE | 1-in-10 | 2026 | 12 | 459.6942 | 484.7662 | 9.2114 | 80.412 | 0
| Zone | Remainder of System | 4 | Monthly System Peak Day | SCE | 1-in-10 | 2026 | 13 | 375.8416 | 388.0305 | 9.4755 | 83.442 | 0
| Zone | Remainder of System | 4 | Monthly System Peak Day | SCE | 1-in-10 | 2026 | 14 | 346.6649 | 354.9228 | 9.2927 | 85.4472 | 0
| Zone | Remainder of System | 4 | Monthly System Peak Day | SCE | 1-in-10 | 2026 | 15 | 293.916 | 302.8541 | 8.7988 | 86.8428 | 0
| Zone | Remainder of System | 4 | Monthly System Peak Day | SCE | 1-in-10 | 2026 | 16 | 261.795 | 263.4184 | 8.2959 | 87.3141 | 0
| Zone | Remainder of System | 4 | Monthly System Peak Day | SCE | 1-in-10 | 2026 | 17 | 260.6229 | 265.2537 | 8.1692 | 87.4866 | 0
| Zone | Remainder of System | 4 | Monthly System Peak Day | SCE | 1-in-10 | 2026 | 18 | 224.7622 | 230.6727 | 8.174 | 86.6141 | 0
| Zone | Remainder of System | 4 | Monthly System Peak Day | SCE | 1-in-10 | 2026 | 19 | 230.4176 | 236.3958 | 8.8823 | 84.4725 | 0
| Zone | Remainder of System | 4 | Monthly System Peak Day | SCE | 1-in-10 | 2026 | 20 | 222.7077 | 226.8207 | 8.3671 | 79.8427 | 0
| Zone | Remainder of System | 4 | Monthly System Peak Day | SCE | 1-in-10 | 2026 | 21 | 223.9314 | 231.5929 | 8.4721 | 74.5391 | 0
| Zone | Remainder of System | 4 | Monthly System Peak Day | SCE | 1-in-10 | 2026 | 22 | 409.4457 | 427.3843 | 8.2547 | 71.1442 | 0
| Zone | Remainder of System | 4 | Monthly System Peak Day | SCE | 1-in-10 | 2026 | 23 | 403.7981 | 428.2104 | 8.3659 | 69.0236 | 0
| Zone | Remainder of System | 4 | Monthly System Peak Day | SCE | 1-in-10 | 2026 | 24 | 346.416 | 385.0764 | 8.5258 | 67.3797 | 0
| Zone | Remainder of System | 5 | Average Weekday | SCE | 1-in-10 | 2026 | 1 | 282.5864 | 293.9275 | 8.4749 | 62.1727 | 0
| Zone | Remainder of System | 5 | Average Weekday | SCE | 1-in-10 | 2026 | 2 | 283.1674 | 290.8769 | 8.4279 | 61.1648 | 0
| Zone | Remainder of System | 5 | Average Weekday | SCE | 1-in-10 | 2026 | 3 | 442.9596 | 455.9753 | 8.4208 | 60.2356 | 0
| Zone | Remainder of System | 5 | Average Weekday | SCE | 1-in-10 | 2026 | 4 | 606.1346 | 624.1281 | 8.4039 | 59.3569 | 0
| Zone | Remainder of System | 5 | Average Weekday | SCE | 1-in-10 | 2026 | 5 | 567.0814 | 586.1107 | 8.397 | 58.7412 | 0
| Zone | Remainder of System | 5 | Average Weekday | SCE | 1-in-10 | 2026 | 6 | 553.0821 | 573.4581 | 8.3642 | 58.1661 | 0
| Zone | Remainder of System | 5 | Average Weekday | SCE | 1-in-10 | 2026 | 7 | 547.0376 | 548.2599 | 8.3462 | 57.8997 | 0
| Zone | Remainder of System | 5 | Average Weekday | SCE | 1-in-10 | 2026 | 8 | 544.3823 | 555.5518 | 8.4992 | 58.7071 | 0
| Zone | Remainder of System | 5 | Average Weekday | SCE | 1-in-10 | 2026 | 9 | 511.7854 | 547.7637 | 8.6864 | 61.456 | 0
| Zone | Remainder of System | 5 | Average Weekday | SCE | 1-in-10 | 2026 | 10 | 501.89 | 525.1219 | 8.5571 | 64.9894 | 0
| Zone | Remainder of System | 5 | Average Weekday | SCE | 1-in-10 | 2026 | 11 | 481.6102 | 496.3973 | 8.631 | 68.1837 | 0
| Zone | Remainder of System | 5 | Average Weekday | SCE | 1-in-10 | 2026 | 12 | 474.8105 | 486.5063 | 8.7148 | 70.9372 | 0
| Zone | Remainder of System | 5 | Average Weekday | SCE | 1-in-10 | 2026 | 13 | 384.3631 | 395.5673 | 8.7865 | 73.3433 | 0
| Zone | Remainder of System | 5 | Average Weekday | SCE | 1-in-10 | 2026 | 14 | 361.5076 | 369.2257 | 8.7399 | 75.1538 | 0
| Zone | Remainder of System | 5 | Average Weekday | SCE | 1-in-10 | 2026 | 15 | 318.3169 | 325.4191 | 8.5787 | 76.3764 | 0
| Zone | Remainder of System | 5 | Average Weekday | SCE | 1-in-10 | 2026 | 16 | 277.0403 | 279.8839 | 8.368 | 76.8846 | 0
| Zone | Remainder of System | 5 | Average Weekday | SCE | 1-in-10 | 2026 | 17 | 265.2599 | 270.7428 | 8.238 | 76.8837 | 0
| Zone | Remainder of System | 5 | Average Weekday | SCE | 1-in-10 | 2026 | 18 | 238.9681 | 244.9252 | 8.2469 | 76.1315 | 0
| Zone | Remainder of System | 5 | Average Weekday | SCE | 1-in-10 | 2026 | 19 | 248.1746 | 255.0505 | 8.4694 | 74.7201 | 0
| Zone | Remainder of System | 5 | Average Weekday | SCE | 1-in-10 | 2026 | 20 | 235.7605 | 239.1145 | 8.3671 | 72.5958 | 0
| Zone | Remainder of System | 5 | Average Weekday | SCE | 1-in-10 | 2026 | 21 | 240.8458 | 246.2158 | 8.0608 | 69.615 | 0
| Zone | Remainder of System | 5 | Average Weekday | SCE | 1-in-10 | 2026 | 22 | 429.8065 | 448.0728 | 8.3188 | 66.8354 | 0
| Zone | Remainder of System | 5 | Average Weekday | SCE | 1-in-10 | 2026 | 23 | 429.9751 | 451.6591 | 8.4282 | 64.9385 | 0
| Zone | Remainder of System | 5 | Average Weekday | SCE | 1-in-10 | 2026 | 24 | 368.4798 | 393.4385 | 8.5183 | 63.4049 | 0
| Zone | Remainder of System | 5 | Monthly System Peak Day | SCE | 1-in-10 | 2026 | 1 | 282.5864 | 304.625 | 8.4621 | 73.6895 | 0
| Zone | Remainder of System | 5 | Monthly System Peak Day | SCE | 1-in-10 | 2026 | 2 | 283.1674 | 298.2377 | 8.3815 | 72.0766 | 0
| Zone | Remainder of System | 5 | Monthly System Peak Day | SCE | 1-in-10 | 2026 | 3 | 442.9596 | 464.0152 | 8.3729 | 70.6422 | 0
| Zone | Remainder of System | 5 | Monthly System Peak Day | SCE | 1-in-10 | 2026 | 4 | 606.1346 | 628.4338 | 8.3557 | 69.0833 | 0
| Zone | Remainder of System | 5 | Monthly System Peak Day | SCE | 1-in-10 | 2026 | 5 | 567.0814 | 593.7385 | 8.3489 | 68.0722 | 0
| Zone | Remainder of System | 5 | Monthly System Peak Day | SCE | 1-in-10 | 2026 | 6 | 553.0821 | 573.8039 | 8.3231 | 67.0072 | 0
| Zone | Remainder of System | 5 | Monthly System Peak Day | SCE | 1-in-10 | 2026 | 7 | 547.0376 | 542.3584 | 8.3073 | 66.5788 | 0
| Zone | Remainder of System | 5 | Monthly System Peak Day | SCE | 1-in-10 | 2026 | 8 | 544.3823 | 565.2599 | 8.5238 | 66.8927 | 0
| Zone | Remainder of System | 5 | Monthly System Peak Day | SCE | 1-in-10 | 2026 | 9 | 511.7854 | 559.6461 | 8.9947 | 71.0933 | 0
| Zone | Remainder of System | 5 | Monthly System Peak Day | SCE | 1-in-10 | 2026 | 10 | 501.89 | 532.797 | 8.6694 | 77.5111 | 0
| Zone | Remainder of System | 5 | Monthly System Peak Day | SCE | 1-in-10 | 2026 | 11 | 481.6102 | 508.5891 | 8.9193 | 83.59 | 0
| Zone | Remainder of System | 5 | Monthly System Peak Day | SCE | 1-in-10 | 2026 | 12 | 474.8105 | 498.5261 | 9.2265 | 87.7347 | 0
| Zone | Remainder of System | 5 | Monthly System Peak Day | SCE | 1-in-10 | 2026 | 13 | 384.3631 | 396.1227 | 9.4879 | 90.7541 | 0
| Zone | Remainder of System | 5 | Monthly System Peak Day | SCE | 1-in-10 | 2026 | 14 | 361.5076 | 367.6711 | 9.3076 | 92.7356 | 0
| Zone | Remainder of System | 5 | Monthly System Peak Day | SCE | 1-in-10 | 2026 | 15 | 318.3169 | 327.0685 | 8.8188 | 93.8294 | 0
| Zone | Remainder of System | 5 | Monthly System Peak Day | SCE | 1-in-10 | 2026 | 16 | 277.0403 | 278.6476 | 8.3236 | 93.7816 | 0
| Zone | Remainder of System | 5 | Monthly System Peak Day | SCE | 1-in-10 | 2026 | 17 | 265.2599 | 271.004 | 8.1981 | 93.1462 | 0
| Zone | Remainder of System | 5 | Monthly System Peak Day | SCE | 1-in-10 | 2026 | 18 | 238.9681 | 244.8828 | 8.1985 | 92.5491 | 0
| Zone | Remainder of System | 5 | Monthly System Peak Day | SCE | 1-in-10 | 2026 | 19 | 248.1746 | 254.1975 | 8.8664 | 91.3375 | 0
| Zone | Remainder of System | 5 | Monthly System Peak Day | SCE | 1-in-10 | 2026 | 20 | 235.7605 | 239.8824 | 8.3666 | 88.9545 | 0
| Zone | Remainder of System | 5 | Monthly System Peak Day | SCE | 1-in-10 | 2026 | 21 | 240.8458 | 248.6526 | 8.4725 | 85.287 | 0
| Zone | Remainder of System | 5 | Monthly System Peak Day | SCE | 1-in-10 | 2026 | 22 | 429.8065 | 448.0635 | 8.2801 | 81.6912 | 0
| Zone | Remainder of System | 5 | Monthly System Peak Day | SCE | 1-in-10 | 2026 | 23 | 429.9751 | 455.2278 | 8.3935 | 79.1098 | 0
| Zone | Remainder of System | 5 | Monthly System Peak Day | SCE | 1-in-10 | 2026 | 24 | 368.4798 | 408.3103 | 8.5522 | 76.3587 | 0
| Zone | Remainder of System | 6 | Average Weekday | SCE | 1-in-10 | 2026 | 1 | 272.7457 | 290.0422 | 8.322 | 66.1798 | 0
| Zone | Remainder of System | 6 | Average Weekday | SCE | 1-in-10 | 2026 | 2 | 268.9929 | 283.1831 | 8.3316 | 65.4593 | 0
| Zone | Remainder of System | 6 | Average Weekday | SCE | 1-in-10 | 2026 | 3 | 419.1529 | 440.196 | 8.3333 | 64.7904 | 0
| Zone | Remainder of System | 6 | Average Weekday | SCE | 1-in-10 | 2026 | 4 | 574.4727 | 593.5096 | 8.3358 | 64.1255 | 0
| Zone | Remainder of System | 6 | Average Weekday | SCE | 1-in-10 | 2026 | 5 | 530.1709 | 557.6025 | 8.3346 | 63.6086 | 0
| Zone | Remainder of System | 6 | Average Weekday | SCE | 1-in-10 | 2026 | 6 | 535.5639 | 565.4111 | 8.3363 | 63.1772 | 0
| Zone | Remainder of System | 6 | Average Weekday | SCE | 1-in-10 | 2026 | 7 | 545.0438 | 543.0873 | 8.3782 | 62.8134 | 0
| Zone | Remainder of System | 6 | Average Weekday | SCE | 1-in-10 | 2026 | 8 | 536.9575 | 550.571 | 8.2553 | 63.3196 | 0
| Zone | Remainder of System | 6 | Average Weekday | SCE | 1-in-10 | 2026 | 9 | 538.7562 | 565.0538 | 8.2467 | 65.3704 | 0
| Zone | Remainder of System | 6 | Average Weekday | SCE | 1-in-10 | 2026 | 10 | 523.9635 | 540.2513 | 8.3286 | 68.2381 | 0
| Zone | Remainder of System | 6 | Average Weekday | SCE | 1-in-10 | 2026 | 11 | 486.6989 | 501.3858 | 8.3126 | 71.5251 | 0
| Zone | Remainder of System | 6 | Average Weekday | SCE | 1-in-10 | 2026 | 12 | 479.7966 | 497.9174 | 8.2713 | 74.7391 | 0
| Zone | Remainder of System | 6 | Average Weekday | SCE | 1-in-10 | 2026 | 13 | 388.892 | 414.0069 | 8.2765 | 77.286 | 0
| Zone | Remainder of System | 6 | Average Weekday | SCE | 1-in-10 | 2026 | 14 | 362.1248 | 383.3799 | 8.3021 | 79.241 | 0
| Zone | Remainder of System | 6 | Average Weekday | SCE | 1-in-10 | 2026 | 15 | 301.2282 | 320.9642 | 8.4124 | 80.4784 | 0
| Zone | Remainder of System | 6 | Average Weekday | SCE | 1-in-10 | 2026 | 16 | 264.3535 | 271.307 | 8.5407 | 81.0262 | 0
| Zone | Remainder of System | 6 | Average Weekday | SCE | 1-in-10 | 2026 | 17 | 260.8016 | 268.4317 | 9.3911 | 80.9375 | 0
| Zone | Remainder of System | 6 | Average Weekday | SCE | 1-in-10 | 2026 | 18 | 226.1721 | 244.1528 | 9.2878 | 80.0399 | 0
| Zone | Remainder of System | 6 | Average Weekday | SCE | 1-in-10 | 2026 | 19 | 218.0441 | 240.4226 | 10.1854 | 78.5607 | 0
| Zone | Remainder of System | 6 | Average Weekday | SCE | 1-in-10 | 2026 | 20 | 199.6687 | 213.303 | 8.4463 | 76.4905 | 0
| Zone | Remainder of System | 6 | Average Weekday | SCE | 1-in-10 | 2026 | 21 | 219.0609 | 239.0109 | 9.0753 | 73.5536 | 0
| Zone | Remainder of System | 6 | Average Weekday | SCE | 1-in-10 | 2026 | 22 | 386.4331 | 413.8659 | 8.3434 | 70.5065 | 0
| Zone | Remainder of System | 6 | Average Weekday | SCE | 1-in-10 | 2026 | 23 | 408.8917 | 441.139 | 8.3298 | 68.5894 | 0
| Zone | Remainder of System | 6 | Average Weekday | SCE | 1-in-10 | 2026 | 24 | 377.2127 | 406.8423 | 8.294 | 67.2621 | 0
| Zone | Remainder of System | 6 | Monthly System Peak Day | SCE | 1-in-10 | 2026 | 1 | 272.7457 | 270.0255 | 9.9268 | 75.2497 | 0
| Zone | Remainder of System | 6 | Monthly System Peak Day | SCE | 1-in-10 | 2026 | 2 | 268.9929 | 256.9405 | 9.9457 | 73.6623 | 0
| Zone | Remainder of System | 6 | Monthly System Peak Day | SCE | 1-in-10 | 2026 | 3 | 419.1529 | 370.762 | 9.9506 | 72.3676 | 0
| Zone | Remainder of System | 6 | Monthly System Peak Day | SCE | 1-in-10 | 2026 | 4 | 574.4727 | 477.4766 | 9.951 | 71.3377 | 0
| Zone | Remainder of System | 6 | Monthly System Peak Day | SCE | 1-in-10 | 2026 | 5 | 530.1709 | 449.701 | 9.9458 | 70.2939 | 0
| Zone | Remainder of System | 6 | Monthly System Peak Day | SCE | 1-in-10 | 2026 | 6 | 535.5639 | 469.1245 | 9.9391 | 69.2464 | 0
| Zone | Remainder of System | 6 | Monthly System Peak Day | SCE | 1-in-10 | 2026 | 7 | 545.0438 | 458.101 | 9.944 | 68.5603 | 0
| Zone | Remainder of System | 6 | Monthly System Peak Day | SCE | 1-in-10 | 2026 | 8 | 536.9575 | 474.2744 | 9.877 | 69.4842 | 0
| Zone | Remainder of System | 6 | Monthly System Peak Day | SCE | 1-in-10 | 2026 | 9 | 538.7562 | 520.0469 | 9.8588 | 73.2547 | 0
| Zone | Remainder of System | 6 | Monthly System Peak Day | SCE | 1-in-10 | 2026 | 10 | 523.9635 | 494.4088 | 9.902 | 79.1301 | 0
| Zone | Remainder of System | 6 | Monthly System Peak Day | SCE | 1-in-10 | 2026 | 11 | 486.6989 | 456.535 | 9.8733 | 84.158 | 0
| Zone | Remainder of System | 6 | Monthly System Peak Day | SCE | 1-in-10 | 2026 | 12 | 479.7966 | 453.4019 | 9.844 | 88.4332 | 0
| Zone | Remainder of System | 6 | Monthly System Peak Day | SCE | 1-in-10 | 2026 | 13 | 388.892 | 382.7826 | 9.8395 | 90.1858 | 0
| Zone | Remainder of System | 6 | Monthly System Peak Day | SCE | 1-in-10 | 2026 | 14 | 362.1248 | 361.4115 | 9.8622 | 91.7815 | 0
| Zone | Remainder of System | 6 | Monthly System Peak Day | SCE | 1-in-10 | 2026 | 15 | 301.2282 | 306.7242 | 9.9479 | 92.7276 | 0
| Zone | Remainder of System | 6 | Monthly System Peak Day | SCE | 1-in-10 | 2026 | 16 | 264.3535 | 258.3199 | 10.0203 | 93.7033 | 0
| Zone | Remainder of System | 6 | Monthly System Peak Day | SCE | 1-in-10 | 2026 | 17 | 260.8016 | 265.63 | 11.0159 | 94.2451 | 0
| Zone | Remainder of System | 6 | Monthly System Peak Day | SCE | 1-in-10 | 2026 | 18 | 226.1721 | 258.4118 | 11.0518 | 94.087 | 0
| Zone | Remainder of System | 6 | Monthly System Peak Day | SCE | 1-in-10 | 2026 | 19 | 218.0441 | 201.0668 | 10.6017 | 92.3042 | 0
| Zone | Remainder of System | 6 | Monthly System Peak Day | SCE | 1-in-10 | 2026 | 20 | 199.6687 | 178.1176 | 9.9593 | 88.685 | 0
| Zone | Remainder of System | 6 | Monthly System Peak Day | SCE | 1-in-10 | 2026 | 21 | 219.0609 | 200.8159 | 11.7115 | 83.638 | 0
| Zone | Remainder of System | 6 | Monthly System Peak Day | SCE | 1-in-10 | 2026 | 22 | 386.4331 | 356.3877 | 10.0846 | 78.8774 | 0
| Zone | Remainder of System | 6 | Monthly System Peak Day | SCE | 1-in-10 | 2026 | 23 | 408.8917 | 370.6364 | 9.9201 | 75.1697 | 0
| Zone | Remainder of System | 6 | Monthly System Peak Day | SCE | 1-in-10 | 2026 | 24 | 377.2127 | 359.0473 | 9.9005 | 73.0779 | 0
| Zone | Remainder of System | 7 | Average Weekday | SCE | 1-in-10 | 2026 | 1 | 265.0926 | 282.192 | 8.8606 | 71.9581 | 0
| Zone | Remainder of System | 7 | Average Weekday | SCE | 1-in-10 | 2026 | 2 | 262.8775 | 274.2467 | 8.872 | 71.2274 | 0
| Zone | Remainder of System | 7 | Average Weekday | SCE | 1-in-10 | 2026 | 3 | 405.1624 | 425.6166 | 8.874 | 70.5958 | 0
| Zone | Remainder of System | 7 | Average Weekday | SCE | 1-in-10 | 2026 | 4 | 558.892 | 580.5521 | 8.8765 | 70.0707 | 0
| Zone | Remainder of System | 7 | Average Weekday | SCE | 1-in-10 | 2026 | 5 | 514.737 | 540.2512 | 8.8746 | 69.613 | 0
| Zone | Remainder of System | 7 | Average Weekday | SCE | 1-in-10 | 2026 | 6 | 515.0802 | 542.5812 | 8.8731 | 69.2234 | 0
| Zone | Remainder of System | 7 | Average Weekday | SCE | 1-in-10 | 2026 | 7 | 523.6625 | 522.5502 | 8.8553 | 69.0054 | 0
| Zone | Remainder of System | 7 | Average Weekday | SCE | 1-in-10 | 2026 | 8 | 514.4814 | 529.9218 | 8.799 | 69.4109 | 0
| Zone | Remainder of System | 7 | Average Weekday | SCE | 1-in-10 | 2026 | 9 | 503.6483 | 531.7089 | 8.7859 | 71.6124 | 0
| Zone | Remainder of System | 7 | Average Weekday | SCE | 1-in-10 | 2026 | 10 | 489.3025 | 505.483 | 8.8265 | 74.5635 | 0
| Zone | Remainder of System | 7 | Average Weekday | SCE | 1-in-10 | 2026 | 11 | 458.8329 | 474.0865 | 8.8107 | 77.9936 | 0
| Zone | Remainder of System | 7 | Average Weekday | SCE | 1-in-10 | 2026 | 12 | 452.3446 | 472.4725 | 8.7965 | 81.273 | 0
| Zone | Remainder of System | 7 | Average Weekday | SCE | 1-in-10 | 2026 | 13 | 362.4717 | 387.2271 | 8.79 | 83.8927 | 0
| Zone | Remainder of System | 7 | Average Weekday | SCE | 1-in-10 | 2026 | 14 | 335.6891 | 357.2573 | 8.8139 | 85.8828 | 0
| Zone | Remainder of System | 7 | Average Weekday | SCE | 1-in-10 | 2026 | 15 | 283.6788 | 303.613 | 8.8682 | 87.0524 | 0
| Zone | Remainder of System | 7 | Average Weekday | SCE | 1-in-10 | 2026 | 16 | 245.551 | 252.2333 | 8.9079 | 87.6036 | 0
| Zone | Remainder of System | 7 | Average Weekday | SCE | 1-in-10 | 2026 | 17 | 247.0878 | 255.7357 | 9.845 | 87.406 | 0
| Zone | Remainder of System | 7 | Average Weekday | SCE | 1-in-10 | 2026 | 18 | 217.7492 | 235.8831 | 9.7557 | 86.5106 | 0
| Zone | Remainder of System | 7 | Average Weekday | SCE | 1-in-10 | 2026 | 19 | 213.9409 | 236.5816 | 9.5149 | 84.947 | 0
| Zone | Remainder of System | 7 | Average Weekday | SCE | 1-in-10 | 2026 | 20 | 202.5209 | 216.1565 | 9.1552 | 82.535 | 0
| Zone | Remainder of System | 7 | Average Weekday | SCE | 1-in-10 | 2026 | 21 | 220.3108 | 240.3123 | 9.2571 | 79.3713 | 0
| Zone | Remainder of System | 7 | Average Weekday | SCE | 1-in-10 | 2026 | 22 | 385.1398 | 412.0843 | 8.8646 | 76.2956 | 0
| Zone | Remainder of System | 7 | Average Weekday | SCE | 1-in-10 | 2026 | 23 | 401.6912 | 432.9009 | 8.8733 | 74.5072 | 0
| Zone | Remainder of System | 7 | Average Weekday | SCE | 1-in-10 | 2026 | 24 | 361.5642 | 389.8736 | 8.8412 | 73.3159 | 0
| Zone | Remainder of System | 7 | Monthly System Peak Day | SCE | 1-in-10 | 2026 | 1 | 265.0926 | 261.6824 | 8.9311 | 76.6508 | 0
| Zone | Remainder of System | 7 | Monthly System Peak Day | SCE | 1-in-10 | 2026 | 2 | 262.8775 | 244.8416 | 8.9448 | 74.5577 | 0
| Zone | Remainder of System | 7 | Monthly System Peak Day | SCE | 1-in-10 | 2026 | 3 | 405.1624 | 350.251 | 8.9484 | 72.8235 | 0
| Zone | Remainder of System | 7 | Monthly System Peak Day | SCE | 1-in-10 | 2026 | 4 | 558.892 | 460.7712 | 8.9473 | 71.76 | 0
| Zone | Remainder of System | 7 | Monthly System Peak Day | SCE | 1-in-10 | 2026 | 5 | 514.737 | 430.2954 | 8.9456 | 70.7758 | 0
| Zone | Remainder of System | 7 | Monthly System Peak Day | SCE | 1-in-10 | 2026 | 6 | 515.0802 | 453.8727 | 8.944 | 69.8783 | 0
| Zone | Remainder of System | 7 | Monthly System Peak Day | SCE | 1-in-10 | 2026 | 7 | 523.6625 | 444.1411 | 8.9514 | 69.1827 | 0
| Zone | Remainder of System | 7 | Monthly System Peak Day | SCE | 1-in-10 | 2026 | 8 | 514.4814 | 459.0774 | 8.8819 | 70.1442 | 0
| Zone | Remainder of System | 7 | Monthly System Peak Day | SCE | 1-in-10 | 2026 | 9 | 503.6483 | 485.5016 | 8.8625 | 73.6845 | 0
| Zone | Remainder of System | 7 | Monthly System Peak Day | SCE | 1-in-10 | 2026 | 10 | 489.3025 | 458.0078 | 8.9043 | 79.1197 | 0
| Zone | Remainder of System | 7 | Monthly System Peak Day | SCE | 1-in-10 | 2026 | 11 | 458.8329 | 428.1718 | 8.8717 | 85.4833 | 0
| Zone | Remainder of System | 7 | Monthly System Peak Day | SCE | 1-in-10 | 2026 | 12 | 452.3446 | 426.5565 | 8.842 | 90.3667 | 0
| Zone | Remainder of System | 7 | Monthly System Peak Day | SCE | 1-in-10 | 2026 | 13 | 362.4717 | 358.8954 | 8.832 | 94.5 | 0
| Zone | Remainder of System | 7 | Monthly System Peak Day | SCE | 1-in-10 | 2026 | 14 | 335.6891 | 336.0457 | 8.8623 | 97.9379 | 0
| Zone | Remainder of System | 7 | Monthly System Peak Day | SCE | 1-in-10 | 2026 | 15 | 283.6788 | 290.8869 | 8.9486 | 100.6849 | 0
| Zone | Remainder of System | 7 | Monthly System Peak Day | SCE | 1-in-10 | 2026 | 16 | 245.551 | 240.1764 | 9.0028 | 101.5894 | 0
| Zone | Remainder of System | 7 | Monthly System Peak Day | SCE | 1-in-10 | 2026 | 17 | 247.0878 | 252.8238 | 9.9058 | 101.5455 | 0
| Zone | Remainder of System | 7 | Monthly System Peak Day | SCE | 1-in-10 | 2026 | 18 | 217.7492 | 249.3345 | 9.934 | 100.5 | 0
| Zone | Remainder of System | 7 | Monthly System Peak Day | SCE | 1-in-10 | 2026 | 19 | 213.9409 | 199.3004 | 9.0876 | 99.1227 | 0
| Zone | Remainder of System | 7 | Monthly System Peak Day | SCE | 1-in-10 | 2026 | 20 | 202.5209 | 176.7579 | 8.9256 | 97.0364 | 0
| Zone | Remainder of System | 7 | Monthly System Peak Day | SCE | 1-in-10 | 2026 | 21 | 220.3108 | 201.8038 | 10.4783 | 94.1515 | 0
| Zone | Remainder of System | 7 | Monthly System Peak Day | SCE | 1-in-10 | 2026 | 22 | 385.1398 | 355.0184 | 9.0652 | 90.04 | 0
| Zone | Remainder of System | 7 | Monthly System Peak Day | SCE | 1-in-10 | 2026 | 23 | 401.6912 | 363.5453 | 8.9101 | 86.8336 | 0
| Zone | Remainder of System | 7 | Monthly System Peak Day | SCE | 1-in-10 | 2026 | 24 | 361.5642 | 341.975 | 8.9024 | 84.7888 | 0
| Zone | Remainder of System | 8 | Average Weekday | SCE | 1-in-10 | 2026 | 1 | 274.1717 | 295.8394 | 8.4247 | 72.37 | 0
| Zone | Remainder of System | 8 | Average Weekday | SCE | 1-in-10 | 2026 | 2 | 273.9953 | 290.3093 | 8.4385 | 71.61 | 0
| Zone | Remainder of System | 8 | Average Weekday | SCE | 1-in-10 | 2026 | 3 | 413.5199 | 433.4277 | 8.441 | 70.9118 | 0
| Zone | Remainder of System | 8 | Average Weekday | SCE | 1-in-10 | 2026 | 4 | 570.3005 | 593.8845 | 8.4437 | 70.2563 | 0
| Zone | Remainder of System | 8 | Average Weekday | SCE | 1-in-10 | 2026 | 5 | 522.3817 | 554.3902 | 8.4412 | 69.6981 | 0
| Zone | Remainder of System | 8 | Average Weekday | SCE | 1-in-10 | 2026 | 6 | 527.1369 | 561.8353 | 8.439 | 69.2074 | 0
| Zone | Remainder of System | 8 | Average Weekday | SCE | 1-in-10 | 2026 | 7 | 536.9087 | 537.0955 | 8.42 | 68.8104 | 0
| Zone | Remainder of System | 8 | Average Weekday | SCE | 1-in-10 | 2026 | 8 | 527.6462 | 546.2914 | 8.3531 | 68.7422 | 0
| Zone | Remainder of System | 8 | Average Weekday | SCE | 1-in-10 | 2026 | 9 | 511.1314 | 537.9827 | 8.3357 | 70.4402 | 0
| Zone | Remainder of System | 8 | Average Weekday | SCE | 1-in-10 | 2026 | 10 | 499.303 | 515.9359 | 8.3852 | 73.6806 | 0
| Zone | Remainder of System | 8 | Average Weekday | SCE | 1-in-10 | 2026 | 11 | 463.3934 | 479.043 | 8.3634 | 77.4085 | 0
| Zone | Remainder of System | 8 | Average Weekday | SCE | 1-in-10 | 2026 | 12 | 453.4447 | 474.0451 | 8.3426 | 81.036 | 0
| Zone | Remainder of System | 8 | Average Weekday | SCE | 1-in-10 | 2026 | 13 | 373.1195 | 399.1824 | 8.3331 | 83.7838 | 0
| Zone | Remainder of System | 8 | Average Weekday | SCE | 1-in-10 | 2026 | 14 | 343.2504 | 365.11 | 8.365 | 85.8153 | 0
| Zone | Remainder of System | 8 | Average Weekday | SCE | 1-in-10 | 2026 | 15 | 291.6476 | 311.828 | 8.4336 | 87.091 | 0
| Zone | Remainder of System | 8 | Average Weekday | SCE | 1-in-10 | 2026 | 16 | 251.6212 | 258.6151 | 8.4819 | 87.363 | 0
| Zone | Remainder of System | 8 | Average Weekday | SCE | 1-in-10 | 2026 | 17 | 255.3684 | 261.6264 | 9.5608 | 87.0549 | 0
| Zone | Remainder of System | 8 | Average Weekday | SCE | 1-in-10 | 2026 | 18 | 223.8454 | 241.483 | 9.4633 | 86.0276 | 0
| Zone | Remainder of System | 8 | Average Weekday | SCE | 1-in-10 | 2026 | 19 | 218.6872 | 240.7338 | 8.978 | 84.3658 | 0
| Zone | Remainder of System | 8 | Average Weekday | SCE | 1-in-10 | 2026 | 20 | 215.3727 | 228.61 | 8.6458 | 81.8452 | 0
| Zone | Remainder of System | 8 | Average Weekday | SCE | 1-in-10 | 2026 | 21 | 230.0791 | 250.0889 | 8.8977 | 78.4693 | 0
| Zone | Remainder of System | 8 | Average Weekday | SCE | 1-in-10 | 2026 | 22 | 388.0842 | 416.2568 | 8.435 | 75.852 | 0
| Zone | Remainder of System | 8 | Average Weekday | SCE | 1-in-10 | 2026 | 23 | 405.6291 | 439.3136 | 8.4355 | 74.3631 | 0
| Zone | Remainder of System | 8 | Average Weekday | SCE | 1-in-10 | 2026 | 24 | 366.7862 | 398.2831 | 8.401 | 73.2805 | 0
| Zone | Remainder of System | 8 | Monthly System Peak Day | SCE | 1-in-10 | 2026 | 1 | 274.1717 | 269.3575 | 7.4779 | 77.5297 | 0
| Zone | Remainder of System | 8 | Monthly System Peak Day | SCE | 1-in-10 | 2026 | 2 | 273.9953 | 258.5345 | 7.4972 | 76.3174 | 0
| Zone | Remainder of System | 8 | Monthly System Peak Day | SCE | 1-in-10 | 2026 | 3 | 413.5199 | 366.6378 | 7.5023 | 75.3311 | 0
| Zone | Remainder of System | 8 | Monthly System Peak Day | SCE | 1-in-10 | 2026 | 4 | 570.3005 | 476.931 | 7.5014 | 74.0045 | 0
| Zone | Remainder of System | 8 | Monthly System Peak Day | SCE | 1-in-10 | 2026 | 5 | 522.3817 | 448.551 | 7.4987 | 73.0998 | 0
| Zone | Remainder of System | 8 | Monthly System Peak Day | SCE | 1-in-10 | 2026 | 6 | 527.1369 | 463.4262 | 7.4963 | 72.373 | 0
| Zone | Remainder of System | 8 | Monthly System Peak Day | SCE | 1-in-10 | 2026 | 7 | 536.9087 | 449.9277 | 7.4991 | 71.488 | 0
| Zone | Remainder of System | 8 | Monthly System Peak Day | SCE | 1-in-10 | 2026 | 8 | 527.6462 | 468.5837 | 7.4084 | 71.1909 | 0
| Zone | Remainder of System | 8 | Monthly System Peak Day | SCE | 1-in-10 | 2026 | 9 | 511.1314 | 493.2433 | 7.3755 | 73.4649 | 0
| Zone | Remainder of System | 8 | Monthly System Peak Day | SCE | 1-in-10 | 2026 | 10 | 499.303 | 469.1793 | 7.4317 | 78.3818 | 0
| Zone | Remainder of System | 8 | Monthly System Peak Day | SCE | 1-in-10 | 2026 | 11 | 463.3934 | 431.8937 | 7.3826 | 83.7945 | 0
| Zone | Remainder of System | 8 | Monthly System Peak Day | SCE | 1-in-10 | 2026 | 12 | 453.4447 | 426.157 | 7.337 | 87.8152 | 0
| Zone | Remainder of System | 8 | Monthly System Peak Day | SCE | 1-in-10 | 2026 | 13 | 373.1195 | 370.7446 | 7.3179 | 89.7121 | 0
| Zone | Remainder of System | 8 | Monthly System Peak Day | SCE | 1-in-10 | 2026 | 14 | 343.2504 | 344.3029 | 7.37 | 91.6227 | 0
| Zone | Remainder of System | 8 | Monthly System Peak Day | SCE | 1-in-10 | 2026 | 15 | 291.6476 | 299.258 | 7.4925 | 93.2955 | 0
| Zone | Remainder of System | 8 | Monthly System Peak Day | SCE | 1-in-10 | 2026 | 16 | 251.6212 | 246.6228 | 7.5593 | 94.803 | 0
| Zone | Remainder of System | 8 | Monthly System Peak Day | SCE | 1-in-10 | 2026 | 17 | 255.3684 | 258.8172 | 8.6073 | 94.6455 | 0
| Zone | Remainder of System | 8 | Monthly System Peak Day | SCE | 1-in-10 | 2026 | 18 | 223.8454 | 256.3719 | 8.6423 | 94.1818 | 0
| Zone | Remainder of System | 8 | Monthly System Peak Day | SCE | 1-in-10 | 2026 | 19 | 218.6872 | 202.8569 | 7.198 | 92.9409 | 0
| Zone | Remainder of System | 8 | Monthly System Peak Day | SCE | 1-in-10 | 2026 | 20 | 215.3727 | 187.5587 | 7.0765 | 89.9697 | 0
| Zone | Remainder of System | 8 | Monthly System Peak Day | SCE | 1-in-10 | 2026 | 21 | 230.0791 | 209.3091 | 9.2775 | 86.6023 | 0
| Zone | Remainder of System | 8 | Monthly System Peak Day | SCE | 1-in-10 | 2026 | 22 | 388.0842 | 360.7483 | 7.6546 | 83.613 | 0
| Zone | Remainder of System | 8 | Monthly System Peak Day | SCE | 1-in-10 | 2026 | 23 | 405.6291 | 372.8524 | 7.4557 | 81.0338 | 0
| Zone | Remainder of System | 8 | Monthly System Peak Day | SCE | 1-in-10 | 2026 | 24 | 366.7862 | 350.8308 | 7.4407 | 79.6071 | 0
| Zone | Remainder of System | 8 | Typical Event Day | SCE | 1-in-10 | 2026 | 1 | 274.1717 | 269.3575 | 7.4779 | 76.5293 | 0
| Zone | Remainder of System | 8 | Typical Event Day | SCE | 1-in-10 | 2026 | 2 | 273.9953 | 258.5345 | 7.4972 | 75.0309 | 0
| Zone | Remainder of System | 8 | Typical Event Day | SCE | 1-in-10 | 2026 | 3 | 413.5199 | 366.6378 | 7.5023 | 73.7385 | 0
| Zone | Remainder of System | 8 | Typical Event Day | SCE | 1-in-10 | 2026 | 4 | 570.3005 | 476.931 | 7.5014 | 72.7591 | 0
| Zone | Remainder of System | 8 | Typical Event Day | SCE | 1-in-10 | 2026 | 5 | 522.3817 | 448.551 | 7.4987 | 71.9433 | 0
| Zone | Remainder of System | 8 | Typical Event Day | SCE | 1-in-10 | 2026 | 6 | 527.1369 | 463.4262 | 7.4963 | 71.1438 | 0
| Zone | Remainder of System | 8 | Typical Event Day | SCE | 1-in-10 | 2026 | 7 | 536.9087 | 449.9277 | 7.4991 | 70.5021 | 0
| Zone | Remainder of System | 8 | Typical Event Day | SCE | 1-in-10 | 2026 | 8 | 527.6462 | 468.5837 | 7.4084 | 70.8808 | 0
| Zone | Remainder of System | 8 | Typical Event Day | SCE | 1-in-10 | 2026 | 9 | 511.1314 | 493.2433 | 7.3755 | 73.7308 | 0
| Zone | Remainder of System | 8 | Typical Event Day | SCE | 1-in-10 | 2026 | 10 | 499.303 | 469.1793 | 7.4317 | 78.7837 | 0
| Zone | Remainder of System | 8 | Typical Event Day | SCE | 1-in-10 | 2026 | 11 | 463.3934 | 431.8937 | 7.3826 | 84.2613 | 0
| Zone | Remainder of System | 8 | Typical Event Day | SCE | 1-in-10 | 2026 | 12 | 453.4447 | 426.157 | 7.337 | 88.75 | 0
| Zone | Remainder of System | 8 | Typical Event Day | SCE | 1-in-10 | 2026 | 13 | 373.1195 | 370.7446 | 7.3179 | 91.662 | 0
| Zone | Remainder of System | 8 | Typical Event Day | SCE | 1-in-10 | 2026 | 14 | 343.2504 | 344.3029 | 7.37 | 94.0526 | 0
| Zone | Remainder of System | 8 | Typical Event Day | SCE | 1-in-10 | 2026 | 15 | 291.6476 | 299.258 | 7.4925 | 95.7853 | 0
| Zone | Remainder of System | 8 | Typical Event Day | SCE | 1-in-10 | 2026 | 16 | 251.6212 | 246.6228 | 7.5593 | 96.7804 | 0
| Zone | Remainder of System | 8 | Typical Event Day | SCE | 1-in-10 | 2026 | 17 | 255.3684 | 258.8172 | 8.6073 | 96.8969 | 0
| Zone | Remainder of System | 8 | Typical Event Day | SCE | 1-in-10 | 2026 | 18 | 223.8454 | 256.3719 | 8.6423 | 96.1604 | 0
| Zone | Remainder of System | 8 | Typical Event Day | SCE | 1-in-10 | 2026 | 19 | 218.6872 | 202.8569 | 7.198 | 94.3988 | 0
| Zone | Remainder of System | 8 | Typical Event Day | SCE | 1-in-10 | 2026 | 20 | 215.3727 | 187.5587 | 7.0765 | 91.4902 | 0
| Zone | Remainder of System | 8 | Typical Event Day | SCE | 1-in-10 | 2026 | 21 | 230.0791 | 209.3091 | 9.2775 | 87.8616 | 0
| Zone | Remainder of System | 8 | Typical Event Day | SCE | 1-in-10 | 2026 | 22 | 388.0842 | 360.7483 | 7.6546 | 84.458 | 0
| Zone | Remainder of System | 8 | Typical Event Day | SCE | 1-in-10 | 2026 | 23 | 405.6291 | 372.8524 | 7.4557 | 81.7631 | 0
| Zone | Remainder of System | 8 | Typical Event Day | SCE | 1-in-10 | 2026 | 24 | 366.7862 | 350.8308 | 7.4407 | 80.0673 | 0
| Zone | Remainder of System | 9 | Average Weekday | SCE | 1-in-10 | 2026 | 1 | 270.058 | 279.4634 | 9.1306 | 71.0646 | 0
| Zone | Remainder of System | 9 | Average Weekday | SCE | 1-in-10 | 2026 | 2 | 277.3308 | 279.0374 | 9.1481 | 70.1203 | 0
| Zone | Remainder of System | 9 | Average Weekday | SCE | 1-in-10 | 2026 | 3 | 440.247 | 435.2066 | 9.1505 | 69.2506 | 0
| Zone | Remainder of System | 9 | Average Weekday | SCE | 1-in-10 | 2026 | 4 | 600.4655 | 597.3251 | 9.1531 | 68.4826 | 0
| Zone | Remainder of System | 9 | Average Weekday | SCE | 1-in-10 | 2026 | 5 | 536.6886 | 535.5977 | 9.1479 | 67.8093 | 0
| Zone | Remainder of System | 9 | Average Weekday | SCE | 1-in-10 | 2026 | 6 | 524.9739 | 533.1973 | 9.1391 | 67.2573 | 0
| Zone | Remainder of System | 9 | Average Weekday | SCE | 1-in-10 | 2026 | 7 | 553.6703 | 541.0861 | 9.1113 | 66.785 | 0
| Zone | Remainder of System | 9 | Average Weekday | SCE | 1-in-10 | 2026 | 8 | 527.4676 | 524.478 | 9.0634 | 66.4866 | 0
| Zone | Remainder of System | 9 | Average Weekday | SCE | 1-in-10 | 2026 | 9 | 483.8625 | 505.9482 | 9.0509 | 67.9182 | 0
| Zone | Remainder of System | 9 | Average Weekday | SCE | 1-in-10 | 2026 | 10 | 478.3263 | 490.4436 | 9.1029 | 71.1915 | 0
| Zone | Remainder of System | 9 | Average Weekday | SCE | 1-in-10 | 2026 | 11 | 447.5307 | 459.7812 | 9.0808 | 74.8699 | 0
| Zone | Remainder of System | 9 | Average Weekday | SCE | 1-in-10 | 2026 | 12 | 440.1358 | 452.7506 | 9.0567 | 78.4748 | 0
| Zone | Remainder of System | 9 | Average Weekday | SCE | 1-in-10 | 2026 | 13 | 371.4365 | 385.2854 | 9.0441 | 81.3392 | 0
| Zone | Remainder of System | 9 | Average Weekday | SCE | 1-in-10 | 2026 | 14 | 333.3501 | 347.2567 | 9.0716 | 83.4193 | 0
| Zone | Remainder of System | 9 | Average Weekday | SCE | 1-in-10 | 2026 | 15 | 283.4805 | 298.4942 | 9.1246 | 84.7282 | 0
| Zone | Remainder of System | 9 | Average Weekday | SCE | 1-in-10 | 2026 | 16 | 253.0432 | 255.6317 | 9.1705 | 85.0989 | 0
| Zone | Remainder of System | 9 | Average Weekday | SCE | 1-in-10 | 2026 | 17 | 258.5806 | 264.5917 | 10.1646 | 84.9067 | 0
| Zone | Remainder of System | 9 | Average Weekday | SCE | 1-in-10 | 2026 | 18 | 229.0863 | 246.3889 | 10.0464 | 83.9833 | 0
| Zone | Remainder of System | 9 | Average Weekday | SCE | 1-in-10 | 2026 | 19 | 229.685 | 249.7873 | 10.056 | 82.1152 | 0
| Zone | Remainder of System | 9 | Average Weekday | SCE | 1-in-10 | 2026 | 20 | 226.7184 | 238.3202 | 9.1523 | 79.1843 | 0
| Zone | Remainder of System | 9 | Average Weekday | SCE | 1-in-10 | 2026 | 21 | 235.9787 | 253.3273 | 9.3815 | 76.077 | 0
| Zone | Remainder of System | 9 | Average Weekday | SCE | 1-in-10 | 2026 | 22 | 393.8366 | 416.8602 | 9.0846 | 74.194 | 0
| Zone | Remainder of System | 9 | Average Weekday | SCE | 1-in-10 | 2026 | 23 | 407.1605 | 429.7182 | 9.1207 | 72.8204 | 0
| Zone | Remainder of System | 9 | Average Weekday | SCE | 1-in-10 | 2026 | 24 | 362.9602 | 381.8459 | 9.1034 | 71.6765 | 0
| Zone | Remainder of System | 9 | Monthly System Peak Day | SCE | 1-in-10 | 2026 | 1 | 270.058 | 258.649 | 9.1917 | 76.687 | 0
| Zone | Remainder of System | 9 | Monthly System Peak Day | SCE | 1-in-10 | 2026 | 2 | 277.3308 | 252.391 | 9.2112 | 75.5862 | 0
| Zone | Remainder of System | 9 | Monthly System Peak Day | SCE | 1-in-10 | 2026 | 3 | 440.247 | 371.2495 | 9.2155 | 74.4318 | 0
| Zone | Remainder of System | 9 | Monthly System Peak Day | SCE | 1-in-10 | 2026 | 4 | 600.4655 | 470.3523 | 9.2141 | 73.9341 | 0
| Zone | Remainder of System | 9 | Monthly System Peak Day | SCE | 1-in-10 | 2026 | 5 | 536.6886 | 419.328 | 9.2093 | 73.6038 | 0
| Zone | Remainder of System | 9 | Monthly System Peak Day | SCE | 1-in-10 | 2026 | 6 | 524.9739 | 420.6747 | 9.2009 | 73.0773 | 0
| Zone | Remainder of System | 9 | Monthly System Peak Day | SCE | 1-in-10 | 2026 | 7 | 553.6703 | 439.9658 | 9.2008 | 72.7773 | 0
| Zone | Remainder of System | 9 | Monthly System Peak Day | SCE | 1-in-10 | 2026 | 8 | 527.4676 | 431.5401 | 9.1388 | 72.7038 | 0
| Zone | Remainder of System | 9 | Monthly System Peak Day | SCE | 1-in-10 | 2026 | 9 | 483.8625 | 458.8617 | 9.1192 | 74.5191 | 0
| Zone | Remainder of System | 9 | Monthly System Peak Day | SCE | 1-in-10 | 2026 | 10 | 478.3263 | 439.4736 | 9.1704 | 78.503 | 0
| Zone | Remainder of System | 9 | Monthly System Peak Day | SCE | 1-in-10 | 2026 | 11 | 447.5307 | 409.1982 | 9.1307 | 83.6091 | 0
| Zone | Remainder of System | 9 | Monthly System Peak Day | SCE | 1-in-10 | 2026 | 12 | 440.1358 | 405.8708 | 9.0915 | 88.3848 | 0
| Zone | Remainder of System | 9 | Monthly System Peak Day | SCE | 1-in-10 | 2026 | 13 | 371.4365 | 349.2534 | 9.0754 | 92.25 | 0
| Zone | Remainder of System | 9 | Monthly System Peak Day | SCE | 1-in-10 | 2026 | 14 | 333.3501 | 320.5333 | 9.1098 | 94.8682 | 0
| Zone | Remainder of System | 9 | Monthly System Peak Day | SCE | 1-in-10 | 2026 | 15 | 283.4805 | 281.8326 | 9.1978 | 96.4333 | 0
| Zone | Remainder of System | 9 | Monthly System Peak Day | SCE | 1-in-10 | 2026 | 16 | 253.0432 | 240.5203 | 9.2566 | 97.0258 | 0
| Zone | Remainder of System | 9 | Monthly System Peak Day | SCE | 1-in-10 | 2026 | 17 | 258.5806 | 262.0641 | 10.1817 | 97.1515 | 0
| Zone | Remainder of System | 9 | Monthly System Peak Day | SCE | 1-in-10 | 2026 | 18 | 229.0863 | 258.7844 | 10.1682 | 95.8727 | 0
| Zone | Remainder of System | 9 | Monthly System Peak Day | SCE | 1-in-10 | 2026 | 19 | 229.685 | 210.0898 | 9.6128 | 93.2273 | 0
| Zone | Remainder of System | 9 | Monthly System Peak Day | SCE | 1-in-10 | 2026 | 20 | 226.7184 | 197.7325 | 8.94 | 90.2697 | 0
| Zone | Remainder of System | 9 | Monthly System Peak Day | SCE | 1-in-10 | 2026 | 21 | 235.9787 | 216.4231 | 10.3898 | 87.0545 | 0
| Zone | Remainder of System | 9 | Monthly System Peak Day | SCE | 1-in-10 | 2026 | 22 | 393.8366 | 354.6226 | 9.2977 | 85.3015 | 0
| Zone | Remainder of System | 9 | Monthly System Peak Day | SCE | 1-in-10 | 2026 | 23 | 407.1605 | 354.4202 | 9.1483 | 84.0152 | 0
| Zone | Remainder of System | 9 | Monthly System Peak Day | SCE | 1-in-10 | 2026 | 24 | 362.9602 | 330.5561 | 9.1553 | 82.7955 | 0
| Zone | Remainder of System | 10 | Average Weekday | SCE | 1-in-10 | 2026 | 1 | 287.1566 | 297.7259 | 8.5429 | 66.821 | 0
| Zone | Remainder of System | 10 | Average Weekday | SCE | 1-in-10 | 2026 | 2 | 280.9106 | 287.5108 | 8.4319 | 65.8764 | 0
| Zone | Remainder of System | 10 | Average Weekday | SCE | 1-in-10 | 2026 | 3 | 432.9652 | 442.3849 | 8.4168 | 65.1487 | 0
| Zone | Remainder of System | 10 | Average Weekday | SCE | 1-in-10 | 2026 | 4 | 598.258 | 613.0007 | 8.3791 | 64.4441 | 0
| Zone | Remainder of System | 10 | Average Weekday | SCE | 1-in-10 | 2026 | 5 | 584.4457 | 598.3767 | 8.3756 | 63.7957 | 0
| Zone | Remainder of System | 10 | Average Weekday | SCE | 1-in-10 | 2026 | 6 | 581.317 | 596.4112 | 8.325 | 63.2505 | 0
| Zone | Remainder of System | 10 | Average Weekday | SCE | 1-in-10 | 2026 | 7 | 581.3192 | 580.8151 | 8.3106 | 62.7507 | 0
| Zone | Remainder of System | 10 | Average Weekday | SCE | 1-in-10 | 2026 | 8 | 569.6548 | 573.7879 | 8.615 | 62.4032 | 0
| Zone | Remainder of System | 10 | Average Weekday | SCE | 1-in-10 | 2026 | 9 | 543.331 | 581.4247 | 9.0433 | 62.8006 | 0
| Zone | Remainder of System | 10 | Average Weekday | SCE | 1-in-10 | 2026 | 10 | 524.9496 | 542.5483 | 8.7619 | 65.6724 | 0
| Zone | Remainder of System | 10 | Average Weekday | SCE | 1-in-10 | 2026 | 11 | 508.236 | 521.2298 | 8.9834 | 69.5905 | 0
| Zone | Remainder of System | 10 | Average Weekday | SCE | 1-in-10 | 2026 | 12 | 496.9363 | 509.0017 | 9.2288 | 73.4477 | 0
| Zone | Remainder of System | 10 | Average Weekday | SCE | 1-in-10 | 2026 | 13 | 399.5279 | 409.9097 | 9.4244 | 76.5732 | 0
| Zone | Remainder of System | 10 | Average Weekday | SCE | 1-in-10 | 2026 | 14 | 350.1251 | 357.3351 | 9.2873 | 78.6528 | 0
| Zone | Remainder of System | 10 | Average Weekday | SCE | 1-in-10 | 2026 | 15 | 304.1484 | 310.9051 | 8.8928 | 79.9522 | 0
| Zone | Remainder of System | 10 | Average Weekday | SCE | 1-in-10 | 2026 | 16 | 273.4733 | 276.1696 | 8.3886 | 80.5984 | 0
| Zone | Remainder of System | 10 | Average Weekday | SCE | 1-in-10 | 2026 | 17 | 270.6417 | 276.8142 | 8.1818 | 80.5533 | 0
| Zone | Remainder of System | 10 | Average Weekday | SCE | 1-in-10 | 2026 | 18 | 252.0507 | 258.7101 | 8.2395 | 79.6615 | 0
| Zone | Remainder of System | 10 | Average Weekday | SCE | 1-in-10 | 2026 | 19 | 266.9057 | 273.5222 | 8.6636 | 77.699 | 0
| Zone | Remainder of System | 10 | Average Weekday | SCE | 1-in-10 | 2026 | 20 | 258.5752 | 262.0354 | 8.3678 | 74.602 | 0
| Zone | Remainder of System | 10 | Average Weekday | SCE | 1-in-10 | 2026 | 21 | 246.4799 | 252.1288 | 8.0701 | 72.2635 | 0
| Zone | Remainder of System | 10 | Average Weekday | SCE | 1-in-10 | 2026 | 22 | 430.8705 | 448.6838 | 8.3068 | 70.5604 | 0
| Zone | Remainder of System | 10 | Average Weekday | SCE | 1-in-10 | 2026 | 23 | 411.1126 | 431.6783 | 8.4607 | 69.1121 | 0
| Zone | Remainder of System | 10 | Average Weekday | SCE | 1-in-10 | 2026 | 24 | 341.0453 | 364.4566 | 8.6414 | 67.8831 | 0
| Zone | Remainder of System | 10 | Monthly System Peak Day | SCE | 1-in-10 | 2026 | 1 | 287.1566 | 307.5425 | 8.3712 | 76.0256 | 0
| Zone | Remainder of System | 10 | Monthly System Peak Day | SCE | 1-in-10 | 2026 | 2 | 280.9106 | 292.7178 | 8.3156 | 75.3478 | 0
| Zone | Remainder of System | 10 | Monthly System Peak Day | SCE | 1-in-10 | 2026 | 3 | 432.9652 | 447.252 | 8.3092 | 75.072 | 0
| Zone | Remainder of System | 10 | Monthly System Peak Day | SCE | 1-in-10 | 2026 | 4 | 598.258 | 614.6489 | 8.2963 | 74.5467 | 0
| Zone | Remainder of System | 10 | Monthly System Peak Day | SCE | 1-in-10 | 2026 | 5 | 584.4457 | 603.5236 | 8.2902 | 73.4519 | 0
| Zone | Remainder of System | 10 | Monthly System Peak Day | SCE | 1-in-10 | 2026 | 6 | 581.317 | 595.0449 | 8.2676 | 73.5303 | 0
| Zone | Remainder of System | 10 | Monthly System Peak Day | SCE | 1-in-10 | 2026 | 7 | 581.3192 | 575.0411 | 8.2554 | 73.6352 | 0
| Zone | Remainder of System | 10 | Monthly System Peak Day | SCE | 1-in-10 | 2026 | 8 | 569.6548 | 574.1248 | 8.4126 | 73.808 | 0
| Zone | Remainder of System | 10 | Monthly System Peak Day | SCE | 1-in-10 | 2026 | 9 | 543.331 | 593.16 | 8.7106 | 73.7278 | 0
| Zone | Remainder of System | 10 | Monthly System Peak Day | SCE | 1-in-10 | 2026 | 10 | 524.9496 | 549.3645 | 8.4972 | 77.7894 | 0
| Zone | Remainder of System | 10 | Monthly System Peak Day | SCE | 1-in-10 | 2026 | 11 | 508.236 | 530.1628 | 8.6389 | 82.6678 | 0
| Zone | Remainder of System | 10 | Monthly System Peak Day | SCE | 1-in-10 | 2026 | 12 | 496.9363 | 522.3912 | 8.81 | 88.4141 | 0
| Zone | Remainder of System | 10 | Monthly System Peak Day | SCE | 1-in-10 | 2026 | 13 | 399.5279 | 409.1638 | 8.9572 | 92.9031 | 0
| Zone | Remainder of System | 10 | Monthly System Peak Day | SCE | 1-in-10 | 2026 | 14 | 350.1251 | 356.0548 | 8.8618 | 95.1859 | 0
| Zone | Remainder of System | 10 | Monthly System Peak Day | SCE | 1-in-10 | 2026 | 15 | 304.1484 | 311.2412 | 8.5729 | 96.7359 | 0
| Zone | Remainder of System | 10 | Monthly System Peak Day | SCE | 1-in-10 | 2026 | 16 | 273.4733 | 274.8246 | 8.2589 | 97.5891 | 0
| Zone | Remainder of System | 10 | Monthly System Peak Day | SCE | 1-in-10 | 2026 | 17 | 270.6417 | 276.7737 | 8.1277 | 97.4922 | 0
| Zone | Remainder of System | 10 | Monthly System Peak Day | SCE | 1-in-10 | 2026 | 18 | 252.0507 | 258.4978 | 8.124 | 96.7734 | 0
| Zone | Remainder of System | 10 | Monthly System Peak Day | SCE | 1-in-10 | 2026 | 19 | 266.9057 | 272.6038 | 8.6226 | 94.4938 | 0
| Zone | Remainder of System | 10 | Monthly System Peak Day | SCE | 1-in-10 | 2026 | 20 | 258.5752 | 262.6133 | 8.3673 | 90.1375 | 0
| Zone | Remainder of System | 10 | Monthly System Peak Day | SCE | 1-in-10 | 2026 | 21 | 246.4799 | 254.716 | 8.3123 | 86.2781 | 0
| Zone | Remainder of System | 10 | Monthly System Peak Day | SCE | 1-in-10 | 2026 | 22 | 430.8705 | 448.6351 | 8.2349 | 84.1844 | 0
| Zone | Remainder of System | 10 | Monthly System Peak Day | SCE | 1-in-10 | 2026 | 23 | 411.1126 | 435.0314 | 8.3236 | 82.1378 | 0
| Zone | Remainder of System | 10 | Monthly System Peak Day | SCE | 1-in-10 | 2026 | 24 | 341.0453 | 378.7066 | 8.4334 | 80.1997 | 0
| Zone | Remainder of System | 11 | Average Weekday | SCE | 1-in-10 | 2026 | 1 | 270.0981 | 276.7474 | 8.4246 | 56.059 | 0
| Zone | Remainder of System | 11 | Average Weekday | SCE | 1-in-10 | 2026 | 2 | 268.9732 | 275.2709 | 8.4434 | 55.0971 | 0
| Zone | Remainder of System | 11 | Average Weekday | SCE | 1-in-10 | 2026 | 3 | 415.6355 | 426.2186 | 8.4184 | 54.1595 | 0
| Zone | Remainder of System | 11 | Average Weekday | SCE | 1-in-10 | 2026 | 4 | 591.7258 | 609.1461 | 8.43 | 53.2044 | 0
| Zone | Remainder of System | 11 | Average Weekday | SCE | 1-in-10 | 2026 | 5 | 557.6536 | 583.2733 | 8.4033 | 52.3654 | 0
| Zone | Remainder of System | 11 | Average Weekday | SCE | 1-in-10 | 2026 | 6 | 545.5085 | 572.988 | 8.4094 | 51.8116 | 0
| Zone | Remainder of System | 11 | Average Weekday | SCE | 1-in-10 | 2026 | 7 | 553.8301 | 551.0126 | 8.5986 | 51.3221 | 0
| Zone | Remainder of System | 11 | Average Weekday | SCE | 1-in-10 | 2026 | 8 | 532.1362 | 536.3618 | 8.9031 | 51.0234 | 0
| Zone | Remainder of System | 11 | Average Weekday | SCE | 1-in-10 | 2026 | 9 | 517.3349 | 544.5674 | 8.5873 | 52.5111 | 0
| Zone | Remainder of System | 11 | Average Weekday | SCE | 1-in-10 | 2026 | 10 | 494.9306 | 507.3004 | 8.8843 | 56.466 | 0
| Zone | Remainder of System | 11 | Average Weekday | SCE | 1-in-10 | 2026 | 11 | 468.3173 | 476.4334 | 9.0751 | 61.1659 | 0
| Zone | Remainder of System | 11 | Average Weekday | SCE | 1-in-10 | 2026 | 12 | 461.8278 | 469.236 | 9.1718 | 65.0488 | 0
| Zone | Remainder of System | 11 | Average Weekday | SCE | 1-in-10 | 2026 | 13 | 373.2781 | 384.4625 | 8.9511 | 67.8408 | 0
| Zone | Remainder of System | 11 | Average Weekday | SCE | 1-in-10 | 2026 | 14 | 340.7208 | 348.4127 | 8.6871 | 69.5124 | 0
| Zone | Remainder of System | 11 | Average Weekday | SCE | 1-in-10 | 2026 | 15 | 287.8162 | 297.2854 | 8.3683 | 70.4672 | 0
| Zone | Remainder of System | 11 | Average Weekday | SCE | 1-in-10 | 2026 | 16 | 260.1032 | 262.6656 | 8.4514 | 70.7027 | 0
| Zone | Remainder of System | 11 | Average Weekday | SCE | 1-in-10 | 2026 | 17 | 264.8436 | 270.3904 | 8.2638 | 69.9819 | 0
| Zone | Remainder of System | 11 | Average Weekday | SCE | 1-in-10 | 2026 | 18 | 247.0081 | 253.1414 | 8.4338 | 67.953 | 0
| Zone | Remainder of System | 11 | Average Weekday | SCE | 1-in-10 | 2026 | 19 | 263.8195 | 268.1465 | 8.3843 | 65.3114 | 0
| Zone | Remainder of System | 11 | Average Weekday | SCE | 1-in-10 | 2026 | 20 | 248.6697 | 309.6367 | 10.4598 | 63.0346 | 0
| Zone | Remainder of System | 11 | Average Weekday | SCE | 1-in-10 | 2026 | 21 | 235.5331 | 241.802 | 8.0382 | 61.213 | 0
| Zone | Remainder of System | 11 | Average Weekday | SCE | 1-in-10 | 2026 | 22 | 412.6963 | 428.6267 | 8.3911 | 59.5838 | 0
| Zone | Remainder of System | 11 | Average Weekday | SCE | 1-in-10 | 2026 | 23 | 393.3204 | 408.4146 | 8.5572 | 58.2328 | 0
| Zone | Remainder of System | 11 | Average Weekday | SCE | 1-in-10 | 2026 | 24 | 321.7383 | 334.4732 | 8.4811 | 57.0822 | 0
| Zone | Remainder of System | 11 | Monthly System Peak Day | SCE | 1-in-10 | 2026 | 1 | 270.0981 | 281.8128 | 8.3423 | 69.4034 | 0
| Zone | Remainder of System | 11 | Monthly System Peak Day | SCE | 1-in-10 | 2026 | 2 | 268.9732 | 279.1667 | 8.3644 | 68.1516 | 0
| Zone | Remainder of System | 11 | Monthly System Peak Day | SCE | 1-in-10 | 2026 | 3 | 415.6355 | 429.6992 | 8.352 | 67.393 | 0
| Zone | Remainder of System | 11 | Monthly System Peak Day | SCE | 1-in-10 | 2026 | 4 | 591.7258 | 612.8391 | 8.3619 | 66.0125 | 0
| Zone | Remainder of System | 11 | Monthly System Peak Day | SCE | 1-in-10 | 2026 | 5 | 557.6536 | 586.9869 | 8.3526 | 65.1814 | 0
| Zone | Remainder of System | 11 | Monthly System Peak Day | SCE | 1-in-10 | 2026 | 6 | 545.5085 | 574.0638 | 8.3593 | 64.2144 | 0
| Zone | Remainder of System | 11 | Monthly System Peak Day | SCE | 1-in-10 | 2026 | 7 | 553.8301 | 539.4398 | 8.5122 | 63.6647 | 0
| Zone | Remainder of System | 11 | Monthly System Peak Day | SCE | 1-in-10 | 2026 | 8 | 532.1362 | 541.7837 | 8.9006 | 63.8962 | 0
| Zone | Remainder of System | 11 | Monthly System Peak Day | SCE | 1-in-10 | 2026 | 9 | 517.3349 | 552.9629 | 8.503 | 65.4002 | 0
| Zone | Remainder of System | 11 | Monthly System Peak Day | SCE | 1-in-10 | 2026 | 10 | 494.9306 | 517.4005 | 8.8725 | 69.6937 | 0
| Zone | Remainder of System | 11 | Monthly System Peak Day | SCE | 1-in-10 | 2026 | 11 | 468.3173 | 489.7771 | 9.1557 | 76.562 | 0
| Zone | Remainder of System | 11 | Monthly System Peak Day | SCE | 1-in-10 | 2026 | 12 | 461.8278 | 484.8638 | 9.3168 | 82.3128 | 0
| Zone | Remainder of System | 11 | Monthly System Peak Day | SCE | 1-in-10 | 2026 | 13 | 373.2781 | 384.6651 | 8.9944 | 85.9891 | 0
| Zone | Remainder of System | 11 | Monthly System Peak Day | SCE | 1-in-10 | 2026 | 14 | 340.7208 | 347.0112 | 8.6242 | 87.9797 | 0
| Zone | Remainder of System | 11 | Monthly System Peak Day | SCE | 1-in-10 | 2026 | 15 | 287.8162 | 297.3414 | 8.2778 | 88.7703 | 0
| Zone | Remainder of System | 11 | Monthly System Peak Day | SCE | 1-in-10 | 2026 | 16 | 260.1032 | 261.515 | 8.362 | 89.0578 | 0
| Zone | Remainder of System | 11 | Monthly System Peak Day | SCE | 1-in-10 | 2026 | 17 | 264.8436 | 272.3576 | 8.1764 | 88.5875 | 0
| Zone | Remainder of System | 11 | Monthly System Peak Day | SCE | 1-in-10 | 2026 | 18 | 247.0081 | 255.715 | 8.3402 | 86.8453 | 0
| Zone | Remainder of System | 11 | Monthly System Peak Day | SCE | 1-in-10 | 2026 | 19 | 263.8195 | 269.2909 | 8.3833 | 83.7578 | 0
| Zone | Remainder of System | 11 | Monthly System Peak Day | SCE | 1-in-10 | 2026 | 20 | 248.6697 | 356.8947 | 17.1451 | 79.8594 | 0
| Zone | Remainder of System | 11 | Monthly System Peak Day | SCE | 1-in-10 | 2026 | 21 | 235.5331 | 244.0916 | 8.3458 | 76.3664 | 0
| Zone | Remainder of System | 11 | Monthly System Peak Day | SCE | 1-in-10 | 2026 | 22 | 412.6963 | 429.9977 | 8.3132 | 73.8492 | 0
| Zone | Remainder of System | 11 | Monthly System Peak Day | SCE | 1-in-10 | 2026 | 23 | 393.3204 | 414.2156 | 8.4689 | 71.6486 | 0
| Zone | Remainder of System | 11 | Monthly System Peak Day | SCE | 1-in-10 | 2026 | 24 | 321.7383 | 344.2561 | 8.3868 | 70.3994 | 0
| Zone | Remainder of System | 12 | Average Weekday | SCE | 1-in-10 | 2026 | 1 | 255.0273 | 262.0729 | 8.2857 | 48.7864 | 0
| Zone | Remainder of System | 12 | Average Weekday | SCE | 1-in-10 | 2026 | 2 | 251.0041 | 257.5903 | 8.3118 | 47.947 | 0
| Zone | Remainder of System | 12 | Average Weekday | SCE | 1-in-10 | 2026 | 3 | 391.9442 | 404.1677 | 8.3175 | 47.1857 | 0
| Zone | Remainder of System | 12 | Average Weekday | SCE | 1-in-10 | 2026 | 4 | 567.2386 | 586.6171 | 8.3242 | 46.3928 | 0
| Zone | Remainder of System | 12 | Average Weekday | SCE | 1-in-10 | 2026 | 5 | 537.3841 | 566.2374 | 8.3278 | 45.8878 | 0
| Zone | Remainder of System | 12 | Average Weekday | SCE | 1-in-10 | 2026 | 6 | 514.129 | 546.2913 | 8.3331 | 45.4234 | 0
| Zone | Remainder of System | 12 | Average Weekday | SCE | 1-in-10 | 2026 | 7 | 508.2351 | 507.0502 | 8.2939 | 45.0246 | 0
| Zone | Remainder of System | 12 | Average Weekday | SCE | 1-in-10 | 2026 | 8 | 499.4022 | 506.2576 | 8.2449 | 44.9313 | 0
| Zone | Remainder of System | 12 | Average Weekday | SCE | 1-in-10 | 2026 | 9 | 480.3734 | 508.541 | 8.196 | 45.6373 | 0
| Zone | Remainder of System | 12 | Average Weekday | SCE | 1-in-10 | 2026 | 10 | 450.9951 | 467.4274 | 8.2234 | 48.6216 | 0
| Zone | Remainder of System | 12 | Average Weekday | SCE | 1-in-10 | 2026 | 11 | 426.2422 | 436.2606 | 8.1802 | 52.4485 | 0
| Zone | Remainder of System | 12 | Average Weekday | SCE | 1-in-10 | 2026 | 12 | 418.6573 | 425.6765 | 8.1403 | 55.8659 | 0
| Zone | Remainder of System | 12 | Average Weekday | SCE | 1-in-10 | 2026 | 13 | 339.4087 | 350.1833 | 8.1304 | 58.3704 | 0
| Zone | Remainder of System | 12 | Average Weekday | SCE | 1-in-10 | 2026 | 14 | 309.277 | 317.8032 | 8.1643 | 60.0313 | 0
| Zone | Remainder of System | 12 | Average Weekday | SCE | 1-in-10 | 2026 | 15 | 270.7574 | 279.4399 | 8.2205 | 60.9602 | 0
| Zone | Remainder of System | 12 | Average Weekday | SCE | 1-in-10 | 2026 | 16 | 237.883 | 240.3417 | 8.2799 | 61.3074 | 0
| Zone | Remainder of System | 12 | Average Weekday | SCE | 1-in-10 | 2026 | 17 | 243.6391 | 250.1637 | 8.1426 | 60.7301 | 0
| Zone | Remainder of System | 12 | Average Weekday | SCE | 1-in-10 | 2026 | 18 | 228.0125 | 233.9068 | 8.1213 | 58.7054 | 0
| Zone | Remainder of System | 12 | Average Weekday | SCE | 1-in-10 | 2026 | 19 | 246.0611 | 250.3797 | 8.3839 | 56.3345 | 0
| Zone | Remainder of System | 12 | Average Weekday | SCE | 1-in-10 | 2026 | 20 | 238.3527 | 300.1171 | 8.4003 | 54.597 | 0
| Zone | Remainder of System | 12 | Average Weekday | SCE | 1-in-10 | 2026 | 21 | 225.4119 | 232.0959 | 8.038 | 53.159 | 0
| Zone | Remainder of System | 12 | Average Weekday | SCE | 1-in-10 | 2026 | 22 | 400.1123 | 415.7148 | 8.2286 | 51.881 | 0
| Zone | Remainder of System | 12 | Average Weekday | SCE | 1-in-10 | 2026 | 23 | 382.2512 | 396.947 | 8.254 | 50.7727 | 0
| Zone | Remainder of System | 12 | Average Weekday | SCE | 1-in-10 | 2026 | 24 | 311.6266 | 325.1832 | 8.2571 | 49.8739 | 0
| Zone | Remainder of System | 12 | Monthly System Peak Day | SCE | 1-in-10 | 2026 | 1 | 255.0273 | 262.0729 | 8.2857 | 42.5695 | 0
| Zone | Remainder of System | 12 | Monthly System Peak Day | SCE | 1-in-10 | 2026 | 2 | 251.0041 | 257.5903 | 8.3118 | 41.708 | 0
| Zone | Remainder of System | 12 | Monthly System Peak Day | SCE | 1-in-10 | 2026 | 3 | 391.9442 | 404.1677 | 8.3175 | 40.6634 | 0
| Zone | Remainder of System | 12 | Monthly System Peak Day | SCE | 1-in-10 | 2026 | 4 | 567.2386 | 586.6171 | 8.3242 | 39.7536 | 0
| Zone | Remainder of System | 12 | Monthly System Peak Day | SCE | 1-in-10 | 2026 | 5 | 537.3841 | 566.2374 | 8.3278 | 38.8297 | 0
| Zone | Remainder of System | 12 | Monthly System Peak Day | SCE | 1-in-10 | 2026 | 6 | 514.129 | 546.2913 | 8.3331 | 37.7472 | 0
| Zone | Remainder of System | 12 | Monthly System Peak Day | SCE | 1-in-10 | 2026 | 7 | 508.2351 | 507.0502 | 8.2939 | 36.5995 | 0
| Zone | Remainder of System | 12 | Monthly System Peak Day | SCE | 1-in-10 | 2026 | 8 | 499.4022 | 506.2576 | 8.2449 | 36.6103 | 0
| Zone | Remainder of System | 12 | Monthly System Peak Day | SCE | 1-in-10 | 2026 | 9 | 480.3734 | 508.541 | 8.196 | 37.7047 | 0
| Zone | Remainder of System | 12 | Monthly System Peak Day | SCE | 1-in-10 | 2026 | 10 | 450.9951 | 467.4274 | 8.2234 | 41.4383 | 0
| Zone | Remainder of System | 12 | Monthly System Peak Day | SCE | 1-in-10 | 2026 | 11 | 426.2422 | 436.2606 | 8.1802 | 45.7698 | 0
| Zone | Remainder of System | 12 | Monthly System Peak Day | SCE | 1-in-10 | 2026 | 12 | 418.6573 | 425.6765 | 8.1403 | 48.8809 | 0
| Zone | Remainder of System | 12 | Monthly System Peak Day | SCE | 1-in-10 | 2026 | 13 | 339.4087 | 350.1833 | 8.1304 | 50.4759 | 0
| Zone | Remainder of System | 12 | Monthly System Peak Day | SCE | 1-in-10 | 2026 | 14 | 309.277 | 317.8032 | 8.1643 | 51.6747 | 0
| Zone | Remainder of System | 12 | Monthly System Peak Day | SCE | 1-in-10 | 2026 | 15 | 270.7574 | 279.4399 | 8.2205 | 52.7272 | 0
| Zone | Remainder of System | 12 | Monthly System Peak Day | SCE | 1-in-10 | 2026 | 16 | 237.883 | 240.3417 | 8.2799 | 53.1839 | 0
| Zone | Remainder of System | 12 | Monthly System Peak Day | SCE | 1-in-10 | 2026 | 17 | 243.6391 | 250.1637 | 8.1426 | 52.9211 | 0
| Zone | Remainder of System | 12 | Monthly System Peak Day | SCE | 1-in-10 | 2026 | 18 | 228.0125 | 233.9068 | 8.1213 | 51.1658 | 0
| Zone | Remainder of System | 12 | Monthly System Peak Day | SCE | 1-in-10 | 2026 | 19 | 246.0611 | 250.3797 | 8.3839 | 49.0081 | 0
| Zone | Remainder of System | 12 | Monthly System Peak Day | SCE | 1-in-10 | 2026 | 20 | 238.3527 | 300.1171 | 8.4003 | 47.4864 | 0
| Zone | Remainder of System | 12 | Monthly System Peak Day | SCE | 1-in-10 | 2026 | 21 | 225.4119 | 232.0959 | 8.038 | 46.0752 | 0
| Zone | Remainder of System | 12 | Monthly System Peak Day | SCE | 1-in-10 | 2026 | 22 | 400.1123 | 415.7148 | 8.2286 | 44.3067 | 0
| Zone | Remainder of System | 12 | Monthly System Peak Day | SCE | 1-in-10 | 2026 | 23 | 382.2512 | 396.947 | 8.254 | 43.3595 | 0
| Zone | Remainder of System | 12 | Monthly System Peak Day | SCE | 1-in-10 | 2026 | 24 | 311.6266 | 325.1832 | 8.2571 | 42.7814 | 0
| Zone | Remainder of System | 1 | Average Weekday | SCE | 1-in-10 | 2027 | 1 | 264.0478 | 270.3876 | 8.297 | 48.5418 | 0
| Zone | Remainder of System | 1 | Average Weekday | SCE | 1-in-10 | 2027 | 2 | 261.7449 | 268.9966 | 8.3229 | 47.7538 | 0
| Zone | Remainder of System | 1 | Average Weekday | SCE | 1-in-10 | 2027 | 3 | 405.474 | 417.2373 | 8.3285 | 47.1481 | 0
| Zone | Remainder of System | 1 | Average Weekday | SCE | 1-in-10 | 2027 | 4 | 576.8116 | 595.1653 | 8.3352 | 46.4563 | 0
| Zone | Remainder of System | 1 | Average Weekday | SCE | 1-in-10 | 2027 | 5 | 549.0018 | 576.9762 | 8.3388 | 45.7587 | 0
| Zone | Remainder of System | 1 | Average Weekday | SCE | 1-in-10 | 2027 | 6 | 535.2722 | 566.3954 | 8.3441 | 45.1036 | 0
| Zone | Remainder of System | 1 | Average Weekday | SCE | 1-in-10 | 2027 | 7 | 542.0771 | 539.9458 | 8.3052 | 44.5655 | 0
| Zone | Remainder of System | 1 | Average Weekday | SCE | 1-in-10 | 2027 | 8 | 533.4484 | 539.23 | 8.2568 | 44.3307 | 0
| Zone | Remainder of System | 1 | Average Weekday | SCE | 1-in-10 | 2027 | 9 | 501.63 | 527.2751 | 8.2084 | 44.8068 | 0
| Zone | Remainder of System | 1 | Average Weekday | SCE | 1-in-10 | 2027 | 10 | 483.6055 | 496.7637 | 8.2354 | 47.5928 | 0
| Zone | Remainder of System | 1 | Average Weekday | SCE | 1-in-10 | 2027 | 11 | 454.961 | 463.3339 | 8.1929 | 51.3252 | 0
| Zone | Remainder of System | 1 | Average Weekday | SCE | 1-in-10 | 2027 | 12 | 449.9739 | 457.0657 | 8.1537 | 54.7156 | 0
| Zone | Remainder of System | 1 | Average Weekday | SCE | 1-in-10 | 2027 | 13 | 378.0416 | 388.8333 | 8.144 | 57.1933 | 0
| Zone | Remainder of System | 1 | Average Weekday | SCE | 1-in-10 | 2027 | 14 | 342.7733 | 350.4628 | 8.1773 | 58.7299 | 0
| Zone | Remainder of System | 1 | Average Weekday | SCE | 1-in-10 | 2027 | 15 | 297.3029 | 305.0808 | 8.2326 | 59.7358 | 0
| Zone | Remainder of System | 1 | Average Weekday | SCE | 1-in-10 | 2027 | 16 | 264.3591 | 266.6034 | 8.2912 | 60.1875 | 0
| Zone | Remainder of System | 1 | Average Weekday | SCE | 1-in-10 | 2027 | 17 | 267.6551 | 274.0355 | 8.1624 | 59.7999 | 0
| Zone | Remainder of System | 1 | Average Weekday | SCE | 1-in-10 | 2027 | 18 | 248.7955 | 254.8547 | 8.1411 | 58.3041 | 0
| Zone | Remainder of System | 1 | Average Weekday | SCE | 1-in-10 | 2027 | 19 | 262.4964 | 266.8789 | 8.402 | 55.9215 | 0
| Zone | Remainder of System | 1 | Average Weekday | SCE | 1-in-10 | 2027 | 20 | 252.9469 | 314.7511 | 8.4174 | 54.1041 | 0
| Zone | Remainder of System | 1 | Average Weekday | SCE | 1-in-10 | 2027 | 21 | 235.898 | 242.3464 | 8.0566 | 52.7602 | 0
| Zone | Remainder of System | 1 | Average Weekday | SCE | 1-in-10 | 2027 | 22 | 410.2202 | 426.0882 | 8.2398 | 51.5587 | 0
| Zone | Remainder of System | 1 | Average Weekday | SCE | 1-in-10 | 2027 | 23 | 397.3505 | 412.1208 | 8.2657 | 50.4809 | 0
| Zone | Remainder of System | 1 | Average Weekday | SCE | 1-in-10 | 2027 | 24 | 327.8687 | 340.265 | 8.2688 | 49.576 | 0
| Zone | Remainder of System | 1 | Monthly System Peak Day | SCE | 1-in-10 | 2027 | 1 | 264.0478 | 270.3876 | 8.297 | 44.4388 | 0
| Zone | Remainder of System | 1 | Monthly System Peak Day | SCE | 1-in-10 | 2027 | 2 | 261.7449 | 268.9966 | 8.3229 | 43.8073 | 0
| Zone | Remainder of System | 1 | Monthly System Peak Day | SCE | 1-in-10 | 2027 | 3 | 405.474 | 417.2373 | 8.3285 | 43.0442 | 0
| Zone | Remainder of System | 1 | Monthly System Peak Day | SCE | 1-in-10 | 2027 | 4 | 576.8116 | 595.1653 | 8.3352 | 42.3247 | 0
| Zone | Remainder of System | 1 | Monthly System Peak Day | SCE | 1-in-10 | 2027 | 5 | 549.0018 | 576.9762 | 8.3388 | 42.0786 | 0
| Zone | Remainder of System | 1 | Monthly System Peak Day | SCE | 1-in-10 | 2027 | 6 | 535.2722 | 566.3954 | 8.3441 | 41.1127 | 0
| Zone | Remainder of System | 1 | Monthly System Peak Day | SCE | 1-in-10 | 2027 | 7 | 542.0771 | 539.9458 | 8.3052 | 40.5433 | 0
| Zone | Remainder of System | 1 | Monthly System Peak Day | SCE | 1-in-10 | 2027 | 8 | 533.4484 | 539.23 | 8.2568 | 40.1802 | 0
| Zone | Remainder of System | 1 | Monthly System Peak Day | SCE | 1-in-10 | 2027 | 9 | 501.63 | 527.2751 | 8.2084 | 40.587 | 0
| Zone | Remainder of System | 1 | Monthly System Peak Day | SCE | 1-in-10 | 2027 | 10 | 483.6055 | 496.7637 | 8.2354 | 43.0014 | 0
| Zone | Remainder of System | 1 | Monthly System Peak Day | SCE | 1-in-10 | 2027 | 11 | 454.961 | 463.3339 | 8.1929 | 45.635 | 0
| Zone | Remainder of System | 1 | Monthly System Peak Day | SCE | 1-in-10 | 2027 | 12 | 449.9739 | 457.0657 | 8.1537 | 47.7783 | 0
| Zone | Remainder of System | 1 | Monthly System Peak Day | SCE | 1-in-10 | 2027 | 13 | 378.0416 | 388.8333 | 8.144 | 47.6958 | 0
| Zone | Remainder of System | 1 | Monthly System Peak Day | SCE | 1-in-10 | 2027 | 14 | 342.7733 | 350.4628 | 8.1773 | 48.1105 | 0
| Zone | Remainder of System | 1 | Monthly System Peak Day | SCE | 1-in-10 | 2027 | 15 | 297.3029 | 305.0808 | 8.2326 | 48.9491 | 0
| Zone | Remainder of System | 1 | Monthly System Peak Day | SCE | 1-in-10 | 2027 | 16 | 264.3591 | 266.6034 | 8.2912 | 50.1039 | 0
| Zone | Remainder of System | 1 | Monthly System Peak Day | SCE | 1-in-10 | 2027 | 17 | 267.6551 | 274.0355 | 8.1624 | 49.5105 | 0
| Zone | Remainder of System | 1 | Monthly System Peak Day | SCE | 1-in-10 | 2027 | 18 | 248.7955 | 254.8547 | 8.1411 | 48.4556 | 0
| Zone | Remainder of System | 1 | Monthly System Peak Day | SCE | 1-in-10 | 2027 | 19 | 262.4964 | 266.8789 | 8.402 | 46.6627 | 0
| Zone | Remainder of System | 1 | Monthly System Peak Day | SCE | 1-in-10 | 2027 | 20 | 252.9469 | 314.7511 | 8.4174 | 45.7192 | 0
| Zone | Remainder of System | 1 | Monthly System Peak Day | SCE | 1-in-10 | 2027 | 21 | 235.898 | 242.3464 | 8.0566 | 44.9309 | 0
| Zone | Remainder of System | 1 | Monthly System Peak Day | SCE | 1-in-10 | 2027 | 22 | 410.2202 | 426.0882 | 8.2398 | 44.2384 | 0
| Zone | Remainder of System | 1 | Monthly System Peak Day | SCE | 1-in-10 | 2027 | 23 | 397.3505 | 412.1208 | 8.2657 | 43.5948 | 0
| Zone | Remainder of System | 1 | Monthly System Peak Day | SCE | 1-in-10 | 2027 | 24 | 327.8687 | 340.265 | 8.2688 | 43.1517 | 0
| Zone | Remainder of System | 2 | Average Weekday | SCE | 1-in-10 | 2027 | 1 | 264.0782 | 271.2351 | 8.3538 | 54.0382 | 0
| Zone | Remainder of System | 2 | Average Weekday | SCE | 1-in-10 | 2027 | 2 | 258.3777 | 266.5223 | 8.3854 | 53.0249 | 0
| Zone | Remainder of System | 2 | Average Weekday | SCE | 1-in-10 | 2027 | 3 | 398.5186 | 411.7022 | 8.392 | 52.103 | 0
| Zone | Remainder of System | 2 | Average Weekday | SCE | 1-in-10 | 2027 | 4 | 566.1155 | 587.2795 | 8.3999 | 51.1364 | 0
| Zone | Remainder of System | 2 | Average Weekday | SCE | 1-in-10 | 2027 | 5 | 546.5836 | 577.5549 | 8.4033 | 50.31 | 0
| Zone | Remainder of System | 2 | Average Weekday | SCE | 1-in-10 | 2027 | 6 | 537.0146 | 570.1042 | 8.4081 | 49.696 | 0
| Zone | Remainder of System | 2 | Average Weekday | SCE | 1-in-10 | 2027 | 7 | 529.7945 | 529.1033 | 8.3606 | 49.1834 | 0
| Zone | Remainder of System | 2 | Average Weekday | SCE | 1-in-10 | 2027 | 8 | 520.0508 | 526.2728 | 8.303 | 48.888 | 0
| Zone | Remainder of System | 2 | Average Weekday | SCE | 1-in-10 | 2027 | 9 | 500.5249 | 526.5725 | 8.2445 | 50.259 | 0
| Zone | Remainder of System | 2 | Average Weekday | SCE | 1-in-10 | 2027 | 10 | 478.3002 | 490.8278 | 8.2796 | 54.1964 | 0
| Zone | Remainder of System | 2 | Average Weekday | SCE | 1-in-10 | 2027 | 11 | 454.1429 | 462.7494 | 8.2258 | 58.8515 | 0
| Zone | Remainder of System | 2 | Average Weekday | SCE | 1-in-10 | 2027 | 12 | 448.9638 | 456.7365 | 8.1748 | 62.7996 | 0
| Zone | Remainder of System | 2 | Average Weekday | SCE | 1-in-10 | 2027 | 13 | 372.7484 | 384.5865 | 8.1612 | 65.5213 | 0
| Zone | Remainder of System | 2 | Average Weekday | SCE | 1-in-10 | 2027 | 14 | 334.4626 | 342.7769 | 8.2048 | 67.2527 | 0
| Zone | Remainder of System | 2 | Average Weekday | SCE | 1-in-10 | 2027 | 15 | 283.754 | 293.7874 | 8.2751 | 68.2047 | 0
| Zone | Remainder of System | 2 | Average Weekday | SCE | 1-in-10 | 2027 | 16 | 253.9716 | 257.7804 | 8.3472 | 68.6737 | 0
| Zone | Remainder of System | 2 | Average Weekday | SCE | 1-in-10 | 2027 | 17 | 246.4393 | 251.5738 | 8.1948 | 68.2788 | 0
| Zone | Remainder of System | 2 | Average Weekday | SCE | 1-in-10 | 2027 | 18 | 233.0863 | 238.2406 | 8.1671 | 66.7848 | 0
| Zone | Remainder of System | 2 | Average Weekday | SCE | 1-in-10 | 2027 | 19 | 254.9411 | 259.4048 | 8.4021 | 63.8259 | 0
| Zone | Remainder of System | 2 | Average Weekday | SCE | 1-in-10 | 2027 | 20 | 246.1291 | 306.0498 | 8.4209 | 61.1681 | 0
| Zone | Remainder of System | 2 | Average Weekday | SCE | 1-in-10 | 2027 | 21 | 224.3674 | 230.5576 | 8.0309 | 59.2506 | 0
| Zone | Remainder of System | 2 | Average Weekday | SCE | 1-in-10 | 2027 | 22 | 395.1773 | 410.8918 | 8.2808 | 57.5462 | 0
| Zone | Remainder of System | 2 | Average Weekday | SCE | 1-in-10 | 2027 | 23 | 380.6404 | 395.81 | 8.3147 | 56.0923 | 0
| Zone | Remainder of System | 2 | Average Weekday | SCE | 1-in-10 | 2027 | 24 | 320.8327 | 334.492 | 8.3189 | 54.8445 | 0
| Zone | Remainder of System | 2 | Monthly System Peak Day | SCE | 1-in-10 | 2027 | 1 | 264.0782 | 271.2351 | 8.3538 | 64.3403 | 0
| Zone | Remainder of System | 2 | Monthly System Peak Day | SCE | 1-in-10 | 2027 | 2 | 258.3777 | 266.5223 | 8.3854 | 62.5731 | 0
| Zone | Remainder of System | 2 | Monthly System Peak Day | SCE | 1-in-10 | 2027 | 3 | 398.5186 | 411.7022 | 8.392 | 61.5461 | 0
| Zone | Remainder of System | 2 | Monthly System Peak Day | SCE | 1-in-10 | 2027 | 4 | 566.1155 | 587.2795 | 8.3999 | 60.398 | 0
| Zone | Remainder of System | 2 | Monthly System Peak Day | SCE | 1-in-10 | 2027 | 5 | 546.5836 | 577.5549 | 8.4033 | 59.4783 | 0
| Zone | Remainder of System | 2 | Monthly System Peak Day | SCE | 1-in-10 | 2027 | 6 | 537.0146 | 570.1042 | 8.4081 | 58.1067 | 0
| Zone | Remainder of System | 2 | Monthly System Peak Day | SCE | 1-in-10 | 2027 | 7 | 529.7945 | 529.1033 | 8.3606 | 57.6506 | 0
| Zone | Remainder of System | 2 | Monthly System Peak Day | SCE | 1-in-10 | 2027 | 8 | 520.0508 | 526.2728 | 8.303 | 57.142 | 0
| Zone | Remainder of System | 2 | Monthly System Peak Day | SCE | 1-in-10 | 2027 | 9 | 500.5249 | 526.5725 | 8.2445 | 59.1553 | 0
| Zone | Remainder of System | 2 | Monthly System Peak Day | SCE | 1-in-10 | 2027 | 10 | 478.3002 | 490.8278 | 8.2796 | 64.6281 | 0
| Zone | Remainder of System | 2 | Monthly System Peak Day | SCE | 1-in-10 | 2027 | 11 | 454.1429 | 462.7494 | 8.2258 | 70.3806 | 0
| Zone | Remainder of System | 2 | Monthly System Peak Day | SCE | 1-in-10 | 2027 | 12 | 448.9638 | 456.7365 | 8.1748 | 75.0772 | 0
| Zone | Remainder of System | 2 | Monthly System Peak Day | SCE | 1-in-10 | 2027 | 13 | 372.7484 | 384.5865 | 8.1612 | 78.5178 | 0
| Zone | Remainder of System | 2 | Monthly System Peak Day | SCE | 1-in-10 | 2027 | 14 | 334.4626 | 342.7769 | 8.2048 | 80.4984 | 0
| Zone | Remainder of System | 2 | Monthly System Peak Day | SCE | 1-in-10 | 2027 | 15 | 283.754 | 293.7874 | 8.2751 | 81.6891 | 0
| Zone | Remainder of System | 2 | Monthly System Peak Day | SCE | 1-in-10 | 2027 | 16 | 253.9716 | 257.7804 | 8.3472 | 82.4677 | 0
| Zone | Remainder of System | 2 | Monthly System Peak Day | SCE | 1-in-10 | 2027 | 17 | 246.4393 | 251.5738 | 8.1948 | 82.0663 | 0
| Zone | Remainder of System | 2 | Monthly System Peak Day | SCE | 1-in-10 | 2027 | 18 | 233.0863 | 238.2406 | 8.1671 | 79.9572 | 0
| Zone | Remainder of System | 2 | Monthly System Peak Day | SCE | 1-in-10 | 2027 | 19 | 254.9411 | 259.4048 | 8.4021 | 75.7559 | 0
| Zone | Remainder of System | 2 | Monthly System Peak Day | SCE | 1-in-10 | 2027 | 20 | 246.1291 | 306.0498 | 8.4209 | 71.8606 | 0
| Zone | Remainder of System | 2 | Monthly System Peak Day | SCE | 1-in-10 | 2027 | 21 | 224.3674 | 230.5576 | 8.0309 | 68.5952 | 0
| Zone | Remainder of System | 2 | Monthly System Peak Day | SCE | 1-in-10 | 2027 | 22 | 395.1773 | 410.8918 | 8.2808 | 66.3128 | 0
| Zone | Remainder of System | 2 | Monthly System Peak Day | SCE | 1-in-10 | 2027 | 23 | 380.6404 | 395.81 | 8.3147 | 64.6469 | 0
| Zone | Remainder of System | 2 | Monthly System Peak Day | SCE | 1-in-10 | 2027 | 24 | 320.8327 | 334.492 | 8.3189 | 63.0592 | 0
| Zone | Remainder of System | 3 | Average Weekday | SCE | 1-in-10 | 2027 | 1 | 271.5223 | 283.3664 | 8.4408 | 57.5537 | 0
| Zone | Remainder of System | 3 | Average Weekday | SCE | 1-in-10 | 2027 | 2 | 266.1579 | 273.9045 | 8.3921 | 56.4206 | 0
| Zone | Remainder of System | 3 | Average Weekday | SCE | 1-in-10 | 2027 | 3 | 425.4056 | 436.5699 | 8.3848 | 55.3452 | 0
| Zone | Remainder of System | 3 | Average Weekday | SCE | 1-in-10 | 2027 | 4 | 598.77 | 615.6183 | 8.3676 | 54.4215 | 0
| Zone | Remainder of System | 3 | Average Weekday | SCE | 1-in-10 | 2027 | 5 | 565.2533 | 584.6341 | 8.3614 | 53.6273 | 0
| Zone | Remainder of System | 3 | Average Weekday | SCE | 1-in-10 | 2027 | 6 | 556.0637 | 575.4139 | 8.33 | 52.9063 | 0
| Zone | Remainder of System | 3 | Average Weekday | SCE | 1-in-10 | 2027 | 7 | 560.2052 | 560.8951 | 8.3149 | 52.44 | 0
| Zone | Remainder of System | 3 | Average Weekday | SCE | 1-in-10 | 2027 | 8 | 538.1815 | 548.5876 | 8.469 | 52.295 | 0
| Zone | Remainder of System | 3 | Average Weekday | SCE | 1-in-10 | 2027 | 9 | 522.998 | 562.8514 | 8.6596 | 53.6088 | 0
| Zone | Remainder of System | 3 | Average Weekday | SCE | 1-in-10 | 2027 | 10 | 503.8239 | 526.4716 | 8.5269 | 57.1162 | 0
| Zone | Remainder of System | 3 | Average Weekday | SCE | 1-in-10 | 2027 | 11 | 471.5992 | 488.1025 | 8.6058 | 61.4632 | 0
| Zone | Remainder of System | 3 | Average Weekday | SCE | 1-in-10 | 2027 | 12 | 471.3042 | 483.4024 | 8.6951 | 65.4775 | 0
| Zone | Remainder of System | 3 | Average Weekday | SCE | 1-in-10 | 2027 | 13 | 377.887 | 388.7359 | 8.7701 | 68.7024 | 0
| Zone | Remainder of System | 3 | Average Weekday | SCE | 1-in-10 | 2027 | 14 | 353.2762 | 360.922 | 8.72 | 70.914 | 0
| Zone | Remainder of System | 3 | Average Weekday | SCE | 1-in-10 | 2027 | 15 | 306.3333 | 313.3396 | 8.5535 | 72.242 | 0
| Zone | Remainder of System | 3 | Average Weekday | SCE | 1-in-10 | 2027 | 16 | 272.8544 | 275.7389 | 8.3365 | 72.9142 | 0
| Zone | Remainder of System | 3 | Average Weekday | SCE | 1-in-10 | 2027 | 17 | 274.4024 | 280.1346 | 8.1909 | 72.9266 | 0
| Zone | Remainder of System | 3 | Average Weekday | SCE | 1-in-10 | 2027 | 18 | 247.6372 | 254.0186 | 8.2054 | 71.945 | 0
| Zone | Remainder of System | 3 | Average Weekday | SCE | 1-in-10 | 2027 | 19 | 262.2859 | 268.9352 | 8.4891 | 70.1003 | 0
| Zone | Remainder of System | 3 | Average Weekday | SCE | 1-in-10 | 2027 | 20 | 248.6474 | 251.8484 | 8.3852 | 67.4013 | 0
| Zone | Remainder of System | 3 | Average Weekday | SCE | 1-in-10 | 2027 | 21 | 220.897 | 225.8961 | 8.0601 | 64.6072 | 0
| Zone | Remainder of System | 3 | Average Weekday | SCE | 1-in-10 | 2027 | 22 | 419.378 | 437.7176 | 8.2944 | 62.6982 | 0
| Zone | Remainder of System | 3 | Average Weekday | SCE | 1-in-10 | 2027 | 23 | 409.6435 | 431.0885 | 8.3959 | 61.2385 | 0
| Zone | Remainder of System | 3 | Average Weekday | SCE | 1-in-10 | 2027 | 24 | 352.4337 | 377.4579 | 8.486 | 59.8218 | 0
| Zone | Remainder of System | 3 | Monthly System Peak Day | SCE | 1-in-10 | 2027 | 1 | 271.5223 | 294.1809 | 8.4302 | 65.5264 | 0
| Zone | Remainder of System | 3 | Monthly System Peak Day | SCE | 1-in-10 | 2027 | 2 | 266.1579 | 281.3097 | 8.3471 | 63.8061 | 0
| Zone | Remainder of System | 3 | Monthly System Peak Day | SCE | 1-in-10 | 2027 | 3 | 425.4056 | 444.0445 | 8.3382 | 62.6338 | 0
| Zone | Remainder of System | 3 | Monthly System Peak Day | SCE | 1-in-10 | 2027 | 4 | 598.77 | 620.1124 | 8.3204 | 61.4338 | 0
| Zone | Remainder of System | 3 | Monthly System Peak Day | SCE | 1-in-10 | 2027 | 5 | 565.2533 | 592.1365 | 8.3144 | 60.3541 | 0
| Zone | Remainder of System | 3 | Monthly System Peak Day | SCE | 1-in-10 | 2027 | 6 | 556.0637 | 575.0051 | 8.2895 | 59.3344 | 0
| Zone | Remainder of System | 3 | Monthly System Peak Day | SCE | 1-in-10 | 2027 | 7 | 560.2052 | 555.17 | 8.2765 | 58.333 | 0
| Zone | Remainder of System | 3 | Monthly System Peak Day | SCE | 1-in-10 | 2027 | 8 | 538.1815 | 560.9357 | 8.496 | 57.6456 | 0
| Zone | Remainder of System | 3 | Monthly System Peak Day | SCE | 1-in-10 | 2027 | 9 | 522.998 | 574.4791 | 8.9718 | 58.9664 | 0
| Zone | Remainder of System | 3 | Monthly System Peak Day | SCE | 1-in-10 | 2027 | 10 | 503.8239 | 535.0633 | 8.6425 | 63.8406 | 0
| Zone | Remainder of System | 3 | Monthly System Peak Day | SCE | 1-in-10 | 2027 | 11 | 471.5992 | 501.561 | 8.898 | 69.4223 | 0
| Zone | Remainder of System | 3 | Monthly System Peak Day | SCE | 1-in-10 | 2027 | 12 | 471.3042 | 496.5492 | 9.2109 | 74.8961 | 0
| Zone | Remainder of System | 3 | Monthly System Peak Day | SCE | 1-in-10 | 2027 | 13 | 377.887 | 389.9886 | 9.4757 | 78.9659 | 0
| Zone | Remainder of System | 3 | Monthly System Peak Day | SCE | 1-in-10 | 2027 | 14 | 353.2762 | 361.572 | 9.2921 | 81.4947 | 0
| Zone | Remainder of System | 3 | Monthly System Peak Day | SCE | 1-in-10 | 2027 | 15 | 306.3333 | 314.6722 | 8.7974 | 83.6188 | 0
| Zone | Remainder of System | 3 | Monthly System Peak Day | SCE | 1-in-10 | 2027 | 16 | 272.8544 | 274.4128 | 8.2936 | 84.7072 | 0
| Zone | Remainder of System | 3 | Monthly System Peak Day | SCE | 1-in-10 | 2027 | 17 | 274.4024 | 280.3655 | 8.1519 | 84.82 | 0
| Zone | Remainder of System | 3 | Monthly System Peak Day | SCE | 1-in-10 | 2027 | 18 | 247.6372 | 253.9521 | 8.1591 | 83.6134 | 0
| Zone | Remainder of System | 3 | Monthly System Peak Day | SCE | 1-in-10 | 2027 | 19 | 262.2859 | 268.1973 | 8.8972 | 81.9964 | 0
| Zone | Remainder of System | 3 | Monthly System Peak Day | SCE | 1-in-10 | 2027 | 20 | 248.6474 | 252.6302 | 8.3848 | 79.4273 | 0
| Zone | Remainder of System | 3 | Monthly System Peak Day | SCE | 1-in-10 | 2027 | 21 | 220.897 | 228.306 | 8.4714 | 75.4836 | 0
| Zone | Remainder of System | 3 | Monthly System Peak Day | SCE | 1-in-10 | 2027 | 22 | 419.378 | 437.7992 | 8.2561 | 72.1747 | 0
| Zone | Remainder of System | 3 | Monthly System Peak Day | SCE | 1-in-10 | 2027 | 23 | 409.6435 | 434.644 | 8.3629 | 69.3213 | 0
| Zone | Remainder of System | 3 | Monthly System Peak Day | SCE | 1-in-10 | 2027 | 24 | 352.4337 | 392.3689 | 8.5226 | 67.0591 | 0
| Zone | Remainder of System | 4 | Average Weekday | SCE | 1-in-10 | 2027 | 1 | 269.6743 | 280.8868 | 8.4573 | 58.4495 | 0
| Zone | Remainder of System | 4 | Average Weekday | SCE | 1-in-10 | 2027 | 2 | 268.0277 | 276.6173 | 8.4093 | 57.3661 | 0
| Zone | Remainder of System | 4 | Average Weekday | SCE | 1-in-10 | 2027 | 3 | 427.2822 | 439.1083 | 8.402 | 56.3776 | 0
| Zone | Remainder of System | 4 | Average Weekday | SCE | 1-in-10 | 2027 | 4 | 595.4613 | 612.3386 | 8.385 | 55.4443 | 0
| Zone | Remainder of System | 4 | Average Weekday | SCE | 1-in-10 | 2027 | 5 | 550.3568 | 568.5366 | 8.3787 | 54.7398 | 0
| Zone | Remainder of System | 4 | Average Weekday | SCE | 1-in-10 | 2027 | 6 | 546.1868 | 564.6343 | 8.3469 | 54.2066 | 0
| Zone | Remainder of System | 4 | Average Weekday | SCE | 1-in-10 | 2027 | 7 | 549.6624 | 550.8233 | 8.3307 | 53.7036 | 0
| Zone | Remainder of System | 4 | Average Weekday | SCE | 1-in-10 | 2027 | 8 | 534.0532 | 541.493 | 8.4842 | 53.6121 | 0
| Zone | Remainder of System | 4 | Average Weekday | SCE | 1-in-10 | 2027 | 9 | 505.1129 | 543.5464 | 8.6733 | 55.6221 | 0
| Zone | Remainder of System | 4 | Average Weekday | SCE | 1-in-10 | 2027 | 10 | 486.7434 | 509.9045 | 8.5419 | 59.1742 | 0
| Zone | Remainder of System | 4 | Average Weekday | SCE | 1-in-10 | 2027 | 11 | 460.3673 | 474.6018 | 8.6192 | 62.771 | 0
| Zone | Remainder of System | 4 | Average Weekday | SCE | 1-in-10 | 2027 | 12 | 459.8576 | 471.9572 | 8.7067 | 66.0998 | 0
| Zone | Remainder of System | 4 | Average Weekday | SCE | 1-in-10 | 2027 | 13 | 375.8856 | 386.6665 | 8.7805 | 68.7702 | 0
| Zone | Remainder of System | 4 | Average Weekday | SCE | 1-in-10 | 2027 | 14 | 346.7871 | 354.4429 | 8.7316 | 70.6578 | 0
| Zone | Remainder of System | 4 | Average Weekday | SCE | 1-in-10 | 2027 | 15 | 293.9521 | 301.24 | 8.5667 | 71.9352 | 0
| Zone | Remainder of System | 4 | Average Weekday | SCE | 1-in-10 | 2027 | 16 | 261.8288 | 264.8227 | 8.3523 | 72.6742 | 0
| Zone | Remainder of System | 4 | Average Weekday | SCE | 1-in-10 | 2027 | 17 | 260.7277 | 265.0938 | 8.2239 | 72.7612 | 0
| Zone | Remainder of System | 4 | Average Weekday | SCE | 1-in-10 | 2027 | 18 | 224.864 | 230.479 | 8.236 | 71.9582 | 0
| Zone | Remainder of System | 4 | Average Weekday | SCE | 1-in-10 | 2027 | 19 | 230.4805 | 237.1574 | 8.4893 | 70.5355 | 0
| Zone | Remainder of System | 4 | Average Weekday | SCE | 1-in-10 | 2027 | 20 | 222.6973 | 226.0508 | 8.3853 | 68.3812 | 0
| Zone | Remainder of System | 4 | Average Weekday | SCE | 1-in-10 | 2027 | 21 | 223.8875 | 229.1355 | 8.0753 | 65.3369 | 0
| Zone | Remainder of System | 4 | Average Weekday | SCE | 1-in-10 | 2027 | 22 | 409.5958 | 427.5759 | 8.3065 | 63.1079 | 0
| Zone | Remainder of System | 4 | Average Weekday | SCE | 1-in-10 | 2027 | 23 | 404.1172 | 425.1061 | 8.4123 | 61.521 | 0
| Zone | Remainder of System | 4 | Average Weekday | SCE | 1-in-10 | 2027 | 24 | 346.7974 | 370.9525 | 8.502 | 60.1435 | 0
| Zone | Remainder of System | 4 | Monthly System Peak Day | SCE | 1-in-10 | 2027 | 1 | 269.6743 | 290.99 | 8.4479 | 70.5794 | 0
| Zone | Remainder of System | 4 | Monthly System Peak Day | SCE | 1-in-10 | 2027 | 2 | 268.0277 | 283.605 | 8.3652 | 68.6806 | 0
| Zone | Remainder of System | 4 | Monthly System Peak Day | SCE | 1-in-10 | 2027 | 3 | 427.2822 | 446.6402 | 8.3563 | 67.7655 | 0
| Zone | Remainder of System | 4 | Monthly System Peak Day | SCE | 1-in-10 | 2027 | 4 | 595.4613 | 615.9987 | 8.3385 | 66.4139 | 0
| Zone | Remainder of System | 4 | Monthly System Peak Day | SCE | 1-in-10 | 2027 | 5 | 550.3568 | 575.5452 | 8.3323 | 65.4662 | 0
| Zone | Remainder of System | 4 | Monthly System Peak Day | SCE | 1-in-10 | 2027 | 6 | 546.1868 | 563.9465 | 8.3069 | 64.025 | 0
| Zone | Remainder of System | 4 | Monthly System Peak Day | SCE | 1-in-10 | 2027 | 7 | 549.6624 | 544.9547 | 8.2928 | 62.7973 | 0
| Zone | Remainder of System | 4 | Monthly System Peak Day | SCE | 1-in-10 | 2027 | 8 | 534.0532 | 556.6198 | 8.5125 | 62.488 | 0
| Zone | Remainder of System | 4 | Monthly System Peak Day | SCE | 1-in-10 | 2027 | 9 | 505.1129 | 555.0173 | 8.9875 | 65.6312 | 0
| Zone | Remainder of System | 4 | Monthly System Peak Day | SCE | 1-in-10 | 2027 | 10 | 486.7434 | 517.849 | 8.6593 | 71.08 | 0
| Zone | Remainder of System | 4 | Monthly System Peak Day | SCE | 1-in-10 | 2027 | 11 | 460.3673 | 487.193 | 8.9136 | 75.9286 | 0
| Zone | Remainder of System | 4 | Monthly System Peak Day | SCE | 1-in-10 | 2027 | 12 | 459.8576 | 484.9296 | 9.2251 | 80.412 | 0
| Zone | Remainder of System | 4 | Monthly System Peak Day | SCE | 1-in-10 | 2027 | 13 | 375.8856 | 388.1123 | 9.4889 | 83.442 | 0
| Zone | Remainder of System | 4 | Monthly System Peak Day | SCE | 1-in-10 | 2027 | 14 | 346.7871 | 355.0848 | 9.3062 | 85.4472 | 0
| Zone | Remainder of System | 4 | Monthly System Peak Day | SCE | 1-in-10 | 2027 | 15 | 293.9521 | 302.8902 | 8.8128 | 86.8428 | 0
| Zone | Remainder of System | 4 | Monthly System Peak Day | SCE | 1-in-10 | 2027 | 16 | 261.8288 | 263.4521 | 8.3104 | 87.3141 | 0
| Zone | Remainder of System | 4 | Monthly System Peak Day | SCE | 1-in-10 | 2027 | 17 | 260.7277 | 265.3585 | 8.1851 | 87.4866 | 0
| Zone | Remainder of System | 4 | Monthly System Peak Day | SCE | 1-in-10 | 2027 | 18 | 224.864 | 230.7756 | 8.1899 | 86.6141 | 0
| Zone | Remainder of System | 4 | Monthly System Peak Day | SCE | 1-in-10 | 2027 | 19 | 230.4805 | 236.4587 | 8.8994 | 84.4725 | 0
| Zone | Remainder of System | 4 | Monthly System Peak Day | SCE | 1-in-10 | 2027 | 20 | 222.6973 | 226.8102 | 8.3849 | 79.8427 | 0
| Zone | Remainder of System | 4 | Monthly System Peak Day | SCE | 1-in-10 | 2027 | 21 | 223.8875 | 231.553 | 8.4878 | 74.5391 | 0
| Zone | Remainder of System | 4 | Monthly System Peak Day | SCE | 1-in-10 | 2027 | 22 | 409.5958 | 427.5335 | 8.2691 | 71.1442 | 0
| Zone | Remainder of System | 4 | Monthly System Peak Day | SCE | 1-in-10 | 2027 | 23 | 404.1172 | 428.5296 | 8.3802 | 69.0236 | 0
| Zone | Remainder of System | 4 | Monthly System Peak Day | SCE | 1-in-10 | 2027 | 24 | 346.7974 | 385.464 | 8.5399 | 67.3797 | 0
| Zone | Remainder of System | 5 | Average Weekday | SCE | 1-in-10 | 2027 | 1 | 282.7761 | 294.1242 | 8.4891 | 62.1727 | 0
| Zone | Remainder of System | 5 | Average Weekday | SCE | 1-in-10 | 2027 | 2 | 283.3518 | 291.1312 | 8.4421 | 61.1648 | 0
| Zone | Remainder of System | 5 | Average Weekday | SCE | 1-in-10 | 2027 | 3 | 443.3723 | 456.3929 | 8.435 | 60.2356 | 0
| Zone | Remainder of System | 5 | Average Weekday | SCE | 1-in-10 | 2027 | 4 | 606.5558 | 624.5706 | 8.4181 | 59.3569 | 0
| Zone | Remainder of System | 5 | Average Weekday | SCE | 1-in-10 | 2027 | 5 | 567.3728 | 586.4063 | 8.4112 | 58.7412 | 0
| Zone | Remainder of System | 5 | Average Weekday | SCE | 1-in-10 | 2027 | 6 | 553.4807 | 573.9256 | 8.3785 | 58.1661 | 0
| Zone | Remainder of System | 5 | Average Weekday | SCE | 1-in-10 | 2027 | 7 | 547.4416 | 548.664 | 8.3605 | 57.8997 | 0
| Zone | Remainder of System | 5 | Average Weekday | SCE | 1-in-10 | 2027 | 8 | 544.6931 | 555.8624 | 8.5135 | 58.7071 | 0
| Zone | Remainder of System | 5 | Average Weekday | SCE | 1-in-10 | 2027 | 9 | 512.0876 | 548.0775 | 8.7006 | 61.456 | 0
| Zone | Remainder of System | 5 | Average Weekday | SCE | 1-in-10 | 2027 | 10 | 502.1713 | 525.4033 | 8.5714 | 64.9894 | 0
| Zone | Remainder of System | 5 | Average Weekday | SCE | 1-in-10 | 2027 | 11 | 481.758 | 496.5843 | 8.6454 | 68.1837 | 0
| Zone | Remainder of System | 5 | Average Weekday | SCE | 1-in-10 | 2027 | 12 | 474.967 | 486.6628 | 8.7293 | 70.9372 | 0
| Zone | Remainder of System | 5 | Average Weekday | SCE | 1-in-10 | 2027 | 13 | 384.394 | 395.6113 | 8.801 | 73.3433 | 0
| Zone | Remainder of System | 5 | Average Weekday | SCE | 1-in-10 | 2027 | 14 | 361.6299 | 369.3479 | 8.7543 | 75.1538 | 0
| Zone | Remainder of System | 5 | Average Weekday | SCE | 1-in-10 | 2027 | 15 | 318.35 | 325.4552 | 8.593 | 76.3764 | 0
| Zone | Remainder of System | 5 | Average Weekday | SCE | 1-in-10 | 2027 | 16 | 277.0772 | 279.9207 | 8.3824 | 76.8846 | 0
| Zone | Remainder of System | 5 | Average Weekday | SCE | 1-in-10 | 2027 | 17 | 265.3524 | 270.8414 | 8.2537 | 76.8837 | 0
| Zone | Remainder of System | 5 | Average Weekday | SCE | 1-in-10 | 2027 | 18 | 239.0606 | 245.0243 | 8.2626 | 76.1315 | 0
| Zone | Remainder of System | 5 | Average Weekday | SCE | 1-in-10 | 2027 | 19 | 248.224 | 255.0999 | 8.4873 | 74.7201 | 0
| Zone | Remainder of System | 5 | Average Weekday | SCE | 1-in-10 | 2027 | 20 | 235.7434 | 239.1041 | 8.3849 | 72.5958 | 0
| Zone | Remainder of System | 5 | Average Weekday | SCE | 1-in-10 | 2027 | 21 | 240.8077 | 246.1777 | 8.0773 | 69.615 | 0
| Zone | Remainder of System | 5 | Average Weekday | SCE | 1-in-10 | 2027 | 22 | 429.9566 | 448.222 | 8.3331 | 66.8354 | 0
| Zone | Remainder of System | 5 | Average Weekday | SCE | 1-in-10 | 2027 | 23 | 430.2942 | 451.9783 | 8.4424 | 64.9385 | 0
| Zone | Remainder of System | 5 | Average Weekday | SCE | 1-in-10 | 2027 | 24 | 368.8611 | 393.8198 | 8.5324 | 63.4049 | 0
| Zone | Remainder of System | 5 | Monthly System Peak Day | SCE | 1-in-10 | 2027 | 1 | 282.7761 | 304.8217 | 8.4762 | 73.6895 | 0
| Zone | Remainder of System | 5 | Monthly System Peak Day | SCE | 1-in-10 | 2027 | 2 | 283.3518 | 298.5046 | 8.3958 | 72.0766 | 0
| Zone | Remainder of System | 5 | Monthly System Peak Day | SCE | 1-in-10 | 2027 | 3 | 443.3723 | 464.4328 | 8.3871 | 70.6422 | 0
| Zone | Remainder of System | 5 | Monthly System Peak Day | SCE | 1-in-10 | 2027 | 4 | 606.5558 | 628.8882 | 8.3699 | 69.0833 | 0
| Zone | Remainder of System | 5 | Monthly System Peak Day | SCE | 1-in-10 | 2027 | 5 | 567.3728 | 594.0341 | 8.3632 | 68.0722 | 0
| Zone | Remainder of System | 5 | Monthly System Peak Day | SCE | 1-in-10 | 2027 | 6 | 553.4807 | 574.2713 | 8.3374 | 67.0072 | 0
| Zone | Remainder of System | 5 | Monthly System Peak Day | SCE | 1-in-10 | 2027 | 7 | 547.4416 | 542.7625 | 8.3217 | 66.5788 | 0
| Zone | Remainder of System | 5 | Monthly System Peak Day | SCE | 1-in-10 | 2027 | 8 | 544.6931 | 565.4474 | 8.5381 | 66.8927 | 0
| Zone | Remainder of System | 5 | Monthly System Peak Day | SCE | 1-in-10 | 2027 | 9 | 512.0876 | 559.9619 | 9.0084 | 71.0933 | 0
| Zone | Remainder of System | 5 | Monthly System Peak Day | SCE | 1-in-10 | 2027 | 10 | 502.1713 | 533.0783 | 8.6835 | 77.5111 | 0
| Zone | Remainder of System | 5 | Monthly System Peak Day | SCE | 1-in-10 | 2027 | 11 | 481.758 | 508.7761 | 8.9332 | 83.59 | 0
| Zone | Remainder of System | 5 | Monthly System Peak Day | SCE | 1-in-10 | 2027 | 12 | 474.967 | 498.6826 | 9.2402 | 87.7347 | 0
| Zone | Remainder of System | 5 | Monthly System Peak Day | SCE | 1-in-10 | 2027 | 13 | 384.394 | 396.1535 | 9.5013 | 90.7541 | 0
| Zone | Remainder of System | 5 | Monthly System Peak Day | SCE | 1-in-10 | 2027 | 14 | 361.6299 | 367.8331 | 9.321 | 92.7356 | 0
| Zone | Remainder of System | 5 | Monthly System Peak Day | SCE | 1-in-10 | 2027 | 15 | 318.35 | 327.1046 | 8.8327 | 93.8294 | 0
| Zone | Remainder of System | 5 | Monthly System Peak Day | SCE | 1-in-10 | 2027 | 16 | 277.0772 | 278.6844 | 8.3381 | 93.7816 | 0
| Zone | Remainder of System | 5 | Monthly System Peak Day | SCE | 1-in-10 | 2027 | 17 | 265.3524 | 271.1026 | 8.2138 | 93.1462 | 0
| Zone | Remainder of System | 5 | Monthly System Peak Day | SCE | 1-in-10 | 2027 | 18 | 239.0606 | 244.9819 | 8.2143 | 92.5491 | 0
| Zone | Remainder of System | 5 | Monthly System Peak Day | SCE | 1-in-10 | 2027 | 19 | 248.224 | 254.2469 | 8.8836 | 91.3375 | 0
| Zone | Remainder of System | 5 | Monthly System Peak Day | SCE | 1-in-10 | 2027 | 20 | 235.7434 | 239.872 | 8.3845 | 88.9545 | 0
| Zone | Remainder of System | 5 | Monthly System Peak Day | SCE | 1-in-10 | 2027 | 21 | 240.8077 | 248.6145 | 8.4881 | 85.287 | 0
| Zone | Remainder of System | 5 | Monthly System Peak Day | SCE | 1-in-10 | 2027 | 22 | 429.9566 | 448.2136 | 8.2945 | 81.6912 | 0
| Zone | Remainder of System | 5 | Monthly System Peak Day | SCE | 1-in-10 | 2027 | 23 | 430.2942 | 455.547 | 8.4078 | 79.1098 | 0
| Zone | Remainder of System | 5 | Monthly System Peak Day | SCE | 1-in-10 | 2027 | 24 | 368.8611 | 408.6863 | 8.5662 | 76.3587 | 0
| Zone | Remainder of System | 6 | Average Weekday | SCE | 1-in-10 | 2027 | 1 | 272.8968 | 290.2001 | 8.3364 | 66.1798 | 0
| Zone | Remainder of System | 6 | Average Weekday | SCE | 1-in-10 | 2027 | 2 | 269.3548 | 283.6136 | 8.3459 | 65.4593 | 0
| Zone | Remainder of System | 6 | Average Weekday | SCE | 1-in-10 | 2027 | 3 | 419.4973 | 440.589 | 8.3476 | 64.7904 | 0
| Zone | Remainder of System | 6 | Average Weekday | SCE | 1-in-10 | 2027 | 4 | 574.916 | 593.9424 | 8.3501 | 64.1255 | 0
| Zone | Remainder of System | 6 | Average Weekday | SCE | 1-in-10 | 2027 | 5 | 530.4498 | 557.9447 | 8.3489 | 63.6086 | 0
| Zone | Remainder of System | 6 | Average Weekday | SCE | 1-in-10 | 2027 | 6 | 535.9504 | 565.8391 | 8.3506 | 63.1772 | 0
| Zone | Remainder of System | 6 | Average Weekday | SCE | 1-in-10 | 2027 | 7 | 545.4179 | 543.4791 | 8.3925 | 62.8134 | 0
| Zone | Remainder of System | 6 | Average Weekday | SCE | 1-in-10 | 2027 | 8 | 537.1719 | 550.8723 | 8.27 | 63.3196 | 0
| Zone | Remainder of System | 6 | Average Weekday | SCE | 1-in-10 | 2027 | 9 | 539.028 | 565.3256 | 8.2617 | 65.3704 | 0
| Zone | Remainder of System | 6 | Average Weekday | SCE | 1-in-10 | 2027 | 10 | 524.1896 | 540.4775 | 8.3433 | 68.2381 | 0
| Zone | Remainder of System | 6 | Average Weekday | SCE | 1-in-10 | 2027 | 11 | 486.8422 | 501.5299 | 8.3275 | 71.5251 | 0
| Zone | Remainder of System | 6 | Average Weekday | SCE | 1-in-10 | 2027 | 12 | 479.9032 | 498.024 | 8.2866 | 74.7391 | 0
| Zone | Remainder of System | 6 | Average Weekday | SCE | 1-in-10 | 2027 | 13 | 388.9694 | 414.0844 | 8.2919 | 77.286 | 0
| Zone | Remainder of System | 6 | Average Weekday | SCE | 1-in-10 | 2027 | 14 | 362.2433 | 383.4984 | 8.3172 | 79.241 | 0
| Zone | Remainder of System | 6 | Average Weekday | SCE | 1-in-10 | 2027 | 15 | 301.2632 | 320.9992 | 8.4269 | 80.4784 | 0
| Zone | Remainder of System | 6 | Average Weekday | SCE | 1-in-10 | 2027 | 16 | 264.3842 | 271.3597 | 8.5548 | 81.0262 | 0
| Zone | Remainder of System | 6 | Average Weekday | SCE | 1-in-10 | 2027 | 17 | 260.8976 | 268.5223 | 9.4048 | 80.9375 | 0
| Zone | Remainder of System | 6 | Average Weekday | SCE | 1-in-10 | 2027 | 18 | 226.2724 | 244.2458 | 9.3018 | 80.0399 | 0
| Zone | Remainder of System | 6 | Average Weekday | SCE | 1-in-10 | 2027 | 19 | 218.095 | 240.4736 | 10.2004 | 78.5607 | 0
| Zone | Remainder of System | 6 | Average Weekday | SCE | 1-in-10 | 2027 | 20 | 199.647 | 213.2813 | 8.4639 | 76.4905 | 0
| Zone | Remainder of System | 6 | Average Weekday | SCE | 1-in-10 | 2027 | 21 | 219.0217 | 238.962 | 9.0899 | 73.5536 | 0
| Zone | Remainder of System | 6 | Average Weekday | SCE | 1-in-10 | 2027 | 22 | 386.5778 | 414.0106 | 8.3577 | 70.5065 | 0
| Zone | Remainder of System | 6 | Average Weekday | SCE | 1-in-10 | 2027 | 23 | 409.2012 | 441.4485 | 8.3442 | 68.5894 | 0
| Zone | Remainder of System | 6 | Average Weekday | SCE | 1-in-10 | 2027 | 24 | 377.5814 | 407.2121 | 8.3086 | 67.2621 | 0
| Zone | Remainder of System | 6 | Monthly System Peak Day | SCE | 1-in-10 | 2027 | 1 | 272.8968 | 270.1772 | 9.9389 | 75.2497 | 0
| Zone | Remainder of System | 6 | Monthly System Peak Day | SCE | 1-in-10 | 2027 | 2 | 269.3548 | 257.2853 | 9.9578 | 73.6623 | 0
| Zone | Remainder of System | 6 | Monthly System Peak Day | SCE | 1-in-10 | 2027 | 3 | 419.4973 | 371.1772 | 9.9626 | 72.3676 | 0
| Zone | Remainder of System | 6 | Monthly System Peak Day | SCE | 1-in-10 | 2027 | 4 | 574.916 | 477.9101 | 9.963 | 71.3377 | 0
| Zone | Remainder of System | 6 | Monthly System Peak Day | SCE | 1-in-10 | 2027 | 5 | 530.4498 | 450.0472 | 9.9578 | 70.2939 | 0
| Zone | Remainder of System | 6 | Monthly System Peak Day | SCE | 1-in-10 | 2027 | 6 | 535.9504 | 469.4326 | 9.9511 | 69.2464 | 0
| Zone | Remainder of System | 6 | Monthly System Peak Day | SCE | 1-in-10 | 2027 | 7 | 545.4179 | 458.3438 | 9.956 | 68.5603 | 0
| Zone | Remainder of System | 6 | Monthly System Peak Day | SCE | 1-in-10 | 2027 | 8 | 537.1719 | 474.474 | 9.8892 | 69.4842 | 0
| Zone | Remainder of System | 6 | Monthly System Peak Day | SCE | 1-in-10 | 2027 | 9 | 539.028 | 520.3167 | 9.8712 | 73.2547 | 0
| Zone | Remainder of System | 6 | Monthly System Peak Day | SCE | 1-in-10 | 2027 | 10 | 524.1896 | 494.6319 | 9.9143 | 79.1301 | 0
| Zone | Remainder of System | 6 | Monthly System Peak Day | SCE | 1-in-10 | 2027 | 11 | 486.8422 | 456.6783 | 9.8859 | 84.158 | 0
| Zone | Remainder of System | 6 | Monthly System Peak Day | SCE | 1-in-10 | 2027 | 12 | 479.9032 | 453.4408 | 9.8569 | 88.4332 | 0
| Zone | Remainder of System | 6 | Monthly System Peak Day | SCE | 1-in-10 | 2027 | 13 | 388.9694 | 382.8193 | 9.8524 | 90.1858 | 0
| Zone | Remainder of System | 6 | Monthly System Peak Day | SCE | 1-in-10 | 2027 | 14 | 362.2433 | 361.5371 | 9.8749 | 91.7815 | 0
| Zone | Remainder of System | 6 | Monthly System Peak Day | SCE | 1-in-10 | 2027 | 15 | 301.2632 | 306.7677 | 9.9602 | 92.7276 | 0
| Zone | Remainder of System | 6 | Monthly System Peak Day | SCE | 1-in-10 | 2027 | 16 | 264.3842 | 258.3545 | 10.0323 | 93.7033 | 0
| Zone | Remainder of System | 6 | Monthly System Peak Day | SCE | 1-in-10 | 2027 | 17 | 260.8976 | 265.7208 | 11.0277 | 94.2451 | 0
| Zone | Remainder of System | 6 | Monthly System Peak Day | SCE | 1-in-10 | 2027 | 18 | 226.2724 | 258.5078 | 11.0635 | 94.087 | 0
| Zone | Remainder of System | 6 | Monthly System Peak Day | SCE | 1-in-10 | 2027 | 19 | 218.095 | 201.1395 | 10.6161 | 92.3042 | 0
| Zone | Remainder of System | 6 | Monthly System Peak Day | SCE | 1-in-10 | 2027 | 20 | 199.647 | 178.1432 | 9.9743 | 88.685 | 0
| Zone | Remainder of System | 6 | Monthly System Peak Day | SCE | 1-in-10 | 2027 | 21 | 219.0217 | 200.8064 | 11.7228 | 83.638 | 0
| Zone | Remainder of System | 6 | Monthly System Peak Day | SCE | 1-in-10 | 2027 | 22 | 386.5778 | 356.5188 | 10.0964 | 78.8774 | 0
| Zone | Remainder of System | 6 | Monthly System Peak Day | SCE | 1-in-10 | 2027 | 23 | 409.2012 | 370.9222 | 9.9321 | 75.1697 | 0
| Zone | Remainder of System | 6 | Monthly System Peak Day | SCE | 1-in-10 | 2027 | 24 | 377.5814 | 359.4119 | 9.9127 | 73.0779 | 0
| Zone | Remainder of System | 7 | Average Weekday | SCE | 1-in-10 | 2027 | 1 | 265.2437 | 282.3499 | 8.8741 | 71.9581 | 0
| Zone | Remainder of System | 7 | Average Weekday | SCE | 1-in-10 | 2027 | 2 | 263.2596 | 274.6895 | 8.8855 | 71.2274 | 0
| Zone | Remainder of System | 7 | Average Weekday | SCE | 1-in-10 | 2027 | 3 | 405.5057 | 426.0096 | 8.8875 | 70.5958 | 0
| Zone | Remainder of System | 7 | Average Weekday | SCE | 1-in-10 | 2027 | 4 | 559.3345 | 580.9295 | 8.89 | 70.0707 | 0
| Zone | Remainder of System | 7 | Average Weekday | SCE | 1-in-10 | 2027 | 5 | 515.0117 | 540.5297 | 8.888 | 69.613 | 0
| Zone | Remainder of System | 7 | Average Weekday | SCE | 1-in-10 | 2027 | 6 | 515.4551 | 543.0092 | 8.8865 | 69.2234 | 0
| Zone | Remainder of System | 7 | Average Weekday | SCE | 1-in-10 | 2027 | 7 | 524.0562 | 522.942 | 8.8689 | 69.0054 | 0
| Zone | Remainder of System | 7 | Average Weekday | SCE | 1-in-10 | 2027 | 8 | 514.7272 | 530.2231 | 8.8127 | 69.4109 | 0
| Zone | Remainder of System | 7 | Average Weekday | SCE | 1-in-10 | 2027 | 9 | 503.9201 | 532.015 | 8.7999 | 71.6124 | 0
| Zone | Remainder of System | 7 | Average Weekday | SCE | 1-in-10 | 2027 | 10 | 489.5286 | 505.7092 | 8.8403 | 74.5635 | 0
| Zone | Remainder of System | 7 | Average Weekday | SCE | 1-in-10 | 2027 | 11 | 458.9771 | 474.2306 | 8.8248 | 77.9936 | 0
| Zone | Remainder of System | 7 | Average Weekday | SCE | 1-in-10 | 2027 | 12 | 452.5031 | 472.631 | 8.8109 | 81.273 | 0
| Zone | Remainder of System | 7 | Average Weekday | SCE | 1-in-10 | 2027 | 13 | 362.5491 | 387.3045 | 8.8045 | 83.8927 | 0
| Zone | Remainder of System | 7 | Average Weekday | SCE | 1-in-10 | 2027 | 14 | 335.8076 | 357.3758 | 8.8281 | 85.8828 | 0
| Zone | Remainder of System | 7 | Average Weekday | SCE | 1-in-10 | 2027 | 15 | 283.7083 | 303.648 | 8.882 | 87.0524 | 0
| Zone | Remainder of System | 7 | Average Weekday | SCE | 1-in-10 | 2027 | 16 | 245.5787 | 252.2831 | 8.9214 | 87.6036 | 0
| Zone | Remainder of System | 7 | Average Weekday | SCE | 1-in-10 | 2027 | 17 | 247.1837 | 255.8212 | 9.8581 | 87.406 | 0
| Zone | Remainder of System | 7 | Average Weekday | SCE | 1-in-10 | 2027 | 18 | 217.8495 | 235.9761 | 9.769 | 86.5106 | 0
| Zone | Remainder of System | 7 | Average Weekday | SCE | 1-in-10 | 2027 | 19 | 213.9919 | 236.6326 | 9.5309 | 84.947 | 0
| Zone | Remainder of System | 7 | Average Weekday | SCE | 1-in-10 | 2027 | 20 | 202.4992 | 216.1348 | 9.1715 | 82.535 | 0
| Zone | Remainder of System | 7 | Average Weekday | SCE | 1-in-10 | 2027 | 21 | 220.262 | 240.2635 | 9.2714 | 79.3713 | 0
| Zone | Remainder of System | 7 | Average Weekday | SCE | 1-in-10 | 2027 | 22 | 385.2845 | 412.229 | 8.878 | 76.2956 | 0
| Zone | Remainder of System | 7 | Average Weekday | SCE | 1-in-10 | 2027 | 23 | 402.0007 | 433.2104 | 8.8868 | 74.5072 | 0
| Zone | Remainder of System | 7 | Average Weekday | SCE | 1-in-10 | 2027 | 24 | 361.9329 | 390.2422 | 8.8549 | 73.3159 | 0
| Zone | Remainder of System | 7 | Monthly System Peak Day | SCE | 1-in-10 | 2027 | 1 | 265.2437 | 261.8409 | 8.9445 | 76.6508 | 0
| Zone | Remainder of System | 7 | Monthly System Peak Day | SCE | 1-in-10 | 2027 | 2 | 263.2596 | 245.2066 | 8.9582 | 74.5577 | 0
| Zone | Remainder of System | 7 | Monthly System Peak Day | SCE | 1-in-10 | 2027 | 3 | 405.5057 | 350.6071 | 8.9618 | 72.8235 | 0
| Zone | Remainder of System | 7 | Monthly System Peak Day | SCE | 1-in-10 | 2027 | 4 | 559.3345 | 461.2035 | 8.9606 | 71.76 | 0
| Zone | Remainder of System | 7 | Monthly System Peak Day | SCE | 1-in-10 | 2027 | 5 | 515.0117 | 430.6374 | 8.9589 | 70.7758 | 0
| Zone | Remainder of System | 7 | Monthly System Peak Day | SCE | 1-in-10 | 2027 | 6 | 515.4551 | 454.1807 | 8.9573 | 69.8783 | 0
| Zone | Remainder of System | 7 | Monthly System Peak Day | SCE | 1-in-10 | 2027 | 7 | 524.0562 | 444.3839 | 8.9647 | 69.1827 | 0
| Zone | Remainder of System | 7 | Monthly System Peak Day | SCE | 1-in-10 | 2027 | 8 | 514.7272 | 459.2769 | 8.8955 | 70.1442 | 0
| Zone | Remainder of System | 7 | Monthly System Peak Day | SCE | 1-in-10 | 2027 | 9 | 503.9201 | 485.7904 | 8.8764 | 73.6845 | 0
| Zone | Remainder of System | 7 | Monthly System Peak Day | SCE | 1-in-10 | 2027 | 10 | 489.5286 | 458.2308 | 8.918 | 79.1197 | 0
| Zone | Remainder of System | 7 | Monthly System Peak Day | SCE | 1-in-10 | 2027 | 11 | 458.9771 | 428.2117 | 8.8857 | 85.4833 | 0
| Zone | Remainder of System | 7 | Monthly System Peak Day | SCE | 1-in-10 | 2027 | 12 | 452.5031 | 426.6539 | 8.8563 | 90.3667 | 0
| Zone | Remainder of System | 7 | Monthly System Peak Day | SCE | 1-in-10 | 2027 | 13 | 362.5491 | 358.9008 | 8.8464 | 94.5 | 0
| Zone | Remainder of System | 7 | Monthly System Peak Day | SCE | 1-in-10 | 2027 | 14 | 335.8076 | 336.1568 | 8.8764 | 97.9379 | 0
| Zone | Remainder of System | 7 | Monthly System Peak Day | SCE | 1-in-10 | 2027 | 15 | 283.7083 | 290.9204 | 8.9623 | 100.6849 | 0
| Zone | Remainder of System | 7 | Monthly System Peak Day | SCE | 1-in-10 | 2027 | 16 | 245.5787 | 240.2029 | 9.0161 | 101.5894 | 0
| Zone | Remainder of System | 7 | Monthly System Peak Day | SCE | 1-in-10 | 2027 | 17 | 247.1837 | 252.9095 | 9.9189 | 101.5455 | 0
| Zone | Remainder of System | 7 | Monthly System Peak Day | SCE | 1-in-10 | 2027 | 18 | 217.8495 | 249.4275 | 9.947 | 100.5 | 0
| Zone | Remainder of System | 7 | Monthly System Peak Day | SCE | 1-in-10 | 2027 | 19 | 213.9919 | 199.3772 | 9.1044 | 99.1227 | 0
| Zone | Remainder of System | 7 | Monthly System Peak Day | SCE | 1-in-10 | 2027 | 20 | 202.4992 | 176.7957 | 8.9423 | 97.0364 | 0
| Zone | Remainder of System | 7 | Monthly System Peak Day | SCE | 1-in-10 | 2027 | 21 | 220.262 | 201.7739 | 10.491 | 94.1515 | 0
| Zone | Remainder of System | 7 | Monthly System Peak Day | SCE | 1-in-10 | 2027 | 22 | 385.2845 | 355.1495 | 9.0783 | 90.04 | 0
| Zone | Remainder of System | 7 | Monthly System Peak Day | SCE | 1-in-10 | 2027 | 23 | 402.0007 | 363.8311 | 8.9235 | 86.8336 | 0
| Zone | Remainder of System | 7 | Monthly System Peak Day | SCE | 1-in-10 | 2027 | 24 | 361.9329 | 342.3396 | 8.9159 | 84.7888 | 0
| Zone | Remainder of System | 8 | Average Weekday | SCE | 1-in-10 | 2027 | 1 | 274.3551 | 296.0295 | 8.4389 | 72.37 | 0
| Zone | Remainder of System | 8 | Average Weekday | SCE | 1-in-10 | 2027 | 2 | 274.3652 | 290.7398 | 8.4527 | 71.61 | 0
| Zone | Remainder of System | 8 | Average Weekday | SCE | 1-in-10 | 2027 | 3 | 413.918 | 433.8064 | 8.4552 | 70.9118 | 0
| Zone | Remainder of System | 8 | Average Weekday | SCE | 1-in-10 | 2027 | 4 | 570.743 | 594.3807 | 8.4578 | 70.2563 | 0
| Zone | Remainder of System | 8 | Average Weekday | SCE | 1-in-10 | 2027 | 5 | 522.7198 | 554.7324 | 8.4553 | 69.6981 | 0
| Zone | Remainder of System | 8 | Average Weekday | SCE | 1-in-10 | 2027 | 6 | 527.5234 | 562.2634 | 8.4531 | 69.2074 | 0
| Zone | Remainder of System | 8 | Average Weekday | SCE | 1-in-10 | 2027 | 7 | 537.3005 | 537.4872 | 8.4342 | 68.8104 | 0
| Zone | Remainder of System | 8 | Average Weekday | SCE | 1-in-10 | 2027 | 8 | 527.9474 | 546.5927 | 8.3676 | 68.7422 | 0
| Zone | Remainder of System | 8 | Average Weekday | SCE | 1-in-10 | 2027 | 9 | 511.4031 | 538.2545 | 8.3504 | 70.4402 | 0
| Zone | Remainder of System | 8 | Average Weekday | SCE | 1-in-10 | 2027 | 10 | 499.5292 | 516.162 | 8.3998 | 73.6806 | 0
| Zone | Remainder of System | 8 | Average Weekday | SCE | 1-in-10 | 2027 | 11 | 463.5376 | 479.1871 | 8.3783 | 77.4085 | 0
| Zone | Remainder of System | 8 | Average Weekday | SCE | 1-in-10 | 2027 | 12 | 453.6032 | 474.2035 | 8.3577 | 81.036 | 0
| Zone | Remainder of System | 8 | Average Weekday | SCE | 1-in-10 | 2027 | 13 | 373.197 | 399.2598 | 8.3484 | 83.7838 | 0
| Zone | Remainder of System | 8 | Average Weekday | SCE | 1-in-10 | 2027 | 14 | 343.369 | 365.2285 | 8.38 | 85.8153 | 0
| Zone | Remainder of System | 8 | Average Weekday | SCE | 1-in-10 | 2027 | 15 | 291.6826 | 311.863 | 8.4481 | 87.091 | 0
| Zone | Remainder of System | 8 | Average Weekday | SCE | 1-in-10 | 2027 | 16 | 251.6489 | 258.6428 | 8.4961 | 87.363 | 0
| Zone | Remainder of System | 8 | Average Weekday | SCE | 1-in-10 | 2027 | 17 | 255.4644 | 261.7119 | 9.5744 | 87.0549 | 0
| Zone | Remainder of System | 8 | Average Weekday | SCE | 1-in-10 | 2027 | 18 | 223.9456 | 241.576 | 9.477 | 86.0276 | 0
| Zone | Remainder of System | 8 | Average Weekday | SCE | 1-in-10 | 2027 | 19 | 218.7243 | 240.7847 | 8.9949 | 84.3658 | 0
| Zone | Remainder of System | 8 | Average Weekday | SCE | 1-in-10 | 2027 | 20 | 215.3466 | 228.584 | 8.6631 | 81.8452 | 0
| Zone | Remainder of System | 8 | Average Weekday | SCE | 1-in-10 | 2027 | 21 | 230.0263 | 250.04 | 8.9126 | 78.4693 | 0
| Zone | Remainder of System | 8 | Average Weekday | SCE | 1-in-10 | 2027 | 22 | 388.2289 | 416.4015 | 8.4491 | 75.852 | 0
| Zone | Remainder of System | 8 | Average Weekday | SCE | 1-in-10 | 2027 | 23 | 405.9385 | 439.6231 | 8.4497 | 74.3631 | 0
| Zone | Remainder of System | 8 | Average Weekday | SCE | 1-in-10 | 2027 | 24 | 367.1548 | 398.6518 | 8.4153 | 73.2805 | 0
| Zone | Remainder of System | 8 | Monthly System Peak Day | SCE | 1-in-10 | 2027 | 1 | 274.3551 | 269.5159 | 7.4939 | 77.5297 | 0
| Zone | Remainder of System | 8 | Monthly System Peak Day | SCE | 1-in-10 | 2027 | 2 | 274.3652 | 258.9199 | 7.5132 | 76.3174 | 0
| Zone | Remainder of System | 8 | Monthly System Peak Day | SCE | 1-in-10 | 2027 | 3 | 413.918 | 367.0387 | 7.5182 | 75.3311 | 0
| Zone | Remainder of System | 8 | Monthly System Peak Day | SCE | 1-in-10 | 2027 | 4 | 570.743 | 477.435 | 7.5173 | 74.0045 | 0
| Zone | Remainder of System | 8 | Monthly System Peak Day | SCE | 1-in-10 | 2027 | 5 | 522.7198 | 448.8972 | 7.5146 | 73.0998 | 0
| Zone | Remainder of System | 8 | Monthly System Peak Day | SCE | 1-in-10 | 2027 | 6 | 527.5234 | 463.7343 | 7.5122 | 72.373 | 0
| Zone | Remainder of System | 8 | Monthly System Peak Day | SCE | 1-in-10 | 2027 | 7 | 537.3005 | 450.1705 | 7.515 | 71.488 | 0
| Zone | Remainder of System | 8 | Monthly System Peak Day | SCE | 1-in-10 | 2027 | 8 | 527.9474 | 468.7832 | 7.4247 | 71.1909 | 0
| Zone | Remainder of System | 8 | Monthly System Peak Day | SCE | 1-in-10 | 2027 | 9 | 511.4031 | 493.4978 | 7.3922 | 73.4649 | 0
| Zone | Remainder of System | 8 | Monthly System Peak Day | SCE | 1-in-10 | 2027 | 10 | 499.5292 | 469.4024 | 7.4482 | 78.3818 | 0
| Zone | Remainder of System | 8 | Monthly System Peak Day | SCE | 1-in-10 | 2027 | 11 | 463.5376 | 432.037 | 7.3994 | 83.7945 | 0
| Zone | Remainder of System | 8 | Monthly System Peak Day | SCE | 1-in-10 | 2027 | 12 | 453.6032 | 426.2544 | 7.3542 | 87.8152 | 0
| Zone | Remainder of System | 8 | Monthly System Peak Day | SCE | 1-in-10 | 2027 | 13 | 373.197 | 370.7318 | 7.3353 | 89.7121 | 0
| Zone | Remainder of System | 8 | Monthly System Peak Day | SCE | 1-in-10 | 2027 | 14 | 343.369 | 344.4285 | 7.387 | 91.6227 | 0
| Zone | Remainder of System | 8 | Monthly System Peak Day | SCE | 1-in-10 | 2027 | 15 | 291.6826 | 299.2915 | 7.5088 | 93.2955 | 0
| Zone | Remainder of System | 8 | Monthly System Peak Day | SCE | 1-in-10 | 2027 | 16 | 251.6489 | 246.6493 | 7.5752 | 94.803 | 0
| Zone | Remainder of System | 8 | Monthly System Peak Day | SCE | 1-in-10 | 2027 | 17 | 255.4644 | 258.9029 | 8.6224 | 94.6455 | 0
| Zone | Remainder of System | 8 | Monthly System Peak Day | SCE | 1-in-10 | 2027 | 18 | 223.9456 | 256.4566 | 8.6573 | 94.1818 | 0
| Zone | Remainder of System | 8 | Monthly System Peak Day | SCE | 1-in-10 | 2027 | 19 | 218.7243 | 202.9272 | 7.2191 | 92.9409 | 0
| Zone | Remainder of System | 8 | Monthly System Peak Day | SCE | 1-in-10 | 2027 | 20 | 215.3466 | 187.5771 | 7.0976 | 89.9697 | 0
| Zone | Remainder of System | 8 | Monthly System Peak Day | SCE | 1-in-10 | 2027 | 21 | 230.0263 | 209.2635 | 9.2918 | 86.6023 | 0
| Zone | Remainder of System | 8 | Monthly System Peak Day | SCE | 1-in-10 | 2027 | 22 | 388.2289 | 360.8804 | 7.6702 | 83.613 | 0
| Zone | Remainder of System | 8 | Monthly System Peak Day | SCE | 1-in-10 | 2027 | 23 | 405.9385 | 373.1382 | 7.4718 | 81.0338 | 0
| Zone | Remainder of System | 8 | Monthly System Peak Day | SCE | 1-in-10 | 2027 | 24 | 367.1548 | 351.1954 | 7.4568 | 79.6071 | 0
| Zone | Remainder of System | 8 | Typical Event Day | SCE | 1-in-10 | 2027 | 1 | 274.3551 | 269.5159 | 7.4939 | 76.5293 | 0
| Zone | Remainder of System | 8 | Typical Event Day | SCE | 1-in-10 | 2027 | 2 | 274.3652 | 258.9199 | 7.5132 | 75.0309 | 0
| Zone | Remainder of System | 8 | Typical Event Day | SCE | 1-in-10 | 2027 | 3 | 413.918 | 367.0387 | 7.5182 | 73.7385 | 0
| Zone | Remainder of System | 8 | Typical Event Day | SCE | 1-in-10 | 2027 | 4 | 570.743 | 477.435 | 7.5173 | 72.7591 | 0
| Zone | Remainder of System | 8 | Typical Event Day | SCE | 1-in-10 | 2027 | 5 | 522.7198 | 448.8972 | 7.5146 | 71.9433 | 0
| Zone | Remainder of System | 8 | Typical Event Day | SCE | 1-in-10 | 2027 | 6 | 527.5234 | 463.7343 | 7.5122 | 71.1438 | 0
| Zone | Remainder of System | 8 | Typical Event Day | SCE | 1-in-10 | 2027 | 7 | 537.3005 | 450.1705 | 7.515 | 70.5021 | 0
| Zone | Remainder of System | 8 | Typical Event Day | SCE | 1-in-10 | 2027 | 8 | 527.9474 | 468.7832 | 7.4247 | 70.8808 | 0
| Zone | Remainder of System | 8 | Typical Event Day | SCE | 1-in-10 | 2027 | 9 | 511.4031 | 493.4978 | 7.3922 | 73.7308 | 0
| Zone | Remainder of System | 8 | Typical Event Day | SCE | 1-in-10 | 2027 | 10 | 499.5292 | 469.4024 | 7.4482 | 78.7837 | 0
| Zone | Remainder of System | 8 | Typical Event Day | SCE | 1-in-10 | 2027 | 11 | 463.5376 | 432.037 | 7.3994 | 84.2613 | 0
| Zone | Remainder of System | 8 | Typical Event Day | SCE | 1-in-10 | 2027 | 12 | 453.6032 | 426.2544 | 7.3542 | 88.75 | 0
| Zone | Remainder of System | 8 | Typical Event Day | SCE | 1-in-10 | 2027 | 13 | 373.197 | 370.7318 | 7.3353 | 91.662 | 0
| Zone | Remainder of System | 8 | Typical Event Day | SCE | 1-in-10 | 2027 | 14 | 343.369 | 344.4285 | 7.387 | 94.0526 | 0
| Zone | Remainder of System | 8 | Typical Event Day | SCE | 1-in-10 | 2027 | 15 | 291.6826 | 299.2915 | 7.5088 | 95.7853 | 0
| Zone | Remainder of System | 8 | Typical Event Day | SCE | 1-in-10 | 2027 | 16 | 251.6489 | 246.6493 | 7.5752 | 96.7804 | 0
| Zone | Remainder of System | 8 | Typical Event Day | SCE | 1-in-10 | 2027 | 17 | 255.4644 | 258.9029 | 8.6224 | 96.8969 | 0
| Zone | Remainder of System | 8 | Typical Event Day | SCE | 1-in-10 | 2027 | 18 | 223.9456 | 256.4566 | 8.6573 | 96.1604 | 0
| Zone | Remainder of System | 8 | Typical Event Day | SCE | 1-in-10 | 2027 | 19 | 218.7243 | 202.9272 | 7.2191 | 94.3988 | 0
| Zone | Remainder of System | 8 | Typical Event Day | SCE | 1-in-10 | 2027 | 20 | 215.3466 | 187.5771 | 7.0976 | 91.4902 | 0
| Zone | Remainder of System | 8 | Typical Event Day | SCE | 1-in-10 | 2027 | 21 | 230.0263 | 209.2635 | 9.2918 | 87.8616 | 0
| Zone | Remainder of System | 8 | Typical Event Day | SCE | 1-in-10 | 2027 | 22 | 388.2289 | 360.8804 | 7.6702 | 84.458 | 0
| Zone | Remainder of System | 8 | Typical Event Day | SCE | 1-in-10 | 2027 | 23 | 405.9385 | 373.1382 | 7.4718 | 81.7631 | 0
| Zone | Remainder of System | 8 | Typical Event Day | SCE | 1-in-10 | 2027 | 24 | 367.1548 | 351.1954 | 7.4568 | 80.0673 | 0
| Zone | Remainder of System | 9 | Average Weekday | SCE | 1-in-10 | 2027 | 1 | 270.209 | 279.6144 | 9.1438 | 71.0646 | 0
| Zone | Remainder of System | 9 | Average Weekday | SCE | 1-in-10 | 2027 | 2 | 277.5243 | 279.231 | 9.1612 | 70.1203 | 0
| Zone | Remainder of System | 9 | Average Weekday | SCE | 1-in-10 | 2027 | 3 | 440.5863 | 435.5459 | 9.1636 | 69.2506 | 0
| Zone | Remainder of System | 9 | Average Weekday | SCE | 1-in-10 | 2027 | 4 | 600.9081 | 597.7677 | 9.1661 | 68.4826 | 0
| Zone | Remainder of System | 9 | Average Weekday | SCE | 1-in-10 | 2027 | 5 | 536.9571 | 535.8723 | 9.1609 | 67.8093 | 0
| Zone | Remainder of System | 9 | Average Weekday | SCE | 1-in-10 | 2027 | 6 | 525.3442 | 533.5839 | 9.1522 | 67.2573 | 0
| Zone | Remainder of System | 9 | Average Weekday | SCE | 1-in-10 | 2027 | 7 | 554.0465 | 541.4799 | 9.1244 | 66.785 | 0
| Zone | Remainder of System | 9 | Average Weekday | SCE | 1-in-10 | 2027 | 8 | 527.6823 | 524.7238 | 9.0768 | 66.4866 | 0
| Zone | Remainder of System | 9 | Average Weekday | SCE | 1-in-10 | 2027 | 9 | 484.1342 | 506.2199 | 9.0645 | 67.9182 | 0
| Zone | Remainder of System | 9 | Average Weekday | SCE | 1-in-10 | 2027 | 10 | 478.5524 | 490.6698 | 9.1164 | 71.1915 | 0
| Zone | Remainder of System | 9 | Average Weekday | SCE | 1-in-10 | 2027 | 11 | 447.6748 | 459.9253 | 9.0944 | 74.8699 | 0
| Zone | Remainder of System | 9 | Average Weekday | SCE | 1-in-10 | 2027 | 12 | 440.2423 | 452.8571 | 9.0707 | 78.4748 | 0
| Zone | Remainder of System | 9 | Average Weekday | SCE | 1-in-10 | 2027 | 13 | 371.514 | 385.3629 | 9.0581 | 81.3392 | 0
| Zone | Remainder of System | 9 | Average Weekday | SCE | 1-in-10 | 2027 | 14 | 333.4619 | 347.3686 | 9.0854 | 83.4193 | 0
| Zone | Remainder of System | 9 | Average Weekday | SCE | 1-in-10 | 2027 | 15 | 283.51 | 298.5237 | 9.138 | 84.7282 | 0
| Zone | Remainder of System | 9 | Average Weekday | SCE | 1-in-10 | 2027 | 16 | 253.0709 | 255.6594 | 9.1836 | 85.0989 | 0
| Zone | Remainder of System | 9 | Average Weekday | SCE | 1-in-10 | 2027 | 17 | 258.6712 | 264.6773 | 10.1773 | 84.9067 | 0
| Zone | Remainder of System | 9 | Average Weekday | SCE | 1-in-10 | 2027 | 18 | 229.1794 | 246.4819 | 10.0594 | 83.9833 | 0
| Zone | Remainder of System | 9 | Average Weekday | SCE | 1-in-10 | 2027 | 19 | 229.7359 | 249.8383 | 10.0712 | 82.1152 | 0
| Zone | Remainder of System | 9 | Average Weekday | SCE | 1-in-10 | 2027 | 20 | 226.6967 | 238.3009 | 9.1686 | 79.1843 | 0
| Zone | Remainder of System | 9 | Average Weekday | SCE | 1-in-10 | 2027 | 21 | 235.9298 | 253.2784 | 9.3957 | 76.077 | 0
| Zone | Remainder of System | 9 | Average Weekday | SCE | 1-in-10 | 2027 | 22 | 393.9813 | 417.0049 | 9.0977 | 74.194 | 0
| Zone | Remainder of System | 9 | Average Weekday | SCE | 1-in-10 | 2027 | 23 | 407.47 | 430.0277 | 9.1338 | 72.8204 | 0
| Zone | Remainder of System | 9 | Average Weekday | SCE | 1-in-10 | 2027 | 24 | 363.3289 | 382.2145 | 9.1166 | 71.6765 | 0
| Zone | Remainder of System | 9 | Monthly System Peak Day | SCE | 1-in-10 | 2027 | 1 | 270.209 | 258.8 | 9.2047 | 76.687 | 0
| Zone | Remainder of System | 9 | Monthly System Peak Day | SCE | 1-in-10 | 2027 | 2 | 277.5243 | 252.6751 | 9.2241 | 75.5862 | 0
| Zone | Remainder of System | 9 | Monthly System Peak Day | SCE | 1-in-10 | 2027 | 3 | 440.5863 | 371.5416 | 9.2284 | 74.4318 | 0
| Zone | Remainder of System | 9 | Monthly System Peak Day | SCE | 1-in-10 | 2027 | 4 | 600.9081 | 470.778 | 9.2271 | 73.9341 | 0
| Zone | Remainder of System | 9 | Monthly System Peak Day | SCE | 1-in-10 | 2027 | 5 | 536.9571 | 419.6007 | 9.2223 | 73.6038 | 0
| Zone | Remainder of System | 9 | Monthly System Peak Day | SCE | 1-in-10 | 2027 | 6 | 525.3442 | 420.9366 | 9.2138 | 73.0773 | 0
| Zone | Remainder of System | 9 | Monthly System Peak Day | SCE | 1-in-10 | 2027 | 7 | 554.0465 | 440.2104 | 9.2138 | 72.7773 | 0
| Zone | Remainder of System | 9 | Monthly System Peak Day | SCE | 1-in-10 | 2027 | 8 | 527.6823 | 431.6841 | 9.1521 | 72.7038 | 0
| Zone | Remainder of System | 9 | Monthly System Peak Day | SCE | 1-in-10 | 2027 | 9 | 484.1342 | 459.1161 | 9.1327 | 74.5191 | 0
| Zone | Remainder of System | 9 | Monthly System Peak Day | SCE | 1-in-10 | 2027 | 10 | 478.5524 | 439.6997 | 9.1837 | 78.503 | 0
| Zone | Remainder of System | 9 | Monthly System Peak Day | SCE | 1-in-10 | 2027 | 11 | 447.6748 | 409.3415 | 9.1443 | 83.6091 | 0
| Zone | Remainder of System | 9 | Monthly System Peak Day | SCE | 1-in-10 | 2027 | 12 | 440.2423 | 405.9164 | 9.1054 | 88.3848 | 0
| Zone | Remainder of System | 9 | Monthly System Peak Day | SCE | 1-in-10 | 2027 | 13 | 371.514 | 349.2572 | 9.0894 | 92.25 | 0
| Zone | Remainder of System | 9 | Monthly System Peak Day | SCE | 1-in-10 | 2027 | 14 | 333.4619 | 320.6589 | 9.1236 | 94.8682 | 0
| Zone | Remainder of System | 9 | Monthly System Peak Day | SCE | 1-in-10 | 2027 | 15 | 283.51 | 281.8661 | 9.2111 | 96.4333 | 0
| Zone | Remainder of System | 9 | Monthly System Peak Day | SCE | 1-in-10 | 2027 | 16 | 253.0709 | 240.5468 | 9.2696 | 97.0258 | 0
| Zone | Remainder of System | 9 | Monthly System Peak Day | SCE | 1-in-10 | 2027 | 17 | 258.6712 | 262.1499 | 10.1944 | 97.1515 | 0
| Zone | Remainder of System | 9 | Monthly System Peak Day | SCE | 1-in-10 | 2027 | 18 | 229.1794 | 258.8774 | 10.181 | 95.8727 | 0
| Zone | Remainder of System | 9 | Monthly System Peak Day | SCE | 1-in-10 | 2027 | 19 | 229.7359 | 210.1666 | 9.6287 | 93.2273 | 0
| Zone | Remainder of System | 9 | Monthly System Peak Day | SCE | 1-in-10 | 2027 | 20 | 226.6967 | 197.7567 | 8.9567 | 90.2697 | 0
| Zone | Remainder of System | 9 | Monthly System Peak Day | SCE | 1-in-10 | 2027 | 21 | 235.9298 | 216.3874 | 10.4025 | 87.0545 | 0
| Zone | Remainder of System | 9 | Monthly System Peak Day | SCE | 1-in-10 | 2027 | 22 | 393.9813 | 354.7547 | 9.3105 | 85.3015 | 0
| Zone | Remainder of System | 9 | Monthly System Peak Day | SCE | 1-in-10 | 2027 | 23 | 407.47 | 354.706 | 9.1614 | 84.0152 | 0
| Zone | Remainder of System | 9 | Monthly System Peak Day | SCE | 1-in-10 | 2027 | 24 | 363.3289 | 330.9207 | 9.1684 | 82.7955 | 0
| Zone | Remainder of System | 10 | Average Weekday | SCE | 1-in-10 | 2027 | 1 | 287.3464 | 297.9227 | 8.557 | 66.821 | 0
| Zone | Remainder of System | 10 | Average Weekday | SCE | 1-in-10 | 2027 | 2 | 281.1032 | 287.7035 | 8.4461 | 65.8764 | 0
| Zone | Remainder of System | 10 | Average Weekday | SCE | 1-in-10 | 2027 | 3 | 433.2951 | 442.7148 | 8.431 | 65.1487 | 0
| Zone | Remainder of System | 10 | Average Weekday | SCE | 1-in-10 | 2027 | 4 | 598.6411 | 613.3838 | 8.3934 | 64.4441 | 0
| Zone | Remainder of System | 10 | Average Weekday | SCE | 1-in-10 | 2027 | 5 | 584.7313 | 598.605 | 8.3898 | 63.7957 | 0
| Zone | Remainder of System | 10 | Average Weekday | SCE | 1-in-10 | 2027 | 6 | 581.7036 | 596.7979 | 8.3394 | 63.2505 | 0
| Zone | Remainder of System | 10 | Average Weekday | SCE | 1-in-10 | 2027 | 7 | 581.7071 | 581.2191 | 8.325 | 62.7507 | 0
| Zone | Remainder of System | 10 | Average Weekday | SCE | 1-in-10 | 2027 | 8 | 569.8762 | 574.0986 | 8.6291 | 62.4032 | 0
| Zone | Remainder of System | 10 | Average Weekday | SCE | 1-in-10 | 2027 | 9 | 543.5996 | 581.7404 | 9.0569 | 62.8006 | 0
| Zone | Remainder of System | 10 | Average Weekday | SCE | 1-in-10 | 2027 | 10 | 525.1828 | 542.7816 | 8.7759 | 65.6724 | 0
| Zone | Remainder of System | 10 | Average Weekday | SCE | 1-in-10 | 2027 | 11 | 508.3846 | 521.3784 | 8.9972 | 69.5905 | 0
| Zone | Remainder of System | 10 | Average Weekday | SCE | 1-in-10 | 2027 | 12 | 497.0997 | 509.1651 | 9.2425 | 73.4477 | 0
| Zone | Remainder of System | 10 | Average Weekday | SCE | 1-in-10 | 2027 | 13 | 399.5757 | 409.9575 | 9.4379 | 76.5732 | 0
| Zone | Remainder of System | 10 | Average Weekday | SCE | 1-in-10 | 2027 | 14 | 350.2473 | 357.4573 | 9.3008 | 78.6528 | 0
| Zone | Remainder of System | 10 | Average Weekday | SCE | 1-in-10 | 2027 | 15 | 304.1788 | 310.9355 | 8.9066 | 79.9522 | 0
| Zone | Remainder of System | 10 | Average Weekday | SCE | 1-in-10 | 2027 | 16 | 273.4966 | 276.1929 | 8.403 | 80.5984 | 0
| Zone | Remainder of System | 10 | Average Weekday | SCE | 1-in-10 | 2027 | 17 | 270.7303 | 276.9127 | 8.1976 | 80.5533 | 0
| Zone | Remainder of System | 10 | Average Weekday | SCE | 1-in-10 | 2027 | 18 | 252.1309 | 258.8092 | 8.2552 | 79.6615 | 0
| Zone | Remainder of System | 10 | Average Weekday | SCE | 1-in-10 | 2027 | 19 | 266.9499 | 273.5665 | 8.6812 | 77.699 | 0
| Zone | Remainder of System | 10 | Average Weekday | SCE | 1-in-10 | 2027 | 20 | 258.5553 | 262.0154 | 8.3857 | 74.602 | 0
| Zone | Remainder of System | 10 | Average Weekday | SCE | 1-in-10 | 2027 | 21 | 246.4223 | 252.0712 | 8.0866 | 72.2635 | 0
| Zone | Remainder of System | 10 | Average Weekday | SCE | 1-in-10 | 2027 | 22 | 431.0168 | 448.833 | 8.3211 | 70.5604 | 0
| Zone | Remainder of System | 10 | Average Weekday | SCE | 1-in-10 | 2027 | 23 | 411.4317 | 431.9974 | 8.4749 | 69.1121 | 0
| Zone | Remainder of System | 10 | Average Weekday | SCE | 1-in-10 | 2027 | 24 | 341.4213 | 364.8326 | 8.6553 | 67.8831 | 0
| Zone | Remainder of System | 10 | Monthly System Peak Day | SCE | 1-in-10 | 2027 | 1 | 287.3464 | 307.7393 | 8.3856 | 76.0256 | 0
| Zone | Remainder of System | 10 | Monthly System Peak Day | SCE | 1-in-10 | 2027 | 2 | 281.1032 | 292.9721 | 8.33 | 75.3478 | 0
| Zone | Remainder of System | 10 | Monthly System Peak Day | SCE | 1-in-10 | 2027 | 3 | 433.2951 | 447.6425 | 8.3236 | 75.072 | 0
| Zone | Remainder of System | 10 | Monthly System Peak Day | SCE | 1-in-10 | 2027 | 4 | 598.6411 | 615.032 | 8.3106 | 74.5467 | 0
| Zone | Remainder of System | 10 | Monthly System Peak Day | SCE | 1-in-10 | 2027 | 5 | 584.7313 | 603.7538 | 8.3046 | 73.4519 | 0
| Zone | Remainder of System | 10 | Monthly System Peak Day | SCE | 1-in-10 | 2027 | 6 | 581.7036 | 595.4435 | 8.282 | 73.5303 | 0
| Zone | Remainder of System | 10 | Monthly System Peak Day | SCE | 1-in-10 | 2027 | 7 | 581.7071 | 575.4451 | 8.2699 | 73.6352 | 0
| Zone | Remainder of System | 10 | Monthly System Peak Day | SCE | 1-in-10 | 2027 | 8 | 569.8762 | 574.4173 | 8.427 | 73.808 | 0
| Zone | Remainder of System | 10 | Monthly System Peak Day | SCE | 1-in-10 | 2027 | 9 | 543.5996 | 593.4758 | 8.7247 | 73.7278 | 0
| Zone | Remainder of System | 10 | Monthly System Peak Day | SCE | 1-in-10 | 2027 | 10 | 525.1828 | 549.6489 | 8.5116 | 77.7894 | 0
| Zone | Remainder of System | 10 | Monthly System Peak Day | SCE | 1-in-10 | 2027 | 11 | 508.3846 | 530.3506 | 8.6533 | 82.6678 | 0
| Zone | Remainder of System | 10 | Monthly System Peak Day | SCE | 1-in-10 | 2027 | 12 | 497.0997 | 522.5546 | 8.8243 | 88.4141 | 0
| Zone | Remainder of System | 10 | Monthly System Peak Day | SCE | 1-in-10 | 2027 | 13 | 399.5757 | 409.1985 | 8.9714 | 92.9031 | 0
| Zone | Remainder of System | 10 | Monthly System Peak Day | SCE | 1-in-10 | 2027 | 14 | 350.2473 | 356.177 | 8.8759 | 95.1859 | 0
| Zone | Remainder of System | 10 | Monthly System Peak Day | SCE | 1-in-10 | 2027 | 15 | 304.1788 | 311.2773 | 8.5872 | 96.7359 | 0
| Zone | Remainder of System | 10 | Monthly System Peak Day | SCE | 1-in-10 | 2027 | 16 | 273.4966 | 274.8479 | 8.2735 | 97.5891 | 0
| Zone | Remainder of System | 10 | Monthly System Peak Day | SCE | 1-in-10 | 2027 | 17 | 270.7303 | 276.8722 | 8.1436 | 97.4922 | 0
| Zone | Remainder of System | 10 | Monthly System Peak Day | SCE | 1-in-10 | 2027 | 18 | 252.1309 | 258.5969 | 8.1399 | 96.7734 | 0
| Zone | Remainder of System | 10 | Monthly System Peak Day | SCE | 1-in-10 | 2027 | 19 | 266.9499 | 272.6481 | 8.6403 | 94.4938 | 0
| Zone | Remainder of System | 10 | Monthly System Peak Day | SCE | 1-in-10 | 2027 | 20 | 258.5553 | 262.5934 | 8.3852 | 90.1375 | 0
| Zone | Remainder of System | 10 | Monthly System Peak Day | SCE | 1-in-10 | 2027 | 21 | 246.4223 | 254.6585 | 8.3282 | 86.2781 | 0
| Zone | Remainder of System | 10 | Monthly System Peak Day | SCE | 1-in-10 | 2027 | 22 | 431.0168 | 448.7843 | 8.2494 | 84.1844 | 0
| Zone | Remainder of System | 10 | Monthly System Peak Day | SCE | 1-in-10 | 2027 | 23 | 411.4317 | 435.3506 | 8.338 | 82.1378 | 0
| Zone | Remainder of System | 10 | Monthly System Peak Day | SCE | 1-in-10 | 2027 | 24 | 341.4213 | 379.0826 | 8.4477 | 80.1997 | 0
| Zone | Remainder of System | 11 | Average Weekday | SCE | 1-in-10 | 2027 | 1 | 270.2631 | 276.9193 | 8.4389 | 56.059 | 0
| Zone | Remainder of System | 11 | Average Weekday | SCE | 1-in-10 | 2027 | 2 | 269.1407 | 275.4384 | 8.4576 | 55.0971 | 0
| Zone | Remainder of System | 11 | Average Weekday | SCE | 1-in-10 | 2027 | 3 | 415.9405 | 426.5359 | 8.4325 | 54.1595 | 0
| Zone | Remainder of System | 11 | Average Weekday | SCE | 1-in-10 | 2027 | 4 | 592.0852 | 609.5135 | 8.4441 | 53.2044 | 0
| Zone | Remainder of System | 11 | Average Weekday | SCE | 1-in-10 | 2027 | 5 | 557.8613 | 583.5483 | 8.4175 | 52.3654 | 0
| Zone | Remainder of System | 11 | Average Weekday | SCE | 1-in-10 | 2027 | 6 | 545.8695 | 573.4127 | 8.4236 | 51.8116 | 0
| Zone | Remainder of System | 11 | Average Weekday | SCE | 1-in-10 | 2027 | 7 | 554.218 | 551.3985 | 8.6125 | 51.3221 | 0
| Zone | Remainder of System | 11 | Average Weekday | SCE | 1-in-10 | 2027 | 8 | 532.3572 | 536.6404 | 8.9167 | 51.0234 | 0
| Zone | Remainder of System | 11 | Average Weekday | SCE | 1-in-10 | 2027 | 9 | 517.6016 | 544.8695 | 8.6016 | 52.5111 | 0
| Zone | Remainder of System | 11 | Average Weekday | SCE | 1-in-10 | 2027 | 10 | 495.1607 | 507.5305 | 8.898 | 56.466 | 0
| Zone | Remainder of System | 11 | Average Weekday | SCE | 1-in-10 | 2027 | 11 | 468.4651 | 476.5812 | 9.0888 | 61.1659 | 0
| Zone | Remainder of System | 11 | Average Weekday | SCE | 1-in-10 | 2027 | 12 | 461.9911 | 469.3994 | 9.1856 | 65.0488 | 0
| Zone | Remainder of System | 11 | Average Weekday | SCE | 1-in-10 | 2027 | 13 | 373.3127 | 384.4971 | 8.9653 | 67.8408 | 0
| Zone | Remainder of System | 11 | Average Weekday | SCE | 1-in-10 | 2027 | 14 | 340.8281 | 348.52 | 8.7016 | 69.5124 | 0
| Zone | Remainder of System | 11 | Average Weekday | SCE | 1-in-10 | 2027 | 15 | 287.8523 | 297.3215 | 8.3829 | 70.4672 | 0
| Zone | Remainder of System | 11 | Average Weekday | SCE | 1-in-10 | 2027 | 16 | 260.1287 | 262.6911 | 8.4656 | 70.7027 | 0
| Zone | Remainder of System | 11 | Average Weekday | SCE | 1-in-10 | 2027 | 17 | 264.92 | 270.4765 | 8.2795 | 69.9819 | 0
| Zone | Remainder of System | 11 | Average Weekday | SCE | 1-in-10 | 2027 | 18 | 247.0882 | 253.2215 | 8.4492 | 67.953 | 0
| Zone | Remainder of System | 11 | Average Weekday | SCE | 1-in-10 | 2027 | 19 | 263.869 | 268.196 | 8.4025 | 65.3114 | 0
| Zone | Remainder of System | 11 | Average Weekday | SCE | 1-in-10 | 2027 | 20 | 248.6498 | 309.6168 | 10.4741 | 63.0346 | 0
| Zone | Remainder of System | 11 | Average Weekday | SCE | 1-in-10 | 2027 | 21 | 235.4711 | 241.74 | 8.0547 | 61.213 | 0
| Zone | Remainder of System | 11 | Average Weekday | SCE | 1-in-10 | 2027 | 22 | 412.8418 | 428.7749 | 8.4053 | 59.5838 | 0
| Zone | Remainder of System | 11 | Average Weekday | SCE | 1-in-10 | 2027 | 23 | 393.6396 | 408.7338 | 8.5712 | 58.2328 | 0
| Zone | Remainder of System | 11 | Average Weekday | SCE | 1-in-10 | 2027 | 24 | 322.0844 | 334.8193 | 8.4953 | 57.0822 | 0
| Zone | Remainder of System | 11 | Monthly System Peak Day | SCE | 1-in-10 | 2027 | 1 | 270.2631 | 281.9847 | 8.3567 | 69.4034 | 0
| Zone | Remainder of System | 11 | Monthly System Peak Day | SCE | 1-in-10 | 2027 | 2 | 269.1407 | 279.3343 | 8.3787 | 68.1516 | 0
| Zone | Remainder of System | 11 | Monthly System Peak Day | SCE | 1-in-10 | 2027 | 3 | 415.9405 | 430.0165 | 8.3663 | 67.393 | 0
| Zone | Remainder of System | 11 | Monthly System Peak Day | SCE | 1-in-10 | 2027 | 4 | 592.0852 | 613.2302 | 8.3761 | 66.0125 | 0
| Zone | Remainder of System | 11 | Monthly System Peak Day | SCE | 1-in-10 | 2027 | 5 | 557.8613 | 587.2618 | 8.3669 | 65.1814 | 0
| Zone | Remainder of System | 11 | Monthly System Peak Day | SCE | 1-in-10 | 2027 | 6 | 545.8695 | 574.4821 | 8.3735 | 64.2144 | 0
| Zone | Remainder of System | 11 | Monthly System Peak Day | SCE | 1-in-10 | 2027 | 7 | 554.218 | 539.7999 | 8.5262 | 63.6647 | 0
| Zone | Remainder of System | 11 | Monthly System Peak Day | SCE | 1-in-10 | 2027 | 8 | 532.3572 | 542.0762 | 8.9142 | 63.8962 | 0
| Zone | Remainder of System | 11 | Monthly System Peak Day | SCE | 1-in-10 | 2027 | 9 | 517.6016 | 553.2786 | 8.5175 | 65.4002 | 0
| Zone | Remainder of System | 11 | Monthly System Peak Day | SCE | 1-in-10 | 2027 | 10 | 495.1607 | 517.6818 | 8.8863 | 69.6937 | 0
| Zone | Remainder of System | 11 | Monthly System Peak Day | SCE | 1-in-10 | 2027 | 11 | 468.4651 | 489.9649 | 9.1693 | 76.562 | 0
| Zone | Remainder of System | 11 | Monthly System Peak Day | SCE | 1-in-10 | 2027 | 12 | 461.9911 | 485.0091 | 9.3304 | 82.3128 | 0
| Zone | Remainder of System | 11 | Monthly System Peak Day | SCE | 1-in-10 | 2027 | 13 | 373.3127 | 384.6959 | 9.0086 | 85.9891 | 0
| Zone | Remainder of System | 11 | Monthly System Peak Day | SCE | 1-in-10 | 2027 | 14 | 340.8281 | 347.1583 | 8.6388 | 87.9797 | 0
| Zone | Remainder of System | 11 | Monthly System Peak Day | SCE | 1-in-10 | 2027 | 15 | 287.8523 | 297.3775 | 8.2926 | 88.7703 | 0
| Zone | Remainder of System | 11 | Monthly System Peak Day | SCE | 1-in-10 | 2027 | 16 | 260.1287 | 261.5405 | 8.3764 | 89.0578 | 0
| Zone | Remainder of System | 11 | Monthly System Peak Day | SCE | 1-in-10 | 2027 | 17 | 264.92 | 272.4341 | 8.1922 | 88.5875 | 0
| Zone | Remainder of System | 11 | Monthly System Peak Day | SCE | 1-in-10 | 2027 | 18 | 247.0882 | 255.7951 | 8.3558 | 86.8453 | 0
| Zone | Remainder of System | 11 | Monthly System Peak Day | SCE | 1-in-10 | 2027 | 19 | 263.869 | 269.3403 | 8.4015 | 83.7578 | 0
| Zone | Remainder of System | 11 | Monthly System Peak Day | SCE | 1-in-10 | 2027 | 20 | 248.6498 | 356.8681 | 17.1538 | 79.8594 | 0
| Zone | Remainder of System | 11 | Monthly System Peak Day | SCE | 1-in-10 | 2027 | 21 | 235.4711 | 244.0296 | 8.3617 | 76.3664 | 0
| Zone | Remainder of System | 11 | Monthly System Peak Day | SCE | 1-in-10 | 2027 | 22 | 412.8418 | 430.1459 | 8.3275 | 73.8492 | 0
| Zone | Remainder of System | 11 | Monthly System Peak Day | SCE | 1-in-10 | 2027 | 23 | 393.6396 | 414.5331 | 8.483 | 71.6486 | 0
| Zone | Remainder of System | 11 | Monthly System Peak Day | SCE | 1-in-10 | 2027 | 24 | 322.0844 | 344.631 | 8.4012 | 70.3994 | 0
| Zone | Remainder of System | 12 | Average Weekday | SCE | 1-in-10 | 2027 | 1 | 255.2164 | 262.269 | 8.3002 | 48.7864 | 0
| Zone | Remainder of System | 12 | Average Weekday | SCE | 1-in-10 | 2027 | 2 | 251.1959 | 257.8437 | 8.3262 | 47.947 | 0
| Zone | Remainder of System | 12 | Average Weekday | SCE | 1-in-10 | 2027 | 3 | 392.3337 | 404.5695 | 8.3319 | 47.1857 | 0
| Zone | Remainder of System | 12 | Average Weekday | SCE | 1-in-10 | 2027 | 4 | 567.6409 | 587.0641 | 8.3386 | 46.3928 | 0
| Zone | Remainder of System | 12 | Average Weekday | SCE | 1-in-10 | 2027 | 5 | 537.6797 | 566.5329 | 8.3421 | 45.8878 | 0
| Zone | Remainder of System | 12 | Average Weekday | SCE | 1-in-10 | 2027 | 6 | 514.5276 | 546.7587 | 8.3474 | 45.4234 | 0
| Zone | Remainder of System | 12 | Average Weekday | SCE | 1-in-10 | 2027 | 7 | 508.621 | 507.4543 | 8.3083 | 45.0246 | 0
| Zone | Remainder of System | 12 | Average Weekday | SCE | 1-in-10 | 2027 | 8 | 499.7129 | 506.5683 | 8.2596 | 44.9313 | 0
| Zone | Remainder of System | 12 | Average Weekday | SCE | 1-in-10 | 2027 | 9 | 480.6756 | 508.8431 | 8.211 | 45.6373 | 0
| Zone | Remainder of System | 12 | Average Weekday | SCE | 1-in-10 | 2027 | 10 | 451.2252 | 467.7087 | 8.2383 | 48.6216 | 0
| Zone | Remainder of System | 12 | Average Weekday | SCE | 1-in-10 | 2027 | 11 | 426.39 | 436.4104 | 8.1954 | 52.4485 | 0
| Zone | Remainder of System | 12 | Average Weekday | SCE | 1-in-10 | 2027 | 12 | 418.8138 | 425.833 | 8.1558 | 55.8659 | 0
| Zone | Remainder of System | 12 | Average Weekday | SCE | 1-in-10 | 2027 | 13 | 339.4527 | 350.2273 | 8.146 | 58.3704 | 0
| Zone | Remainder of System | 12 | Average Weekday | SCE | 1-in-10 | 2027 | 14 | 309.4391 | 317.9652 | 8.1797 | 60.0313 | 0
| Zone | Remainder of System | 12 | Average Weekday | SCE | 1-in-10 | 2027 | 15 | 270.7936 | 279.5047 | 8.2354 | 60.9602 | 0
| Zone | Remainder of System | 12 | Average Weekday | SCE | 1-in-10 | 2027 | 16 | 237.9093 | 240.3907 | 8.2944 | 61.3074 | 0
| Zone | Remainder of System | 12 | Average Weekday | SCE | 1-in-10 | 2027 | 17 | 243.7279 | 250.2623 | 8.1585 | 60.7301 | 0
| Zone | Remainder of System | 12 | Average Weekday | SCE | 1-in-10 | 2027 | 18 | 228.0927 | 233.987 | 8.1373 | 58.7054 | 0
| Zone | Remainder of System | 12 | Average Weekday | SCE | 1-in-10 | 2027 | 19 | 246.1105 | 250.4291 | 8.402 | 56.3345 | 0
| Zone | Remainder of System | 12 | Average Weekday | SCE | 1-in-10 | 2027 | 20 | 238.3261 | 300.0905 | 8.4181 | 54.597 | 0
| Zone | Remainder of System | 12 | Average Weekday | SCE | 1-in-10 | 2027 | 21 | 225.3499 | 232.0396 | 8.0545 | 53.159 | 0
| Zone | Remainder of System | 12 | Average Weekday | SCE | 1-in-10 | 2027 | 22 | 400.2578 | 415.863 | 8.2431 | 51.881 | 0
| Zone | Remainder of System | 12 | Average Weekday | SCE | 1-in-10 | 2027 | 23 | 382.5704 | 397.2662 | 8.2685 | 50.7727 | 0
| Zone | Remainder of System | 12 | Average Weekday | SCE | 1-in-10 | 2027 | 24 | 312.0015 | 325.5581 | 8.2717 | 49.8739 | 0
| Zone | Remainder of System | 12 | Monthly System Peak Day | SCE | 1-in-10 | 2027 | 1 | 255.2164 | 262.269 | 8.3002 | 42.5695 | 0
| Zone | Remainder of System | 12 | Monthly System Peak Day | SCE | 1-in-10 | 2027 | 2 | 251.1959 | 257.8437 | 8.3262 | 41.708 | 0
| Zone | Remainder of System | 12 | Monthly System Peak Day | SCE | 1-in-10 | 2027 | 3 | 392.3337 | 404.5695 | 8.3319 | 40.6634 | 0
| Zone | Remainder of System | 12 | Monthly System Peak Day | SCE | 1-in-10 | 2027 | 4 | 567.6409 | 587.0641 | 8.3386 | 39.7536 | 0
| Zone | Remainder of System | 12 | Monthly System Peak Day | SCE | 1-in-10 | 2027 | 5 | 537.6797 | 566.5329 | 8.3421 | 38.8297 | 0
| Zone | Remainder of System | 12 | Monthly System Peak Day | SCE | 1-in-10 | 2027 | 6 | 514.5276 | 546.7587 | 8.3474 | 37.7472 | 0
| Zone | Remainder of System | 12 | Monthly System Peak Day | SCE | 1-in-10 | 2027 | 7 | 508.621 | 507.4543 | 8.3083 | 36.5995 | 0
| Zone | Remainder of System | 12 | Monthly System Peak Day | SCE | 1-in-10 | 2027 | 8 | 499.7129 | 506.5683 | 8.2596 | 36.6103 | 0
| Zone | Remainder of System | 12 | Monthly System Peak Day | SCE | 1-in-10 | 2027 | 9 | 480.6756 | 508.8431 | 8.211 | 37.7047 | 0
| Zone | Remainder of System | 12 | Monthly System Peak Day | SCE | 1-in-10 | 2027 | 10 | 451.2252 | 467.7087 | 8.2383 | 41.4383 | 0
| Zone | Remainder of System | 12 | Monthly System Peak Day | SCE | 1-in-10 | 2027 | 11 | 426.39 | 436.4104 | 8.1954 | 45.7698 | 0
| Zone | Remainder of System | 12 | Monthly System Peak Day | SCE | 1-in-10 | 2027 | 12 | 418.8138 | 425.833 | 8.1558 | 48.8809 | 0
| Zone | Remainder of System | 12 | Monthly System Peak Day | SCE | 1-in-10 | 2027 | 13 | 339.4527 | 350.2273 | 8.146 | 50.4759 | 0
| Zone | Remainder of System | 12 | Monthly System Peak Day | SCE | 1-in-10 | 2027 | 14 | 309.4391 | 317.9652 | 8.1797 | 51.6747 | 0
| Zone | Remainder of System | 12 | Monthly System Peak Day | SCE | 1-in-10 | 2027 | 15 | 270.7936 | 279.5047 | 8.2354 | 52.7272 | 0
| Zone | Remainder of System | 12 | Monthly System Peak Day | SCE | 1-in-10 | 2027 | 16 | 237.9093 | 240.3907 | 8.2944 | 53.1839 | 0
| Zone | Remainder of System | 12 | Monthly System Peak Day | SCE | 1-in-10 | 2027 | 17 | 243.7279 | 250.2623 | 8.1585 | 52.9211 | 0
| Zone | Remainder of System | 12 | Monthly System Peak Day | SCE | 1-in-10 | 2027 | 18 | 228.0927 | 233.987 | 8.1373 | 51.1658 | 0
| Zone | Remainder of System | 12 | Monthly System Peak Day | SCE | 1-in-10 | 2027 | 19 | 246.1105 | 250.4291 | 8.402 | 49.0081 | 0
| Zone | Remainder of System | 12 | Monthly System Peak Day | SCE | 1-in-10 | 2027 | 20 | 238.3261 | 300.0905 | 8.4181 | 47.4864 | 0
| Zone | Remainder of System | 12 | Monthly System Peak Day | SCE | 1-in-10 | 2027 | 21 | 225.3499 | 232.0396 | 8.0545 | 46.0752 | 0
| Zone | Remainder of System | 12 | Monthly System Peak Day | SCE | 1-in-10 | 2027 | 22 | 400.2578 | 415.863 | 8.2431 | 44.3067 | 0
| Zone | Remainder of System | 12 | Monthly System Peak Day | SCE | 1-in-10 | 2027 | 23 | 382.5704 | 397.2662 | 8.2685 | 43.3595 | 0
| Zone | Remainder of System | 12 | Monthly System Peak Day | SCE | 1-in-10 | 2027 | 24 | 312.0015 | 325.5581 | 8.2717 | 42.7814 | 0
| Zone | Remainder of System | 1 | Average Weekday | SCE | 1-in-10 | 2028 | 1 | 264.1306 | 270.4739 | 8.3048 | 48.5418 | 0
| Zone | Remainder of System | 1 | Average Weekday | SCE | 1-in-10 | 2028 | 2 | 261.8559 | 269.1116 | 8.3307 | 47.7538 | 0
| Zone | Remainder of System | 1 | Average Weekday | SCE | 1-in-10 | 2028 | 3 | 405.6647 | 417.428 | 8.3362 | 47.1481 | 0
| Zone | Remainder of System | 1 | Average Weekday | SCE | 1-in-10 | 2028 | 4 | 577.0192 | 595.3769 | 8.3429 | 46.4563 | 0
| Zone | Remainder of System | 1 | Average Weekday | SCE | 1-in-10 | 2028 | 5 | 549.1372 | 577.1136 | 8.3465 | 45.7587 | 0
| Zone | Remainder of System | 1 | Average Weekday | SCE | 1-in-10 | 2028 | 6 | 535.4587 | 566.6162 | 8.3518 | 45.1036 | 0
| Zone | Remainder of System | 1 | Average Weekday | SCE | 1-in-10 | 2028 | 7 | 542.2711 | 540.1387 | 8.3129 | 44.5655 | 0
| Zone | Remainder of System | 1 | Average Weekday | SCE | 1-in-10 | 2028 | 8 | 533.5877 | 539.3693 | 8.2647 | 44.3307 | 0
| Zone | Remainder of System | 1 | Average Weekday | SCE | 1-in-10 | 2028 | 9 | 501.7633 | 527.4262 | 8.2165 | 44.8068 | 0
| Zone | Remainder of System | 1 | Average Weekday | SCE | 1-in-10 | 2028 | 10 | 483.7205 | 496.8787 | 8.2434 | 47.5928 | 0
| Zone | Remainder of System | 1 | Average Weekday | SCE | 1-in-10 | 2028 | 11 | 455.0349 | 463.4078 | 8.2011 | 51.3252 | 0
| Zone | Remainder of System | 1 | Average Weekday | SCE | 1-in-10 | 2028 | 12 | 450.0521 | 457.1474 | 8.162 | 54.7156 | 0
| Zone | Remainder of System | 1 | Average Weekday | SCE | 1-in-10 | 2028 | 13 | 378.0636 | 388.8553 | 8.1524 | 57.1933 | 0
| Zone | Remainder of System | 1 | Average Weekday | SCE | 1-in-10 | 2028 | 14 | 342.8344 | 350.5239 | 8.1856 | 58.7299 | 0
| Zone | Remainder of System | 1 | Average Weekday | SCE | 1-in-10 | 2028 | 15 | 297.3209 | 305.0988 | 8.2406 | 59.7358 | 0
| Zone | Remainder of System | 1 | Average Weekday | SCE | 1-in-10 | 2028 | 16 | 264.3722 | 266.615 | 8.299 | 60.1875 | 0
| Zone | Remainder of System | 1 | Average Weekday | SCE | 1-in-10 | 2028 | 17 | 267.6995 | 274.0799 | 8.1709 | 59.7999 | 0
| Zone | Remainder of System | 1 | Average Weekday | SCE | 1-in-10 | 2028 | 18 | 248.8355 | 254.8999 | 8.1496 | 58.3041 | 0
| Zone | Remainder of System | 1 | Average Weekday | SCE | 1-in-10 | 2028 | 19 | 262.5211 | 266.9036 | 8.4118 | 55.9215 | 0
| Zone | Remainder of System | 1 | Average Weekday | SCE | 1-in-10 | 2028 | 20 | 252.9336 | 314.7378 | 8.427 | 54.1041 | 0
| Zone | Remainder of System | 1 | Average Weekday | SCE | 1-in-10 | 2028 | 21 | 235.8672 | 242.3176 | 8.0655 | 52.7602 | 0
| Zone | Remainder of System | 1 | Average Weekday | SCE | 1-in-10 | 2028 | 22 | 410.2934 | 426.1623 | 8.2476 | 51.5587 | 0
| Zone | Remainder of System | 1 | Average Weekday | SCE | 1-in-10 | 2028 | 23 | 397.51 | 412.2804 | 8.2735 | 50.4809 | 0
| Zone | Remainder of System | 1 | Average Weekday | SCE | 1-in-10 | 2028 | 24 | 328.0423 | 340.4386 | 8.2766 | 49.576 | 0
| Zone | Remainder of System | 1 | Monthly System Peak Day | SCE | 1-in-10 | 2028 | 1 | 264.1306 | 270.4739 | 8.3048 | 44.4388 | 0
| Zone | Remainder of System | 1 | Monthly System Peak Day | SCE | 1-in-10 | 2028 | 2 | 261.8559 | 269.1116 | 8.3307 | 43.8073 | 0
| Zone | Remainder of System | 1 | Monthly System Peak Day | SCE | 1-in-10 | 2028 | 3 | 405.6647 | 417.428 | 8.3362 | 43.0442 | 0
| Zone | Remainder of System | 1 | Monthly System Peak Day | SCE | 1-in-10 | 2028 | 4 | 577.0192 | 595.3769 | 8.3429 | 42.3247 | 0
| Zone | Remainder of System | 1 | Monthly System Peak Day | SCE | 1-in-10 | 2028 | 5 | 549.1372 | 577.1136 | 8.3465 | 42.0786 | 0
| Zone | Remainder of System | 1 | Monthly System Peak Day | SCE | 1-in-10 | 2028 | 6 | 535.4587 | 566.6162 | 8.3518 | 41.1127 | 0
| Zone | Remainder of System | 1 | Monthly System Peak Day | SCE | 1-in-10 | 2028 | 7 | 542.2711 | 540.1387 | 8.3129 | 40.5433 | 0
| Zone | Remainder of System | 1 | Monthly System Peak Day | SCE | 1-in-10 | 2028 | 8 | 533.5877 | 539.3693 | 8.2647 | 40.1802 | 0
| Zone | Remainder of System | 1 | Monthly System Peak Day | SCE | 1-in-10 | 2028 | 9 | 501.7633 | 527.4262 | 8.2165 | 40.587 | 0
| Zone | Remainder of System | 1 | Monthly System Peak Day | SCE | 1-in-10 | 2028 | 10 | 483.7205 | 496.8787 | 8.2434 | 43.0014 | 0
| Zone | Remainder of System | 1 | Monthly System Peak Day | SCE | 1-in-10 | 2028 | 11 | 455.0349 | 463.4078 | 8.2011 | 45.635 | 0
| Zone | Remainder of System | 1 | Monthly System Peak Day | SCE | 1-in-10 | 2028 | 12 | 450.0521 | 457.1474 | 8.162 | 47.7783 | 0
| Zone | Remainder of System | 1 | Monthly System Peak Day | SCE | 1-in-10 | 2028 | 13 | 378.0636 | 388.8553 | 8.1524 | 47.6958 | 0
| Zone | Remainder of System | 1 | Monthly System Peak Day | SCE | 1-in-10 | 2028 | 14 | 342.8344 | 350.5239 | 8.1856 | 48.1105 | 0
| Zone | Remainder of System | 1 | Monthly System Peak Day | SCE | 1-in-10 | 2028 | 15 | 297.3209 | 305.0988 | 8.2406 | 48.9491 | 0
| Zone | Remainder of System | 1 | Monthly System Peak Day | SCE | 1-in-10 | 2028 | 16 | 264.3722 | 266.615 | 8.299 | 50.1039 | 0
| Zone | Remainder of System | 1 | Monthly System Peak Day | SCE | 1-in-10 | 2028 | 17 | 267.6995 | 274.0799 | 8.1709 | 49.5105 | 0
| Zone | Remainder of System | 1 | Monthly System Peak Day | SCE | 1-in-10 | 2028 | 18 | 248.8355 | 254.8999 | 8.1496 | 48.4556 | 0
| Zone | Remainder of System | 1 | Monthly System Peak Day | SCE | 1-in-10 | 2028 | 19 | 262.5211 | 266.9036 | 8.4118 | 46.6627 | 0
| Zone | Remainder of System | 1 | Monthly System Peak Day | SCE | 1-in-10 | 2028 | 20 | 252.9336 | 314.7378 | 8.427 | 45.7192 | 0
| Zone | Remainder of System | 1 | Monthly System Peak Day | SCE | 1-in-10 | 2028 | 21 | 235.8672 | 242.3176 | 8.0655 | 44.9309 | 0
| Zone | Remainder of System | 1 | Monthly System Peak Day | SCE | 1-in-10 | 2028 | 22 | 410.2934 | 426.1623 | 8.2476 | 44.2384 | 0
| Zone | Remainder of System | 1 | Monthly System Peak Day | SCE | 1-in-10 | 2028 | 23 | 397.51 | 412.2804 | 8.2735 | 43.5948 | 0
| Zone | Remainder of System | 1 | Monthly System Peak Day | SCE | 1-in-10 | 2028 | 24 | 328.0423 | 340.4386 | 8.2766 | 43.1517 | 0
| Zone | Remainder of System | 2 | Average Weekday | SCE | 1-in-10 | 2028 | 1 | 264.1731 | 271.3334 | 8.3615 | 54.0382 | 0
| Zone | Remainder of System | 2 | Average Weekday | SCE | 1-in-10 | 2028 | 2 | 258.5049 | 266.6494 | 8.393 | 53.0249 | 0
| Zone | Remainder of System | 2 | Average Weekday | SCE | 1-in-10 | 2028 | 3 | 398.7213 | 411.911 | 8.3997 | 52.103 | 0
| Zone | Remainder of System | 2 | Average Weekday | SCE | 1-in-10 | 2028 | 4 | 566.3171 | 587.503 | 8.4075 | 51.1364 | 0
| Zone | Remainder of System | 2 | Average Weekday | SCE | 1-in-10 | 2028 | 5 | 546.7314 | 577.7028 | 8.4109 | 50.31 | 0
| Zone | Remainder of System | 2 | Average Weekday | SCE | 1-in-10 | 2028 | 6 | 537.2139 | 570.3348 | 8.4157 | 49.696 | 0
| Zone | Remainder of System | 2 | Average Weekday | SCE | 1-in-10 | 2028 | 7 | 529.9965 | 529.3186 | 8.3682 | 49.1834 | 0
| Zone | Remainder of System | 2 | Average Weekday | SCE | 1-in-10 | 2028 | 8 | 520.2062 | 526.4282 | 8.3109 | 48.888 | 0
| Zone | Remainder of System | 2 | Average Weekday | SCE | 1-in-10 | 2028 | 9 | 500.6582 | 526.7293 | 8.2525 | 50.259 | 0
| Zone | Remainder of System | 2 | Average Weekday | SCE | 1-in-10 | 2028 | 10 | 478.4153 | 490.9428 | 8.2875 | 54.1964 | 0
| Zone | Remainder of System | 2 | Average Weekday | SCE | 1-in-10 | 2028 | 11 | 454.2168 | 462.8233 | 8.2339 | 58.8515 | 0
| Zone | Remainder of System | 2 | Average Weekday | SCE | 1-in-10 | 2028 | 12 | 449.0421 | 456.8182 | 8.1831 | 62.7996 | 0
| Zone | Remainder of System | 2 | Average Weekday | SCE | 1-in-10 | 2028 | 13 | 372.7912 | 384.6292 | 8.1696 | 65.5213 | 0
| Zone | Remainder of System | 2 | Average Weekday | SCE | 1-in-10 | 2028 | 14 | 334.5436 | 342.8579 | 8.213 | 67.2527 | 0
| Zone | Remainder of System | 2 | Average Weekday | SCE | 1-in-10 | 2028 | 15 | 283.7515 | 293.8197 | 8.283 | 68.2047 | 0
| Zone | Remainder of System | 2 | Average Weekday | SCE | 1-in-10 | 2028 | 16 | 253.9885 | 257.8086 | 8.355 | 68.6737 | 0
| Zone | Remainder of System | 2 | Average Weekday | SCE | 1-in-10 | 2028 | 17 | 246.4806 | 251.6182 | 8.2033 | 68.2788 | 0
| Zone | Remainder of System | 2 | Average Weekday | SCE | 1-in-10 | 2028 | 18 | 233.1283 | 238.2858 | 8.1756 | 66.7848 | 0
| Zone | Remainder of System | 2 | Average Weekday | SCE | 1-in-10 | 2028 | 19 | 254.9658 | 259.4295 | 8.4118 | 63.8259 | 0
| Zone | Remainder of System | 2 | Average Weekday | SCE | 1-in-10 | 2028 | 20 | 246.1136 | 306.0365 | 8.4304 | 61.1681 | 0
| Zone | Remainder of System | 2 | Average Weekday | SCE | 1-in-10 | 2028 | 21 | 224.3375 | 230.5277 | 8.0398 | 59.2506 | 0
| Zone | Remainder of System | 2 | Average Weekday | SCE | 1-in-10 | 2028 | 22 | 395.2505 | 410.9665 | 8.2885 | 57.5462 | 0
| Zone | Remainder of System | 2 | Average Weekday | SCE | 1-in-10 | 2028 | 23 | 380.8 | 395.9696 | 8.3225 | 56.0923 | 0
| Zone | Remainder of System | 2 | Average Weekday | SCE | 1-in-10 | 2028 | 24 | 321.0207 | 334.6826 | 8.3267 | 54.8445 | 0
| Zone | Remainder of System | 2 | Monthly System Peak Day | SCE | 1-in-10 | 2028 | 1 | 264.1731 | 271.3334 | 8.3615 | 64.3403 | 0
| Zone | Remainder of System | 2 | Monthly System Peak Day | SCE | 1-in-10 | 2028 | 2 | 258.5049 | 266.6494 | 8.393 | 62.5731 | 0
| Zone | Remainder of System | 2 | Monthly System Peak Day | SCE | 1-in-10 | 2028 | 3 | 398.7213 | 411.911 | 8.3997 | 61.5461 | 0
| Zone | Remainder of System | 2 | Monthly System Peak Day | SCE | 1-in-10 | 2028 | 4 | 566.3171 | 587.503 | 8.4075 | 60.398 | 0
| Zone | Remainder of System | 2 | Monthly System Peak Day | SCE | 1-in-10 | 2028 | 5 | 546.7314 | 577.7028 | 8.4109 | 59.4783 | 0
| Zone | Remainder of System | 2 | Monthly System Peak Day | SCE | 1-in-10 | 2028 | 6 | 537.2139 | 570.3348 | 8.4157 | 58.1067 | 0
| Zone | Remainder of System | 2 | Monthly System Peak Day | SCE | 1-in-10 | 2028 | 7 | 529.9965 | 529.3186 | 8.3682 | 57.6506 | 0
| Zone | Remainder of System | 2 | Monthly System Peak Day | SCE | 1-in-10 | 2028 | 8 | 520.2062 | 526.4282 | 8.3109 | 57.142 | 0
| Zone | Remainder of System | 2 | Monthly System Peak Day | SCE | 1-in-10 | 2028 | 9 | 500.6582 | 526.7293 | 8.2525 | 59.1553 | 0
| Zone | Remainder of System | 2 | Monthly System Peak Day | SCE | 1-in-10 | 2028 | 10 | 478.4153 | 490.9428 | 8.2875 | 64.6281 | 0
| Zone | Remainder of System | 2 | Monthly System Peak Day | SCE | 1-in-10 | 2028 | 11 | 454.2168 | 462.8233 | 8.2339 | 70.3806 | 0
| Zone | Remainder of System | 2 | Monthly System Peak Day | SCE | 1-in-10 | 2028 | 12 | 449.0421 | 456.8182 | 8.1831 | 75.0772 | 0
| Zone | Remainder of System | 2 | Monthly System Peak Day | SCE | 1-in-10 | 2028 | 13 | 372.7912 | 384.6292 | 8.1696 | 78.5178 | 0
| Zone | Remainder of System | 2 | Monthly System Peak Day | SCE | 1-in-10 | 2028 | 14 | 334.5436 | 342.8579 | 8.213 | 80.4984 | 0
| Zone | Remainder of System | 2 | Monthly System Peak Day | SCE | 1-in-10 | 2028 | 15 | 283.7515 | 293.8197 | 8.283 | 81.6891 | 0
| Zone | Remainder of System | 2 | Monthly System Peak Day | SCE | 1-in-10 | 2028 | 16 | 253.9885 | 257.8086 | 8.355 | 82.4677 | 0
| Zone | Remainder of System | 2 | Monthly System Peak Day | SCE | 1-in-10 | 2028 | 17 | 246.4806 | 251.6182 | 8.2033 | 82.0663 | 0
| Zone | Remainder of System | 2 | Monthly System Peak Day | SCE | 1-in-10 | 2028 | 18 | 233.1283 | 238.2858 | 8.1756 | 79.9572 | 0
| Zone | Remainder of System | 2 | Monthly System Peak Day | SCE | 1-in-10 | 2028 | 19 | 254.9658 | 259.4295 | 8.4118 | 75.7559 | 0
| Zone | Remainder of System | 2 | Monthly System Peak Day | SCE | 1-in-10 | 2028 | 20 | 246.1136 | 306.0365 | 8.4304 | 71.8606 | 0
| Zone | Remainder of System | 2 | Monthly System Peak Day | SCE | 1-in-10 | 2028 | 21 | 224.3375 | 230.5277 | 8.0398 | 68.5952 | 0
| Zone | Remainder of System | 2 | Monthly System Peak Day | SCE | 1-in-10 | 2028 | 22 | 395.2505 | 410.9665 | 8.2885 | 66.3128 | 0
| Zone | Remainder of System | 2 | Monthly System Peak Day | SCE | 1-in-10 | 2028 | 23 | 380.8 | 395.9696 | 8.3225 | 64.6469 | 0
| Zone | Remainder of System | 2 | Monthly System Peak Day | SCE | 1-in-10 | 2028 | 24 | 321.0207 | 334.6826 | 8.3267 | 63.0592 | 0
| Zone | Remainder of System | 3 | Average Weekday | SCE | 1-in-10 | 2028 | 1 | 271.6255 | 283.4696 | 8.4484 | 57.5537 | 0
| Zone | Remainder of System | 3 | Average Weekday | SCE | 1-in-10 | 2028 | 2 | 266.2605 | 274.0379 | 8.3997 | 56.4206 | 0
| Zone | Remainder of System | 3 | Average Weekday | SCE | 1-in-10 | 2028 | 3 | 425.5779 | 436.7483 | 8.3925 | 55.3452 | 0
| Zone | Remainder of System | 3 | Average Weekday | SCE | 1-in-10 | 2028 | 4 | 598.9651 | 615.8175 | 8.3753 | 54.4215 | 0
| Zone | Remainder of System | 3 | Average Weekday | SCE | 1-in-10 | 2028 | 5 | 565.4 | 584.7819 | 8.3691 | 53.6273 | 0
| Zone | Remainder of System | 3 | Average Weekday | SCE | 1-in-10 | 2028 | 6 | 556.276 | 575.6262 | 8.3376 | 52.9063 | 0
| Zone | Remainder of System | 3 | Average Weekday | SCE | 1-in-10 | 2028 | 7 | 560.4082 | 561.0972 | 8.3226 | 52.44 | 0
| Zone | Remainder of System | 3 | Average Weekday | SCE | 1-in-10 | 2028 | 8 | 538.3287 | 548.7635 | 8.4767 | 52.295 | 0
| Zone | Remainder of System | 3 | Average Weekday | SCE | 1-in-10 | 2028 | 9 | 523.1491 | 563.0092 | 8.6673 | 53.6088 | 0
| Zone | Remainder of System | 3 | Average Weekday | SCE | 1-in-10 | 2028 | 10 | 503.9645 | 526.6122 | 8.5346 | 57.1162 | 0
| Zone | Remainder of System | 3 | Average Weekday | SCE | 1-in-10 | 2028 | 11 | 471.6926 | 488.1964 | 8.6136 | 61.4632 | 0
| Zone | Remainder of System | 3 | Average Weekday | SCE | 1-in-10 | 2028 | 12 | 471.3859 | 483.4841 | 8.7029 | 65.4775 | 0
| Zone | Remainder of System | 3 | Average Weekday | SCE | 1-in-10 | 2028 | 13 | 377.9109 | 388.7598 | 8.7779 | 68.7024 | 0
| Zone | Remainder of System | 3 | Average Weekday | SCE | 1-in-10 | 2028 | 14 | 353.3572 | 361.003 | 8.7278 | 70.914 | 0
| Zone | Remainder of System | 3 | Average Weekday | SCE | 1-in-10 | 2028 | 15 | 306.3486 | 313.3548 | 8.5612 | 72.242 | 0
| Zone | Remainder of System | 3 | Average Weekday | SCE | 1-in-10 | 2028 | 16 | 272.866 | 275.7505 | 8.3443 | 72.9142 | 0
| Zone | Remainder of System | 3 | Average Weekday | SCE | 1-in-10 | 2028 | 17 | 274.4548 | 280.1839 | 8.1993 | 72.9266 | 0
| Zone | Remainder of System | 3 | Average Weekday | SCE | 1-in-10 | 2028 | 18 | 247.6887 | 254.0681 | 8.2139 | 71.945 | 0
| Zone | Remainder of System | 3 | Average Weekday | SCE | 1-in-10 | 2028 | 19 | 262.3122 | 268.9615 | 8.4987 | 70.1003 | 0
| Zone | Remainder of System | 3 | Average Weekday | SCE | 1-in-10 | 2028 | 20 | 248.6455 | 251.8432 | 8.3948 | 67.4013 | 0
| Zone | Remainder of System | 3 | Average Weekday | SCE | 1-in-10 | 2028 | 21 | 220.8809 | 225.8797 | 8.0689 | 64.6072 | 0
| Zone | Remainder of System | 3 | Average Weekday | SCE | 1-in-10 | 2028 | 22 | 419.4525 | 437.7922 | 8.3021 | 62.6982 | 0
| Zone | Remainder of System | 3 | Average Weekday | SCE | 1-in-10 | 2028 | 23 | 409.8031 | 431.2481 | 8.4036 | 61.2385 | 0
| Zone | Remainder of System | 3 | Average Weekday | SCE | 1-in-10 | 2028 | 24 | 352.6301 | 377.6543 | 8.4936 | 59.8218 | 0
| Zone | Remainder of System | 3 | Monthly System Peak Day | SCE | 1-in-10 | 2028 | 1 | 271.6255 | 294.2841 | 8.4378 | 65.5264 | 0
| Zone | Remainder of System | 3 | Monthly System Peak Day | SCE | 1-in-10 | 2028 | 2 | 266.2605 | 281.4432 | 8.3548 | 63.8061 | 0
| Zone | Remainder of System | 3 | Monthly System Peak Day | SCE | 1-in-10 | 2028 | 3 | 425.5779 | 444.2532 | 8.3459 | 62.6338 | 0
| Zone | Remainder of System | 3 | Monthly System Peak Day | SCE | 1-in-10 | 2028 | 4 | 598.9651 | 620.3395 | 8.3281 | 61.4338 | 0
| Zone | Remainder of System | 3 | Monthly System Peak Day | SCE | 1-in-10 | 2028 | 5 | 565.4 | 592.2843 | 8.3221 | 60.3541 | 0
| Zone | Remainder of System | 3 | Monthly System Peak Day | SCE | 1-in-10 | 2028 | 6 | 556.276 | 575.2174 | 8.2972 | 59.3344 | 0
| Zone | Remainder of System | 3 | Monthly System Peak Day | SCE | 1-in-10 | 2028 | 7 | 560.4082 | 555.3721 | 8.2842 | 58.333 | 0
| Zone | Remainder of System | 3 | Monthly System Peak Day | SCE | 1-in-10 | 2028 | 8 | 538.3287 | 561.05 | 8.5036 | 57.6456 | 0
| Zone | Remainder of System | 3 | Monthly System Peak Day | SCE | 1-in-10 | 2028 | 9 | 523.1491 | 574.6369 | 8.9792 | 58.9664 | 0
| Zone | Remainder of System | 3 | Monthly System Peak Day | SCE | 1-in-10 | 2028 | 10 | 503.9645 | 535.2055 | 8.6501 | 63.8406 | 0
| Zone | Remainder of System | 3 | Monthly System Peak Day | SCE | 1-in-10 | 2028 | 11 | 471.6926 | 501.6549 | 8.9055 | 69.4223 | 0
| Zone | Remainder of System | 3 | Monthly System Peak Day | SCE | 1-in-10 | 2028 | 12 | 471.3859 | 496.6309 | 9.2183 | 74.8961 | 0
| Zone | Remainder of System | 3 | Monthly System Peak Day | SCE | 1-in-10 | 2028 | 13 | 377.9109 | 390.0333 | 9.4829 | 78.9659 | 0
| Zone | Remainder of System | 3 | Monthly System Peak Day | SCE | 1-in-10 | 2028 | 14 | 353.3572 | 361.653 | 9.2993 | 81.4947 | 0
| Zone | Remainder of System | 3 | Monthly System Peak Day | SCE | 1-in-10 | 2028 | 15 | 306.3486 | 314.7017 | 8.8048 | 83.6188 | 0
| Zone | Remainder of System | 3 | Monthly System Peak Day | SCE | 1-in-10 | 2028 | 16 | 272.866 | 274.4244 | 8.3014 | 84.7072 | 0
| Zone | Remainder of System | 3 | Monthly System Peak Day | SCE | 1-in-10 | 2028 | 17 | 274.4548 | 280.4149 | 8.1604 | 84.82 | 0
| Zone | Remainder of System | 3 | Monthly System Peak Day | SCE | 1-in-10 | 2028 | 18 | 247.6887 | 254.0016 | 8.1676 | 83.6134 | 0
| Zone | Remainder of System | 3 | Monthly System Peak Day | SCE | 1-in-10 | 2028 | 19 | 262.3122 | 268.2235 | 8.9064 | 81.9964 | 0
| Zone | Remainder of System | 3 | Monthly System Peak Day | SCE | 1-in-10 | 2028 | 20 | 248.6455 | 252.6283 | 8.3944 | 79.4273 | 0
| Zone | Remainder of System | 3 | Monthly System Peak Day | SCE | 1-in-10 | 2028 | 21 | 220.8809 | 228.2899 | 8.4799 | 75.4836 | 0
| Zone | Remainder of System | 3 | Monthly System Peak Day | SCE | 1-in-10 | 2028 | 22 | 419.4525 | 437.8733 | 8.2639 | 72.1747 | 0
| Zone | Remainder of System | 3 | Monthly System Peak Day | SCE | 1-in-10 | 2028 | 23 | 409.8031 | 434.8036 | 8.3706 | 69.3213 | 0
| Zone | Remainder of System | 3 | Monthly System Peak Day | SCE | 1-in-10 | 2028 | 24 | 352.6301 | 392.5627 | 8.5302 | 67.0591 | 0
| Zone | Remainder of System | 4 | Average Weekday | SCE | 1-in-10 | 2028 | 1 | 269.7727 | 280.9851 | 8.4649 | 58.4495 | 0
| Zone | Remainder of System | 4 | Average Weekday | SCE | 1-in-10 | 2028 | 2 | 268.1611 | 276.7508 | 8.4169 | 57.3661 | 0
| Zone | Remainder of System | 4 | Average Weekday | SCE | 1-in-10 | 2028 | 3 | 427.4848 | 439.317 | 8.4097 | 56.3776 | 0
| Zone | Remainder of System | 4 | Average Weekday | SCE | 1-in-10 | 2028 | 4 | 595.6565 | 612.5617 | 8.3927 | 55.4443 | 0
| Zone | Remainder of System | 4 | Average Weekday | SCE | 1-in-10 | 2028 | 5 | 550.5024 | 568.6844 | 8.3863 | 54.7398 | 0
| Zone | Remainder of System | 4 | Average Weekday | SCE | 1-in-10 | 2028 | 6 | 546.3992 | 564.8466 | 8.3546 | 54.2066 | 0
| Zone | Remainder of System | 4 | Average Weekday | SCE | 1-in-10 | 2028 | 7 | 549.8644 | 551.0253 | 8.3385 | 53.7036 | 0
| Zone | Remainder of System | 4 | Average Weekday | SCE | 1-in-10 | 2028 | 8 | 534.2086 | 541.6484 | 8.4919 | 53.6121 | 0
| Zone | Remainder of System | 4 | Average Weekday | SCE | 1-in-10 | 2028 | 9 | 505.264 | 543.7043 | 8.681 | 55.6221 | 0
| Zone | Remainder of System | 4 | Average Weekday | SCE | 1-in-10 | 2028 | 10 | 486.8585 | 510.0451 | 8.5496 | 59.1742 | 0
| Zone | Remainder of System | 4 | Average Weekday | SCE | 1-in-10 | 2028 | 11 | 460.4412 | 474.6953 | 8.6269 | 62.771 | 0
| Zone | Remainder of System | 4 | Average Weekday | SCE | 1-in-10 | 2028 | 12 | 459.9392 | 472.0389 | 8.7145 | 66.0998 | 0
| Zone | Remainder of System | 4 | Average Weekday | SCE | 1-in-10 | 2028 | 13 | 375.9076 | 386.6885 | 8.7882 | 68.7702 | 0
| Zone | Remainder of System | 4 | Average Weekday | SCE | 1-in-10 | 2028 | 14 | 346.8482 | 354.5239 | 8.7393 | 70.6578 | 0
| Zone | Remainder of System | 4 | Average Weekday | SCE | 1-in-10 | 2028 | 15 | 293.9702 | 301.2552 | 8.5744 | 71.9352 | 0
| Zone | Remainder of System | 4 | Average Weekday | SCE | 1-in-10 | 2028 | 16 | 261.8457 | 264.8396 | 8.36 | 72.6742 | 0
| Zone | Remainder of System | 4 | Average Weekday | SCE | 1-in-10 | 2028 | 17 | 260.7801 | 265.143 | 8.2323 | 72.7612 | 0
| Zone | Remainder of System | 4 | Average Weekday | SCE | 1-in-10 | 2028 | 18 | 224.9148 | 230.5305 | 8.2444 | 71.9582 | 0
| Zone | Remainder of System | 4 | Average Weekday | SCE | 1-in-10 | 2028 | 19 | 230.512 | 237.1863 | 8.4989 | 70.5355 | 0
| Zone | Remainder of System | 4 | Average Weekday | SCE | 1-in-10 | 2028 | 20 | 222.6921 | 226.0456 | 8.3949 | 68.3812 | 0
| Zone | Remainder of System | 4 | Average Weekday | SCE | 1-in-10 | 2028 | 21 | 223.8655 | 229.1156 | 8.0842 | 65.3369 | 0
| Zone | Remainder of System | 4 | Average Weekday | SCE | 1-in-10 | 2028 | 22 | 409.6708 | 427.6505 | 8.3142 | 63.1079 | 0
| Zone | Remainder of System | 4 | Average Weekday | SCE | 1-in-10 | 2028 | 23 | 404.2768 | 425.2657 | 8.42 | 61.521 | 0
| Zone | Remainder of System | 4 | Average Weekday | SCE | 1-in-10 | 2028 | 24 | 346.988 | 371.149 | 8.5096 | 60.1435 | 0
| Zone | Remainder of System | 4 | Monthly System Peak Day | SCE | 1-in-10 | 2028 | 1 | 269.7727 | 291.0883 | 8.4555 | 70.5794 | 0
| Zone | Remainder of System | 4 | Monthly System Peak Day | SCE | 1-in-10 | 2028 | 2 | 268.1611 | 283.7385 | 8.3729 | 68.6806 | 0
| Zone | Remainder of System | 4 | Monthly System Peak Day | SCE | 1-in-10 | 2028 | 3 | 427.4848 | 446.849 | 8.364 | 67.7655 | 0
| Zone | Remainder of System | 4 | Monthly System Peak Day | SCE | 1-in-10 | 2028 | 4 | 595.6565 | 616.2258 | 8.3462 | 66.4139 | 0
| Zone | Remainder of System | 4 | Monthly System Peak Day | SCE | 1-in-10 | 2028 | 5 | 550.5024 | 575.6929 | 8.34 | 65.4662 | 0
| Zone | Remainder of System | 4 | Monthly System Peak Day | SCE | 1-in-10 | 2028 | 6 | 546.3992 | 564.1588 | 8.3146 | 64.025 | 0
| Zone | Remainder of System | 4 | Monthly System Peak Day | SCE | 1-in-10 | 2028 | 7 | 549.8644 | 545.1567 | 8.3006 | 62.7973 | 0
| Zone | Remainder of System | 4 | Monthly System Peak Day | SCE | 1-in-10 | 2028 | 8 | 534.2086 | 556.7136 | 8.5202 | 62.488 | 0
| Zone | Remainder of System | 4 | Monthly System Peak Day | SCE | 1-in-10 | 2028 | 9 | 505.264 | 555.1751 | 8.9949 | 65.6312 | 0
| Zone | Remainder of System | 4 | Monthly System Peak Day | SCE | 1-in-10 | 2028 | 10 | 486.8585 | 517.9896 | 8.6669 | 71.08 | 0
| Zone | Remainder of System | 4 | Monthly System Peak Day | SCE | 1-in-10 | 2028 | 11 | 460.4412 | 487.2865 | 8.9211 | 75.9286 | 0
| Zone | Remainder of System | 4 | Monthly System Peak Day | SCE | 1-in-10 | 2028 | 12 | 459.9392 | 485.0113 | 9.2324 | 80.412 | 0
| Zone | Remainder of System | 4 | Monthly System Peak Day | SCE | 1-in-10 | 2028 | 13 | 375.9076 | 388.1532 | 9.4961 | 83.442 | 0
| Zone | Remainder of System | 4 | Monthly System Peak Day | SCE | 1-in-10 | 2028 | 14 | 346.8482 | 355.1658 | 9.3135 | 85.4472 | 0
| Zone | Remainder of System | 4 | Monthly System Peak Day | SCE | 1-in-10 | 2028 | 15 | 293.9702 | 302.9083 | 8.8202 | 86.8428 | 0
| Zone | Remainder of System | 4 | Monthly System Peak Day | SCE | 1-in-10 | 2028 | 16 | 261.8457 | 263.469 | 8.3182 | 87.3141 | 0
| Zone | Remainder of System | 4 | Monthly System Peak Day | SCE | 1-in-10 | 2028 | 17 | 260.7801 | 265.4109 | 8.1936 | 87.4866 | 0
| Zone | Remainder of System | 4 | Monthly System Peak Day | SCE | 1-in-10 | 2028 | 18 | 224.9148 | 230.827 | 8.1984 | 86.6141 | 0
| Zone | Remainder of System | 4 | Monthly System Peak Day | SCE | 1-in-10 | 2028 | 19 | 230.512 | 236.4902 | 8.9086 | 84.4725 | 0
| Zone | Remainder of System | 4 | Monthly System Peak Day | SCE | 1-in-10 | 2028 | 20 | 222.6921 | 226.805 | 8.3945 | 79.8427 | 0
| Zone | Remainder of System | 4 | Monthly System Peak Day | SCE | 1-in-10 | 2028 | 21 | 223.8655 | 231.533 | 8.4962 | 74.5391 | 0
| Zone | Remainder of System | 4 | Monthly System Peak Day | SCE | 1-in-10 | 2028 | 22 | 409.6708 | 427.6081 | 8.2768 | 71.1442 | 0
| Zone | Remainder of System | 4 | Monthly System Peak Day | SCE | 1-in-10 | 2028 | 23 | 404.2768 | 428.6891 | 8.3879 | 69.0236 | 0
| Zone | Remainder of System | 4 | Monthly System Peak Day | SCE | 1-in-10 | 2028 | 24 | 346.988 | 385.6578 | 8.5475 | 67.3797 | 0
| Zone | Remainder of System | 5 | Average Weekday | SCE | 1-in-10 | 2028 | 1 | 282.8709 | 294.2226 | 8.4967 | 62.1727 | 0
| Zone | Remainder of System | 5 | Average Weekday | SCE | 1-in-10 | 2028 | 2 | 283.444 | 291.2584 | 8.4497 | 61.1648 | 0
| Zone | Remainder of System | 5 | Average Weekday | SCE | 1-in-10 | 2028 | 3 | 443.5811 | 456.6017 | 8.4426 | 60.2356 | 0
| Zone | Remainder of System | 5 | Average Weekday | SCE | 1-in-10 | 2028 | 4 | 606.7754 | 624.7937 | 8.4257 | 59.3569 | 0
| Zone | Remainder of System | 5 | Average Weekday | SCE | 1-in-10 | 2028 | 5 | 567.5186 | 586.5541 | 8.4188 | 58.7412 | 0
| Zone | Remainder of System | 5 | Average Weekday | SCE | 1-in-10 | 2028 | 6 | 553.68 | 574.1593 | 8.3861 | 58.1661 | 0
| Zone | Remainder of System | 5 | Average Weekday | SCE | 1-in-10 | 2028 | 7 | 547.6436 | 548.866 | 8.3682 | 57.8997 | 0
| Zone | Remainder of System | 5 | Average Weekday | SCE | 1-in-10 | 2028 | 8 | 544.8484 | 556.0178 | 8.5211 | 58.7071 | 0
| Zone | Remainder of System | 5 | Average Weekday | SCE | 1-in-10 | 2028 | 9 | 512.2386 | 548.2343 | 8.7082 | 61.456 | 0
| Zone | Remainder of System | 5 | Average Weekday | SCE | 1-in-10 | 2028 | 10 | 502.3119 | 525.5439 | 8.579 | 64.9894 | 0
| Zone | Remainder of System | 5 | Average Weekday | SCE | 1-in-10 | 2028 | 11 | 481.8319 | 496.6777 | 8.6531 | 68.1837 | 0
| Zone | Remainder of System | 5 | Average Weekday | SCE | 1-in-10 | 2028 | 12 | 475.0452 | 486.7411 | 8.7371 | 70.9372 | 0
| Zone | Remainder of System | 5 | Average Weekday | SCE | 1-in-10 | 2028 | 13 | 384.4093 | 395.6333 | 8.8088 | 73.3433 | 0
| Zone | Remainder of System | 5 | Average Weekday | SCE | 1-in-10 | 2028 | 14 | 361.6909 | 369.409 | 8.762 | 75.1538 | 0
| Zone | Remainder of System | 5 | Average Weekday | SCE | 1-in-10 | 2028 | 15 | 318.3665 | 325.4733 | 8.6007 | 76.3764 | 0
| Zone | Remainder of System | 5 | Average Weekday | SCE | 1-in-10 | 2028 | 16 | 277.0956 | 279.9391 | 8.3901 | 76.8846 | 0
| Zone | Remainder of System | 5 | Average Weekday | SCE | 1-in-10 | 2028 | 17 | 265.3987 | 270.8907 | 8.2621 | 76.8837 | 0
| Zone | Remainder of System | 5 | Average Weekday | SCE | 1-in-10 | 2028 | 18 | 239.1069 | 245.0738 | 8.2711 | 76.1315 | 0
| Zone | Remainder of System | 5 | Average Weekday | SCE | 1-in-10 | 2028 | 19 | 248.2487 | 255.1246 | 8.497 | 74.7201 | 0
| Zone | Remainder of System | 5 | Average Weekday | SCE | 1-in-10 | 2028 | 20 | 235.7348 | 239.0989 | 8.3945 | 72.5958 | 0
| Zone | Remainder of System | 5 | Average Weekday | SCE | 1-in-10 | 2028 | 21 | 240.7886 | 246.1586 | 8.0861 | 69.615 | 0
| Zone | Remainder of System | 5 | Average Weekday | SCE | 1-in-10 | 2028 | 22 | 430.0316 | 448.2966 | 8.3408 | 66.8354 | 0
| Zone | Remainder of System | 5 | Average Weekday | SCE | 1-in-10 | 2028 | 23 | 430.4538 | 452.1378 | 8.45 | 64.9385 | 0
| Zone | Remainder of System | 5 | Average Weekday | SCE | 1-in-10 | 2028 | 24 | 369.0518 | 394.0105 | 8.54 | 63.4049 | 0
| Zone | Remainder of System | 5 | Monthly System Peak Day | SCE | 1-in-10 | 2028 | 1 | 282.8709 | 304.9201 | 8.4838 | 73.6895 | 0
| Zone | Remainder of System | 5 | Monthly System Peak Day | SCE | 1-in-10 | 2028 | 2 | 283.444 | 298.638 | 8.4034 | 72.0766 | 0
| Zone | Remainder of System | 5 | Monthly System Peak Day | SCE | 1-in-10 | 2028 | 3 | 443.5811 | 464.6416 | 8.3948 | 70.6422 | 0
| Zone | Remainder of System | 5 | Monthly System Peak Day | SCE | 1-in-10 | 2028 | 4 | 606.7754 | 629.1153 | 8.3776 | 69.0833 | 0
| Zone | Remainder of System | 5 | Monthly System Peak Day | SCE | 1-in-10 | 2028 | 5 | 567.5186 | 594.1819 | 8.3709 | 68.0722 | 0
| Zone | Remainder of System | 5 | Monthly System Peak Day | SCE | 1-in-10 | 2028 | 6 | 553.68 | 574.505 | 8.3451 | 67.0072 | 0
| Zone | Remainder of System | 5 | Monthly System Peak Day | SCE | 1-in-10 | 2028 | 7 | 547.6436 | 542.9645 | 8.3294 | 66.5788 | 0
| Zone | Remainder of System | 5 | Monthly System Peak Day | SCE | 1-in-10 | 2028 | 8 | 544.8484 | 565.5412 | 8.5457 | 66.8927 | 0
| Zone | Remainder of System | 5 | Monthly System Peak Day | SCE | 1-in-10 | 2028 | 9 | 512.2386 | 560.1197 | 9.0157 | 71.0933 | 0
| Zone | Remainder of System | 5 | Monthly System Peak Day | SCE | 1-in-10 | 2028 | 10 | 502.3119 | 533.2189 | 8.6911 | 77.5111 | 0
| Zone | Remainder of System | 5 | Monthly System Peak Day | SCE | 1-in-10 | 2028 | 11 | 481.8319 | 508.8695 | 8.9407 | 83.59 | 0
| Zone | Remainder of System | 5 | Monthly System Peak Day | SCE | 1-in-10 | 2028 | 12 | 475.0452 | 498.7608 | 9.2476 | 87.7347 | 0
| Zone | Remainder of System | 5 | Monthly System Peak Day | SCE | 1-in-10 | 2028 | 13 | 384.4093 | 396.1689 | 9.5085 | 90.7541 | 0
| Zone | Remainder of System | 5 | Monthly System Peak Day | SCE | 1-in-10 | 2028 | 14 | 361.6909 | 367.9141 | 9.3283 | 92.7356 | 0
| Zone | Remainder of System | 5 | Monthly System Peak Day | SCE | 1-in-10 | 2028 | 15 | 318.3665 | 327.1226 | 8.8402 | 93.8294 | 0
| Zone | Remainder of System | 5 | Monthly System Peak Day | SCE | 1-in-10 | 2028 | 16 | 277.0956 | 278.7029 | 8.3458 | 93.7816 | 0
| Zone | Remainder of System | 5 | Monthly System Peak Day | SCE | 1-in-10 | 2028 | 17 | 265.3987 | 271.1519 | 8.2223 | 93.1462 | 0
| Zone | Remainder of System | 5 | Monthly System Peak Day | SCE | 1-in-10 | 2028 | 18 | 239.1069 | 245.0314 | 8.2228 | 92.5491 | 0
| Zone | Remainder of System | 5 | Monthly System Peak Day | SCE | 1-in-10 | 2028 | 19 | 248.2487 | 254.2716 | 8.8928 | 91.3375 | 0
| Zone | Remainder of System | 5 | Monthly System Peak Day | SCE | 1-in-10 | 2028 | 20 | 235.7348 | 239.8668 | 8.3941 | 88.9545 | 0
| Zone | Remainder of System | 5 | Monthly System Peak Day | SCE | 1-in-10 | 2028 | 21 | 240.7886 | 248.5955 | 8.4965 | 85.287 | 0
| Zone | Remainder of System | 5 | Monthly System Peak Day | SCE | 1-in-10 | 2028 | 22 | 430.0316 | 448.2886 | 8.3022 | 81.6912 | 0
| Zone | Remainder of System | 5 | Monthly System Peak Day | SCE | 1-in-10 | 2028 | 23 | 430.4538 | 455.7066 | 8.4154 | 79.1098 | 0
| Zone | Remainder of System | 5 | Monthly System Peak Day | SCE | 1-in-10 | 2028 | 24 | 369.0518 | 408.8743 | 8.5738 | 76.3587 | 0
| Zone | Remainder of System | 6 | Average Weekday | SCE | 1-in-10 | 2028 | 1 | 272.9723 | 290.279 | 8.3442 | 66.1798 | 0
| Zone | Remainder of System | 6 | Average Weekday | SCE | 1-in-10 | 2028 | 2 | 269.5358 | 283.8289 | 8.3536 | 65.4593 | 0
| Zone | Remainder of System | 6 | Average Weekday | SCE | 1-in-10 | 2028 | 3 | 419.6695 | 440.7855 | 8.3553 | 64.7904 | 0
| Zone | Remainder of System | 6 | Average Weekday | SCE | 1-in-10 | 2028 | 4 | 575.1375 | 594.1588 | 8.3578 | 64.1255 | 0
| Zone | Remainder of System | 6 | Average Weekday | SCE | 1-in-10 | 2028 | 5 | 530.5893 | 558.1158 | 8.3566 | 63.6086 | 0
| Zone | Remainder of System | 6 | Average Weekday | SCE | 1-in-10 | 2028 | 6 | 536.1437 | 566.0531 | 8.3582 | 63.1772 | 0
| Zone | Remainder of System | 6 | Average Weekday | SCE | 1-in-10 | 2028 | 7 | 545.605 | 543.675 | 8.4001 | 62.8134 | 0
| Zone | Remainder of System | 6 | Average Weekday | SCE | 1-in-10 | 2028 | 8 | 537.279 | 551.023 | 8.2779 | 63.3196 | 0
| Zone | Remainder of System | 6 | Average Weekday | SCE | 1-in-10 | 2028 | 9 | 539.1638 | 565.4614 | 8.2697 | 65.3704 | 0
| Zone | Remainder of System | 6 | Average Weekday | SCE | 1-in-10 | 2028 | 10 | 524.3027 | 540.5905 | 8.3512 | 68.2381 | 0
| Zone | Remainder of System | 6 | Average Weekday | SCE | 1-in-10 | 2028 | 11 | 486.9138 | 501.602 | 8.3356 | 71.5251 | 0
| Zone | Remainder of System | 6 | Average Weekday | SCE | 1-in-10 | 2028 | 12 | 479.9565 | 498.0772 | 8.2947 | 74.7391 | 0
| Zone | Remainder of System | 6 | Average Weekday | SCE | 1-in-10 | 2028 | 13 | 389.0081 | 414.1231 | 8.3001 | 77.286 | 0
| Zone | Remainder of System | 6 | Average Weekday | SCE | 1-in-10 | 2028 | 14 | 362.3025 | 383.5576 | 8.3253 | 79.241 | 0
| Zone | Remainder of System | 6 | Average Weekday | SCE | 1-in-10 | 2028 | 15 | 301.2808 | 321.0168 | 8.4347 | 80.4784 | 0
| Zone | Remainder of System | 6 | Average Weekday | SCE | 1-in-10 | 2028 | 16 | 264.3995 | 271.3861 | 8.5623 | 81.0262 | 0
| Zone | Remainder of System | 6 | Average Weekday | SCE | 1-in-10 | 2028 | 17 | 260.9455 | 268.5676 | 9.4122 | 80.9375 | 0
| Zone | Remainder of System | 6 | Average Weekday | SCE | 1-in-10 | 2028 | 18 | 226.3225 | 244.2923 | 9.3093 | 80.0399 | 0
| Zone | Remainder of System | 6 | Average Weekday | SCE | 1-in-10 | 2028 | 19 | 218.1205 | 240.499 | 10.2084 | 78.5607 | 0
| Zone | Remainder of System | 6 | Average Weekday | SCE | 1-in-10 | 2028 | 20 | 199.6361 | 213.2704 | 8.4734 | 76.4905 | 0
| Zone | Remainder of System | 6 | Average Weekday | SCE | 1-in-10 | 2028 | 21 | 219.0022 | 238.9376 | 9.0977 | 73.5536 | 0
| Zone | Remainder of System | 6 | Average Weekday | SCE | 1-in-10 | 2028 | 22 | 386.6501 | 414.083 | 8.3653 | 70.5065 | 0
| Zone | Remainder of System | 6 | Average Weekday | SCE | 1-in-10 | 2028 | 23 | 409.3559 | 441.6032 | 8.3519 | 68.5894 | 0
| Zone | Remainder of System | 6 | Average Weekday | SCE | 1-in-10 | 2028 | 24 | 377.7657 | 407.3969 | 8.3164 | 67.2621 | 0
| Zone | Remainder of System | 6 | Monthly System Peak Day | SCE | 1-in-10 | 2028 | 1 | 272.9723 | 270.253 | 9.9454 | 75.2497 | 0
| Zone | Remainder of System | 6 | Monthly System Peak Day | SCE | 1-in-10 | 2028 | 2 | 269.5358 | 257.4577 | 9.9642 | 73.6623 | 0
| Zone | Remainder of System | 6 | Monthly System Peak Day | SCE | 1-in-10 | 2028 | 3 | 419.6695 | 371.3848 | 9.969 | 72.3676 | 0
| Zone | Remainder of System | 6 | Monthly System Peak Day | SCE | 1-in-10 | 2028 | 4 | 575.1375 | 478.1268 | 9.9695 | 71.3377 | 0
| Zone | Remainder of System | 6 | Monthly System Peak Day | SCE | 1-in-10 | 2028 | 5 | 530.5893 | 450.2203 | 9.9642 | 70.2939 | 0
| Zone | Remainder of System | 6 | Monthly System Peak Day | SCE | 1-in-10 | 2028 | 6 | 536.1437 | 469.5866 | 9.9576 | 69.2464 | 0
| Zone | Remainder of System | 6 | Monthly System Peak Day | SCE | 1-in-10 | 2028 | 7 | 545.605 | 458.4652 | 9.9625 | 68.5603 | 0
| Zone | Remainder of System | 6 | Monthly System Peak Day | SCE | 1-in-10 | 2028 | 8 | 537.279 | 474.5737 | 9.8958 | 69.4842 | 0
| Zone | Remainder of System | 6 | Monthly System Peak Day | SCE | 1-in-10 | 2028 | 9 | 539.1638 | 520.4516 | 9.8779 | 73.2547 | 0
| Zone | Remainder of System | 6 | Monthly System Peak Day | SCE | 1-in-10 | 2028 | 10 | 524.3027 | 494.7434 | 9.9209 | 79.1301 | 0
| Zone | Remainder of System | 6 | Monthly System Peak Day | SCE | 1-in-10 | 2028 | 11 | 486.9138 | 456.75 | 9.8927 | 84.158 | 0
| Zone | Remainder of System | 6 | Monthly System Peak Day | SCE | 1-in-10 | 2028 | 12 | 479.9565 | 453.4603 | 9.8637 | 88.4332 | 0
| Zone | Remainder of System | 6 | Monthly System Peak Day | SCE | 1-in-10 | 2028 | 13 | 389.0081 | 382.8377 | 9.8593 | 90.1858 | 0
| Zone | Remainder of System | 6 | Monthly System Peak Day | SCE | 1-in-10 | 2028 | 14 | 362.3025 | 361.5999 | 9.8818 | 91.7815 | 0
| Zone | Remainder of System | 6 | Monthly System Peak Day | SCE | 1-in-10 | 2028 | 15 | 301.2808 | 306.7894 | 9.9669 | 92.7276 | 0
| Zone | Remainder of System | 6 | Monthly System Peak Day | SCE | 1-in-10 | 2028 | 16 | 264.3995 | 258.3717 | 10.0388 | 93.7033 | 0
| Zone | Remainder of System | 6 | Monthly System Peak Day | SCE | 1-in-10 | 2028 | 17 | 260.9455 | 265.7661 | 11.034 | 94.2451 | 0
| Zone | Remainder of System | 6 | Monthly System Peak Day | SCE | 1-in-10 | 2028 | 18 | 226.3225 | 258.5559 | 11.0698 | 94.087 | 0
| Zone | Remainder of System | 6 | Monthly System Peak Day | SCE | 1-in-10 | 2028 | 19 | 218.1205 | 201.1758 | 10.6238 | 92.3042 | 0
| Zone | Remainder of System | 6 | Monthly System Peak Day | SCE | 1-in-10 | 2028 | 20 | 199.6361 | 178.156 | 9.9824 | 88.685 | 0
| Zone | Remainder of System | 6 | Monthly System Peak Day | SCE | 1-in-10 | 2028 | 21 | 219.0022 | 200.8017 | 11.7289 | 83.638 | 0
| Zone | Remainder of System | 6 | Monthly System Peak Day | SCE | 1-in-10 | 2028 | 22 | 386.6501 | 356.5843 | 10.1027 | 78.8774 | 0
| Zone | Remainder of System | 6 | Monthly System Peak Day | SCE | 1-in-10 | 2028 | 23 | 409.3559 | 371.0651 | 9.9386 | 75.1697 | 0
| Zone | Remainder of System | 6 | Monthly System Peak Day | SCE | 1-in-10 | 2028 | 24 | 377.7657 | 359.5942 | 9.9193 | 73.0779 | 0
| Zone | Remainder of System | 7 | Average Weekday | SCE | 1-in-10 | 2028 | 1 | 265.3192 | 282.4288 | 8.8814 | 71.9581 | 0
| Zone | Remainder of System | 7 | Average Weekday | SCE | 1-in-10 | 2028 | 2 | 263.4506 | 274.9108 | 8.8927 | 71.2274 | 0
| Zone | Remainder of System | 7 | Average Weekday | SCE | 1-in-10 | 2028 | 3 | 405.6774 | 426.2061 | 8.8947 | 70.5958 | 0
| Zone | Remainder of System | 7 | Average Weekday | SCE | 1-in-10 | 2028 | 4 | 559.5558 | 581.1182 | 8.8972 | 70.0707 | 0
| Zone | Remainder of System | 7 | Average Weekday | SCE | 1-in-10 | 2028 | 5 | 515.149 | 540.6688 | 8.8952 | 69.613 | 0
| Zone | Remainder of System | 7 | Average Weekday | SCE | 1-in-10 | 2028 | 6 | 515.6426 | 543.2232 | 8.8937 | 69.2234 | 0
| Zone | Remainder of System | 7 | Average Weekday | SCE | 1-in-10 | 2028 | 7 | 524.2531 | 523.1378 | 8.8761 | 69.0054 | 0
| Zone | Remainder of System | 7 | Average Weekday | SCE | 1-in-10 | 2028 | 8 | 514.8501 | 530.3738 | 8.8201 | 69.4109 | 0
| Zone | Remainder of System | 7 | Average Weekday | SCE | 1-in-10 | 2028 | 9 | 504.0559 | 532.168 | 8.8074 | 71.6124 | 0
| Zone | Remainder of System | 7 | Average Weekday | SCE | 1-in-10 | 2028 | 10 | 489.6417 | 505.8222 | 8.8478 | 74.5635 | 0
| Zone | Remainder of System | 7 | Average Weekday | SCE | 1-in-10 | 2028 | 11 | 459.0491 | 474.3026 | 8.8323 | 77.9936 | 0
| Zone | Remainder of System | 7 | Average Weekday | SCE | 1-in-10 | 2028 | 12 | 452.5823 | 472.7101 | 8.8186 | 81.273 | 0
| Zone | Remainder of System | 7 | Average Weekday | SCE | 1-in-10 | 2028 | 13 | 362.5879 | 387.3433 | 8.8123 | 83.8927 | 0
| Zone | Remainder of System | 7 | Average Weekday | SCE | 1-in-10 | 2028 | 14 | 335.8669 | 357.4419 | 8.8357 | 85.8828 | 0
| Zone | Remainder of System | 7 | Average Weekday | SCE | 1-in-10 | 2028 | 15 | 283.723 | 303.6656 | 8.8894 | 87.0524 | 0
| Zone | Remainder of System | 7 | Average Weekday | SCE | 1-in-10 | 2028 | 16 | 245.5926 | 252.308 | 8.9286 | 87.6036 | 0
| Zone | Remainder of System | 7 | Average Weekday | SCE | 1-in-10 | 2028 | 17 | 247.2317 | 255.864 | 9.8652 | 87.406 | 0
| Zone | Remainder of System | 7 | Average Weekday | SCE | 1-in-10 | 2028 | 18 | 217.8996 | 236.0226 | 9.7762 | 86.5106 | 0
| Zone | Remainder of System | 7 | Average Weekday | SCE | 1-in-10 | 2028 | 19 | 214.0173 | 236.6581 | 9.5395 | 84.947 | 0
| Zone | Remainder of System | 7 | Average Weekday | SCE | 1-in-10 | 2028 | 20 | 202.4883 | 216.1239 | 9.1802 | 82.535 | 0
| Zone | Remainder of System | 7 | Average Weekday | SCE | 1-in-10 | 2028 | 21 | 220.2375 | 240.239 | 9.2791 | 79.3713 | 0
| Zone | Remainder of System | 7 | Average Weekday | SCE | 1-in-10 | 2028 | 22 | 385.3568 | 412.3013 | 8.8853 | 76.2956 | 0
| Zone | Remainder of System | 7 | Average Weekday | SCE | 1-in-10 | 2028 | 23 | 402.1554 | 433.3652 | 8.8941 | 74.5072 | 0
| Zone | Remainder of System | 7 | Average Weekday | SCE | 1-in-10 | 2028 | 24 | 362.1172 | 390.4265 | 8.8622 | 73.3159 | 0
| Zone | Remainder of System | 7 | Monthly System Peak Day | SCE | 1-in-10 | 2028 | 1 | 265.3192 | 261.9201 | 8.9517 | 76.6508 | 0
| Zone | Remainder of System | 7 | Monthly System Peak Day | SCE | 1-in-10 | 2028 | 2 | 263.4506 | 245.3891 | 8.9653 | 74.5577 | 0
| Zone | Remainder of System | 7 | Monthly System Peak Day | SCE | 1-in-10 | 2028 | 3 | 405.6774 | 350.7851 | 8.9689 | 72.8235 | 0
| Zone | Remainder of System | 7 | Monthly System Peak Day | SCE | 1-in-10 | 2028 | 4 | 559.5558 | 461.4196 | 8.9678 | 71.76 | 0
| Zone | Remainder of System | 7 | Monthly System Peak Day | SCE | 1-in-10 | 2028 | 5 | 515.149 | 430.8084 | 8.9661 | 70.7758 | 0
| Zone | Remainder of System | 7 | Monthly System Peak Day | SCE | 1-in-10 | 2028 | 6 | 515.6426 | 454.3347 | 8.9644 | 69.8783 | 0
| Zone | Remainder of System | 7 | Monthly System Peak Day | SCE | 1-in-10 | 2028 | 7 | 524.2531 | 444.5052 | 8.9719 | 69.1827 | 0
| Zone | Remainder of System | 7 | Monthly System Peak Day | SCE | 1-in-10 | 2028 | 8 | 514.8501 | 459.3766 | 8.9029 | 70.1442 | 0
| Zone | Remainder of System | 7 | Monthly System Peak Day | SCE | 1-in-10 | 2028 | 9 | 504.0559 | 485.9348 | 8.8838 | 73.6845 | 0
| Zone | Remainder of System | 7 | Monthly System Peak Day | SCE | 1-in-10 | 2028 | 10 | 489.6417 | 458.3424 | 8.9254 | 79.1197 | 0
| Zone | Remainder of System | 7 | Monthly System Peak Day | SCE | 1-in-10 | 2028 | 11 | 459.0491 | 428.2316 | 8.8932 | 85.4833 | 0
| Zone | Remainder of System | 7 | Monthly System Peak Day | SCE | 1-in-10 | 2028 | 12 | 452.5823 | 426.7026 | 8.8639 | 90.3667 | 0
| Zone | Remainder of System | 7 | Monthly System Peak Day | SCE | 1-in-10 | 2028 | 13 | 362.5879 | 358.9128 | 8.8541 | 94.5 | 0
| Zone | Remainder of System | 7 | Monthly System Peak Day | SCE | 1-in-10 | 2028 | 14 | 335.8669 | 336.2123 | 8.884 | 97.9379 | 0
| Zone | Remainder of System | 7 | Monthly System Peak Day | SCE | 1-in-10 | 2028 | 15 | 283.723 | 290.9372 | 8.9697 | 100.6849 | 0
| Zone | Remainder of System | 7 | Monthly System Peak Day | SCE | 1-in-10 | 2028 | 16 | 245.5926 | 240.2162 | 9.0233 | 101.5894 | 0
| Zone | Remainder of System | 7 | Monthly System Peak Day | SCE | 1-in-10 | 2028 | 17 | 247.2317 | 252.9524 | 9.9259 | 101.5455 | 0
| Zone | Remainder of System | 7 | Monthly System Peak Day | SCE | 1-in-10 | 2028 | 18 | 217.8996 | 249.474 | 9.954 | 100.5 | 0
| Zone | Remainder of System | 7 | Monthly System Peak Day | SCE | 1-in-10 | 2028 | 19 | 214.0173 | 199.4157 | 9.1134 | 99.1227 | 0
| Zone | Remainder of System | 7 | Monthly System Peak Day | SCE | 1-in-10 | 2028 | 20 | 202.4883 | 176.8145 | 8.9513 | 97.0364 | 0
| Zone | Remainder of System | 7 | Monthly System Peak Day | SCE | 1-in-10 | 2028 | 21 | 220.2375 | 201.7589 | 10.4978 | 94.1515 | 0
| Zone | Remainder of System | 7 | Monthly System Peak Day | SCE | 1-in-10 | 2028 | 22 | 385.3568 | 355.215 | 9.0854 | 90.04 | 0
| Zone | Remainder of System | 7 | Monthly System Peak Day | SCE | 1-in-10 | 2028 | 23 | 402.1554 | 363.974 | 8.9307 | 86.8336 | 0
| Zone | Remainder of System | 7 | Monthly System Peak Day | SCE | 1-in-10 | 2028 | 24 | 362.1172 | 342.5219 | 8.9232 | 84.7888 | 0
| Zone | Remainder of System | 8 | Average Weekday | SCE | 1-in-10 | 2028 | 1 | 274.4468 | 296.1246 | 8.4466 | 72.37 | 0
| Zone | Remainder of System | 8 | Average Weekday | SCE | 1-in-10 | 2028 | 2 | 274.5501 | 290.9551 | 8.4603 | 71.61 | 0
| Zone | Remainder of System | 8 | Average Weekday | SCE | 1-in-10 | 2028 | 3 | 414.1171 | 433.9957 | 8.4627 | 70.9118 | 0
| Zone | Remainder of System | 8 | Average Weekday | SCE | 1-in-10 | 2028 | 4 | 570.9643 | 594.6287 | 8.4654 | 70.2563 | 0
| Zone | Remainder of System | 8 | Average Weekday | SCE | 1-in-10 | 2028 | 5 | 522.8887 | 554.9035 | 8.4629 | 69.6981 | 0
| Zone | Remainder of System | 8 | Average Weekday | SCE | 1-in-10 | 2028 | 6 | 527.7167 | 562.4774 | 8.4607 | 69.2074 | 0
| Zone | Remainder of System | 8 | Average Weekday | SCE | 1-in-10 | 2028 | 7 | 537.4964 | 537.6832 | 8.4418 | 68.8104 | 0
| Zone | Remainder of System | 8 | Average Weekday | SCE | 1-in-10 | 2028 | 8 | 528.0981 | 546.7433 | 8.3754 | 68.7422 | 0
| Zone | Remainder of System | 8 | Average Weekday | SCE | 1-in-10 | 2028 | 9 | 511.539 | 538.3903 | 8.3583 | 70.4402 | 0
| Zone | Remainder of System | 8 | Average Weekday | SCE | 1-in-10 | 2028 | 10 | 499.6422 | 516.2751 | 8.4076 | 73.6806 | 0
| Zone | Remainder of System | 8 | Average Weekday | SCE | 1-in-10 | 2028 | 11 | 463.6096 | 479.2592 | 8.3863 | 77.4085 | 0
| Zone | Remainder of System | 8 | Average Weekday | SCE | 1-in-10 | 2028 | 12 | 453.6824 | 474.2827 | 8.3658 | 81.036 | 0
| Zone | Remainder of System | 8 | Average Weekday | SCE | 1-in-10 | 2028 | 13 | 373.2357 | 399.2986 | 8.3566 | 83.7838 | 0
| Zone | Remainder of System | 8 | Average Weekday | SCE | 1-in-10 | 2028 | 14 | 343.4282 | 365.2878 | 8.388 | 85.8153 | 0
| Zone | Remainder of System | 8 | Average Weekday | SCE | 1-in-10 | 2028 | 15 | 291.7001 | 311.8806 | 8.4559 | 87.091 | 0
| Zone | Remainder of System | 8 | Average Weekday | SCE | 1-in-10 | 2028 | 16 | 251.6627 | 258.6566 | 8.5037 | 87.363 | 0
| Zone | Remainder of System | 8 | Average Weekday | SCE | 1-in-10 | 2028 | 17 | 255.5123 | 261.7547 | 9.5816 | 87.0549 | 0
| Zone | Remainder of System | 8 | Average Weekday | SCE | 1-in-10 | 2028 | 18 | 223.9957 | 241.6225 | 9.4844 | 86.0276 | 0
| Zone | Remainder of System | 8 | Average Weekday | SCE | 1-in-10 | 2028 | 19 | 218.7428 | 240.8102 | 9.004 | 84.3658 | 0
| Zone | Remainder of System | 8 | Average Weekday | SCE | 1-in-10 | 2028 | 20 | 215.3336 | 228.5709 | 8.6723 | 81.8452 | 0
| Zone | Remainder of System | 8 | Average Weekday | SCE | 1-in-10 | 2028 | 21 | 230.0032 | 250.0156 | 8.9206 | 78.4693 | 0
| Zone | Remainder of System | 8 | Average Weekday | SCE | 1-in-10 | 2028 | 22 | 388.3012 | 416.4738 | 8.4567 | 75.852 | 0
| Zone | Remainder of System | 8 | Average Weekday | SCE | 1-in-10 | 2028 | 23 | 406.0933 | 439.7778 | 8.4573 | 74.3631 | 0
| Zone | Remainder of System | 8 | Average Weekday | SCE | 1-in-10 | 2028 | 24 | 367.3391 | 398.8361 | 8.423 | 73.2805 | 0
| Zone | Remainder of System | 8 | Monthly System Peak Day | SCE | 1-in-10 | 2028 | 1 | 274.4468 | 269.5951 | 7.5026 | 77.5297 | 0
| Zone | Remainder of System | 8 | Monthly System Peak Day | SCE | 1-in-10 | 2028 | 2 | 274.5501 | 259.1126 | 7.5217 | 76.3174 | 0
| Zone | Remainder of System | 8 | Monthly System Peak Day | SCE | 1-in-10 | 2028 | 3 | 414.1171 | 367.2391 | 7.5267 | 75.3311 | 0
| Zone | Remainder of System | 8 | Monthly System Peak Day | SCE | 1-in-10 | 2028 | 4 | 570.9643 | 477.687 | 7.5259 | 74.0045 | 0
| Zone | Remainder of System | 8 | Monthly System Peak Day | SCE | 1-in-10 | 2028 | 5 | 522.8887 | 449.0703 | 7.5232 | 73.0998 | 0
| Zone | Remainder of System | 8 | Monthly System Peak Day | SCE | 1-in-10 | 2028 | 6 | 527.7167 | 463.8883 | 7.5207 | 72.373 | 0
| Zone | Remainder of System | 8 | Monthly System Peak Day | SCE | 1-in-10 | 2028 | 7 | 537.4964 | 450.2919 | 7.5236 | 71.488 | 0
| Zone | Remainder of System | 8 | Monthly System Peak Day | SCE | 1-in-10 | 2028 | 8 | 528.0981 | 468.883 | 7.4335 | 71.1909 | 0
| Zone | Remainder of System | 8 | Monthly System Peak Day | SCE | 1-in-10 | 2028 | 9 | 511.539 | 493.625 | 7.4011 | 73.4649 | 0
| Zone | Remainder of System | 8 | Monthly System Peak Day | SCE | 1-in-10 | 2028 | 10 | 499.6422 | 469.5139 | 7.457 | 78.3818 | 0
| Zone | Remainder of System | 8 | Monthly System Peak Day | SCE | 1-in-10 | 2028 | 11 | 463.6096 | 432.1087 | 7.4085 | 83.7945 | 0
| Zone | Remainder of System | 8 | Monthly System Peak Day | SCE | 1-in-10 | 2028 | 12 | 453.6824 | 426.3031 | 7.3634 | 87.8152 | 0
| Zone | Remainder of System | 8 | Monthly System Peak Day | SCE | 1-in-10 | 2028 | 13 | 373.2357 | 370.7255 | 7.3446 | 89.7121 | 0
| Zone | Remainder of System | 8 | Monthly System Peak Day | SCE | 1-in-10 | 2028 | 14 | 343.4282 | 344.4913 | 7.3961 | 91.6227 | 0
| Zone | Remainder of System | 8 | Monthly System Peak Day | SCE | 1-in-10 | 2028 | 15 | 291.7001 | 299.3083 | 7.5176 | 93.2955 | 0
| Zone | Remainder of System | 8 | Monthly System Peak Day | SCE | 1-in-10 | 2028 | 16 | 251.6627 | 246.6626 | 7.5837 | 94.803 | 0
| Zone | Remainder of System | 8 | Monthly System Peak Day | SCE | 1-in-10 | 2028 | 17 | 255.5123 | 258.9457 | 8.6304 | 94.6455 | 0
| Zone | Remainder of System | 8 | Monthly System Peak Day | SCE | 1-in-10 | 2028 | 18 | 223.9957 | 256.4989 | 8.6654 | 94.1818 | 0
| Zone | Remainder of System | 8 | Monthly System Peak Day | SCE | 1-in-10 | 2028 | 19 | 218.7428 | 202.9624 | 7.2305 | 92.9409 | 0
| Zone | Remainder of System | 8 | Monthly System Peak Day | SCE | 1-in-10 | 2028 | 20 | 215.3336 | 187.5863 | 7.1089 | 89.9697 | 0
| Zone | Remainder of System | 8 | Monthly System Peak Day | SCE | 1-in-10 | 2028 | 21 | 230.0032 | 209.2408 | 9.2995 | 86.6023 | 0
| Zone | Remainder of System | 8 | Monthly System Peak Day | SCE | 1-in-10 | 2028 | 22 | 388.3012 | 360.9465 | 7.6785 | 83.613 | 0
| Zone | Remainder of System | 8 | Monthly System Peak Day | SCE | 1-in-10 | 2028 | 23 | 406.0933 | 373.2811 | 7.4804 | 81.0338 | 0
| Zone | Remainder of System | 8 | Monthly System Peak Day | SCE | 1-in-10 | 2028 | 24 | 367.3391 | 351.3777 | 7.4655 | 79.6071 | 0
| Zone | Remainder of System | 8 | Typical Event Day | SCE | 1-in-10 | 2028 | 1 | 274.4468 | 269.5951 | 7.5026 | 76.5293 | 0
| Zone | Remainder of System | 8 | Typical Event Day | SCE | 1-in-10 | 2028 | 2 | 274.5501 | 259.1126 | 7.5217 | 75.0309 | 0
| Zone | Remainder of System | 8 | Typical Event Day | SCE | 1-in-10 | 2028 | 3 | 414.1171 | 367.2391 | 7.5267 | 73.7385 | 0
| Zone | Remainder of System | 8 | Typical Event Day | SCE | 1-in-10 | 2028 | 4 | 570.9643 | 477.687 | 7.5259 | 72.7591 | 0
| Zone | Remainder of System | 8 | Typical Event Day | SCE | 1-in-10 | 2028 | 5 | 522.8887 | 449.0703 | 7.5232 | 71.9433 | 0
| Zone | Remainder of System | 8 | Typical Event Day | SCE | 1-in-10 | 2028 | 6 | 527.7167 | 463.8883 | 7.5207 | 71.1438 | 0
| Zone | Remainder of System | 8 | Typical Event Day | SCE | 1-in-10 | 2028 | 7 | 537.4964 | 450.2919 | 7.5236 | 70.5021 | 0
| Zone | Remainder of System | 8 | Typical Event Day | SCE | 1-in-10 | 2028 | 8 | 528.0981 | 468.883 | 7.4335 | 70.8808 | 0
| Zone | Remainder of System | 8 | Typical Event Day | SCE | 1-in-10 | 2028 | 9 | 511.539 | 493.625 | 7.4011 | 73.7308 | 0
| Zone | Remainder of System | 8 | Typical Event Day | SCE | 1-in-10 | 2028 | 10 | 499.6422 | 469.5139 | 7.457 | 78.7837 | 0
| Zone | Remainder of System | 8 | Typical Event Day | SCE | 1-in-10 | 2028 | 11 | 463.6096 | 432.1087 | 7.4085 | 84.2613 | 0
| Zone | Remainder of System | 8 | Typical Event Day | SCE | 1-in-10 | 2028 | 12 | 453.6824 | 426.3031 | 7.3634 | 88.75 | 0
| Zone | Remainder of System | 8 | Typical Event Day | SCE | 1-in-10 | 2028 | 13 | 373.2357 | 370.7255 | 7.3446 | 91.662 | 0
| Zone | Remainder of System | 8 | Typical Event Day | SCE | 1-in-10 | 2028 | 14 | 343.4282 | 344.4913 | 7.3961 | 94.0526 | 0
| Zone | Remainder of System | 8 | Typical Event Day | SCE | 1-in-10 | 2028 | 15 | 291.7001 | 299.3083 | 7.5176 | 95.7853 | 0
| Zone | Remainder of System | 8 | Typical Event Day | SCE | 1-in-10 | 2028 | 16 | 251.6627 | 246.6626 | 7.5837 | 96.7804 | 0
| Zone | Remainder of System | 8 | Typical Event Day | SCE | 1-in-10 | 2028 | 17 | 255.5123 | 258.9457 | 8.6304 | 96.8969 | 0
| Zone | Remainder of System | 8 | Typical Event Day | SCE | 1-in-10 | 2028 | 18 | 223.9957 | 256.4989 | 8.6654 | 96.1604 | 0
| Zone | Remainder of System | 8 | Typical Event Day | SCE | 1-in-10 | 2028 | 19 | 218.7428 | 202.9624 | 7.2305 | 94.3988 | 0
| Zone | Remainder of System | 8 | Typical Event Day | SCE | 1-in-10 | 2028 | 20 | 215.3336 | 187.5863 | 7.1089 | 91.4902 | 0
| Zone | Remainder of System | 8 | Typical Event Day | SCE | 1-in-10 | 2028 | 21 | 230.0032 | 209.2408 | 9.2995 | 87.8616 | 0
| Zone | Remainder of System | 8 | Typical Event Day | SCE | 1-in-10 | 2028 | 22 | 388.3012 | 360.9465 | 7.6785 | 84.458 | 0
| Zone | Remainder of System | 8 | Typical Event Day | SCE | 1-in-10 | 2028 | 23 | 406.0933 | 373.2811 | 7.4804 | 81.7631 | 0
| Zone | Remainder of System | 8 | Typical Event Day | SCE | 1-in-10 | 2028 | 24 | 367.3391 | 351.3777 | 7.4655 | 80.0673 | 0
| Zone | Remainder of System | 9 | Average Weekday | SCE | 1-in-10 | 2028 | 1 | 270.2845 | 279.6899 | 9.1508 | 71.0646 | 0
| Zone | Remainder of System | 9 | Average Weekday | SCE | 1-in-10 | 2028 | 2 | 277.6211 | 279.3277 | 9.1682 | 70.1203 | 0
| Zone | Remainder of System | 9 | Average Weekday | SCE | 1-in-10 | 2028 | 3 | 440.7559 | 435.7155 | 9.1706 | 69.2506 | 0
| Zone | Remainder of System | 9 | Average Weekday | SCE | 1-in-10 | 2028 | 4 | 601.1293 | 597.989 | 9.1731 | 68.4826 | 0
| Zone | Remainder of System | 9 | Average Weekday | SCE | 1-in-10 | 2028 | 5 | 537.0913 | 536.0096 | 9.1679 | 67.8093 | 0
| Zone | Remainder of System | 9 | Average Weekday | SCE | 1-in-10 | 2028 | 6 | 525.5294 | 533.7771 | 9.1592 | 67.2573 | 0
| Zone | Remainder of System | 9 | Average Weekday | SCE | 1-in-10 | 2028 | 7 | 554.2345 | 541.6768 | 9.1315 | 66.785 | 0
| Zone | Remainder of System | 9 | Average Weekday | SCE | 1-in-10 | 2028 | 8 | 527.7896 | 524.8467 | 9.084 | 66.4866 | 0
| Zone | Remainder of System | 9 | Average Weekday | SCE | 1-in-10 | 2028 | 9 | 484.2701 | 506.3558 | 9.0718 | 67.9182 | 0
| Zone | Remainder of System | 9 | Average Weekday | SCE | 1-in-10 | 2028 | 10 | 478.6655 | 490.7828 | 9.1236 | 71.1915 | 0
| Zone | Remainder of System | 9 | Average Weekday | SCE | 1-in-10 | 2028 | 11 | 447.7469 | 459.9974 | 9.1018 | 74.8699 | 0
| Zone | Remainder of System | 9 | Average Weekday | SCE | 1-in-10 | 2028 | 12 | 440.2956 | 452.9104 | 9.0781 | 78.4748 | 0
| Zone | Remainder of System | 9 | Average Weekday | SCE | 1-in-10 | 2028 | 13 | 371.5527 | 385.4016 | 9.0657 | 81.3392 | 0
| Zone | Remainder of System | 9 | Average Weekday | SCE | 1-in-10 | 2028 | 14 | 333.5179 | 347.4245 | 9.0928 | 83.4193 | 0
| Zone | Remainder of System | 9 | Average Weekday | SCE | 1-in-10 | 2028 | 15 | 283.5247 | 298.5385 | 9.1452 | 84.7282 | 0
| Zone | Remainder of System | 9 | Average Weekday | SCE | 1-in-10 | 2028 | 16 | 253.0847 | 255.6733 | 9.1907 | 85.0989 | 0
| Zone | Remainder of System | 9 | Average Weekday | SCE | 1-in-10 | 2028 | 17 | 258.7166 | 264.7201 | 10.1841 | 84.9067 | 0
| Zone | Remainder of System | 9 | Average Weekday | SCE | 1-in-10 | 2028 | 18 | 229.2259 | 246.5284 | 10.0663 | 83.9833 | 0
| Zone | Remainder of System | 9 | Average Weekday | SCE | 1-in-10 | 2028 | 19 | 229.7614 | 249.8637 | 10.0793 | 82.1152 | 0
| Zone | Remainder of System | 9 | Average Weekday | SCE | 1-in-10 | 2028 | 20 | 226.6859 | 238.2912 | 9.1774 | 79.1843 | 0
| Zone | Remainder of System | 9 | Average Weekday | SCE | 1-in-10 | 2028 | 21 | 235.9054 | 253.254 | 9.4032 | 76.077 | 0
| Zone | Remainder of System | 9 | Average Weekday | SCE | 1-in-10 | 2028 | 22 | 394.0536 | 417.0772 | 9.1047 | 74.194 | 0
| Zone | Remainder of System | 9 | Average Weekday | SCE | 1-in-10 | 2028 | 23 | 407.6247 | 430.1824 | 9.1409 | 72.8204 | 0
| Zone | Remainder of System | 9 | Average Weekday | SCE | 1-in-10 | 2028 | 24 | 363.5132 | 382.3989 | 9.1237 | 71.6765 | 0
| Zone | Remainder of System | 9 | Monthly System Peak Day | SCE | 1-in-10 | 2028 | 1 | 270.2845 | 258.8755 | 9.2117 | 76.687 | 0
| Zone | Remainder of System | 9 | Monthly System Peak Day | SCE | 1-in-10 | 2028 | 2 | 277.6211 | 252.8172 | 9.2311 | 75.5862 | 0
| Zone | Remainder of System | 9 | Monthly System Peak Day | SCE | 1-in-10 | 2028 | 3 | 440.7559 | 371.688 | 9.2354 | 74.4318 | 0
| Zone | Remainder of System | 9 | Monthly System Peak Day | SCE | 1-in-10 | 2028 | 4 | 601.1293 | 470.9908 | 9.234 | 73.9341 | 0
| Zone | Remainder of System | 9 | Monthly System Peak Day | SCE | 1-in-10 | 2028 | 5 | 537.0913 | 419.7371 | 9.2293 | 73.6038 | 0
| Zone | Remainder of System | 9 | Monthly System Peak Day | SCE | 1-in-10 | 2028 | 6 | 525.5294 | 421.0677 | 9.2208 | 73.0773 | 0
| Zone | Remainder of System | 9 | Monthly System Peak Day | SCE | 1-in-10 | 2028 | 7 | 554.2345 | 440.3328 | 9.2208 | 72.7773 | 0
| Zone | Remainder of System | 9 | Monthly System Peak Day | SCE | 1-in-10 | 2028 | 8 | 527.7896 | 431.7561 | 9.1592 | 72.7038 | 0
| Zone | Remainder of System | 9 | Monthly System Peak Day | SCE | 1-in-10 | 2028 | 9 | 484.2701 | 459.2433 | 9.14 | 74.5191 | 0
| Zone | Remainder of System | 9 | Monthly System Peak Day | SCE | 1-in-10 | 2028 | 10 | 478.6655 | 439.8128 | 9.1909 | 78.503 | 0
| Zone | Remainder of System | 9 | Monthly System Peak Day | SCE | 1-in-10 | 2028 | 11 | 447.7469 | 409.4131 | 9.1516 | 83.6091 | 0
| Zone | Remainder of System | 9 | Monthly System Peak Day | SCE | 1-in-10 | 2028 | 12 | 440.2956 | 405.9391 | 9.1128 | 88.3848 | 0
| Zone | Remainder of System | 9 | Monthly System Peak Day | SCE | 1-in-10 | 2028 | 13 | 371.5527 | 349.2591 | 9.0969 | 92.25 | 0
| Zone | Remainder of System | 9 | Monthly System Peak Day | SCE | 1-in-10 | 2028 | 14 | 333.5179 | 320.7216 | 9.131 | 94.8682 | 0
| Zone | Remainder of System | 9 | Monthly System Peak Day | SCE | 1-in-10 | 2028 | 15 | 283.5247 | 281.8828 | 9.2183 | 96.4333 | 0
| Zone | Remainder of System | 9 | Monthly System Peak Day | SCE | 1-in-10 | 2028 | 16 | 253.0847 | 240.5601 | 9.2766 | 97.0258 | 0
| Zone | Remainder of System | 9 | Monthly System Peak Day | SCE | 1-in-10 | 2028 | 17 | 258.7166 | 262.1927 | 10.2012 | 97.1515 | 0
| Zone | Remainder of System | 9 | Monthly System Peak Day | SCE | 1-in-10 | 2028 | 18 | 229.2259 | 258.9239 | 10.1878 | 95.8727 | 0
| Zone | Remainder of System | 9 | Monthly System Peak Day | SCE | 1-in-10 | 2028 | 19 | 229.7614 | 210.2051 | 9.6372 | 93.2273 | 0
| Zone | Remainder of System | 9 | Monthly System Peak Day | SCE | 1-in-10 | 2028 | 20 | 226.6859 | 197.7688 | 8.9657 | 90.2697 | 0
| Zone | Remainder of System | 9 | Monthly System Peak Day | SCE | 1-in-10 | 2028 | 21 | 235.9054 | 216.3696 | 10.4094 | 87.0545 | 0
| Zone | Remainder of System | 9 | Monthly System Peak Day | SCE | 1-in-10 | 2028 | 22 | 394.0536 | 354.8208 | 9.3174 | 85.3015 | 0
| Zone | Remainder of System | 9 | Monthly System Peak Day | SCE | 1-in-10 | 2028 | 23 | 407.6247 | 354.8489 | 9.1684 | 84.0152 | 0
| Zone | Remainder of System | 9 | Monthly System Peak Day | SCE | 1-in-10 | 2028 | 24 | 363.5132 | 331.103 | 9.1755 | 82.7955 | 0
| Zone | Remainder of System | 10 | Average Weekday | SCE | 1-in-10 | 2028 | 1 | 287.4412 | 298.021 | 8.5645 | 66.821 | 0
| Zone | Remainder of System | 10 | Average Weekday | SCE | 1-in-10 | 2028 | 2 | 281.1996 | 287.7998 | 8.4537 | 65.8764 | 0
| Zone | Remainder of System | 10 | Average Weekday | SCE | 1-in-10 | 2028 | 3 | 433.46 | 442.8796 | 8.4386 | 65.1487 | 0
| Zone | Remainder of System | 10 | Average Weekday | SCE | 1-in-10 | 2028 | 4 | 598.8326 | 613.5753 | 8.401 | 64.4441 | 0
| Zone | Remainder of System | 10 | Average Weekday | SCE | 1-in-10 | 2028 | 5 | 584.8741 | 598.7192 | 8.3975 | 63.7957 | 0
| Zone | Remainder of System | 10 | Average Weekday | SCE | 1-in-10 | 2028 | 6 | 581.8969 | 596.9911 | 8.347 | 63.2505 | 0
| Zone | Remainder of System | 10 | Average Weekday | SCE | 1-in-10 | 2028 | 7 | 581.901 | 581.4211 | 8.3327 | 62.7507 | 0
| Zone | Remainder of System | 10 | Average Weekday | SCE | 1-in-10 | 2028 | 8 | 569.9868 | 574.254 | 8.6366 | 62.4032 | 0
| Zone | Remainder of System | 10 | Average Weekday | SCE | 1-in-10 | 2028 | 9 | 543.7339 | 581.8983 | 9.0642 | 62.8006 | 0
| Zone | Remainder of System | 10 | Average Weekday | SCE | 1-in-10 | 2028 | 10 | 525.2994 | 542.8981 | 8.7834 | 65.6724 | 0
| Zone | Remainder of System | 10 | Average Weekday | SCE | 1-in-10 | 2028 | 11 | 508.4589 | 521.4527 | 9.0046 | 69.5905 | 0
| Zone | Remainder of System | 10 | Average Weekday | SCE | 1-in-10 | 2028 | 12 | 497.1814 | 509.2468 | 9.2499 | 73.4477 | 0
| Zone | Remainder of System | 10 | Average Weekday | SCE | 1-in-10 | 2028 | 13 | 399.5996 | 409.9814 | 9.4452 | 76.5732 | 0
| Zone | Remainder of System | 10 | Average Weekday | SCE | 1-in-10 | 2028 | 14 | 350.3084 | 357.5184 | 9.3081 | 78.6528 | 0
| Zone | Remainder of System | 10 | Average Weekday | SCE | 1-in-10 | 2028 | 15 | 304.1941 | 310.9507 | 8.914 | 79.9522 | 0
| Zone | Remainder of System | 10 | Average Weekday | SCE | 1-in-10 | 2028 | 16 | 273.5082 | 276.2045 | 8.4107 | 80.5984 | 0
| Zone | Remainder of System | 10 | Average Weekday | SCE | 1-in-10 | 2028 | 17 | 270.7747 | 276.9619 | 8.2061 | 80.5533 | 0
| Zone | Remainder of System | 10 | Average Weekday | SCE | 1-in-10 | 2028 | 18 | 252.1709 | 258.8587 | 8.2636 | 79.6615 | 0
| Zone | Remainder of System | 10 | Average Weekday | SCE | 1-in-10 | 2028 | 19 | 266.972 | 273.5886 | 8.6906 | 77.699 | 0
| Zone | Remainder of System | 10 | Average Weekday | SCE | 1-in-10 | 2028 | 20 | 258.5453 | 262.0055 | 8.3952 | 74.602 | 0
| Zone | Remainder of System | 10 | Average Weekday | SCE | 1-in-10 | 2028 | 21 | 246.3936 | 252.0424 | 8.0954 | 72.2635 | 0
| Zone | Remainder of System | 10 | Average Weekday | SCE | 1-in-10 | 2028 | 22 | 431.09 | 448.9076 | 8.3288 | 70.5604 | 0
| Zone | Remainder of System | 10 | Average Weekday | SCE | 1-in-10 | 2028 | 23 | 411.5913 | 432.157 | 8.4825 | 69.1121 | 0
| Zone | Remainder of System | 10 | Average Weekday | SCE | 1-in-10 | 2028 | 24 | 341.6093 | 365.0205 | 8.6628 | 67.8831 | 0
| Zone | Remainder of System | 10 | Monthly System Peak Day | SCE | 1-in-10 | 2028 | 1 | 287.4412 | 307.8376 | 8.3932 | 76.0256 | 0
| Zone | Remainder of System | 10 | Monthly System Peak Day | SCE | 1-in-10 | 2028 | 2 | 281.1996 | 293.0993 | 8.3377 | 75.3478 | 0
| Zone | Remainder of System | 10 | Monthly System Peak Day | SCE | 1-in-10 | 2028 | 3 | 433.46 | 447.8378 | 8.3313 | 75.072 | 0
| Zone | Remainder of System | 10 | Monthly System Peak Day | SCE | 1-in-10 | 2028 | 4 | 598.8326 | 615.2236 | 8.3184 | 74.5467 | 0
| Zone | Remainder of System | 10 | Monthly System Peak Day | SCE | 1-in-10 | 2028 | 5 | 584.8741 | 603.869 | 8.3123 | 73.4519 | 0
| Zone | Remainder of System | 10 | Monthly System Peak Day | SCE | 1-in-10 | 2028 | 6 | 581.8969 | 595.6428 | 8.2897 | 73.5303 | 0
| Zone | Remainder of System | 10 | Monthly System Peak Day | SCE | 1-in-10 | 2028 | 7 | 581.901 | 575.6472 | 8.2776 | 73.6352 | 0
| Zone | Remainder of System | 10 | Monthly System Peak Day | SCE | 1-in-10 | 2028 | 8 | 569.9868 | 574.5635 | 8.4347 | 73.808 | 0
| Zone | Remainder of System | 10 | Monthly System Peak Day | SCE | 1-in-10 | 2028 | 9 | 543.7339 | 593.6336 | 8.7323 | 73.7278 | 0
| Zone | Remainder of System | 10 | Monthly System Peak Day | SCE | 1-in-10 | 2028 | 10 | 525.2994 | 549.7911 | 8.5194 | 77.7894 | 0
| Zone | Remainder of System | 10 | Monthly System Peak Day | SCE | 1-in-10 | 2028 | 11 | 508.4589 | 530.4445 | 8.661 | 82.6678 | 0
| Zone | Remainder of System | 10 | Monthly System Peak Day | SCE | 1-in-10 | 2028 | 12 | 497.1814 | 522.6363 | 8.832 | 88.4141 | 0
| Zone | Remainder of System | 10 | Monthly System Peak Day | SCE | 1-in-10 | 2028 | 13 | 399.5996 | 409.2158 | 8.9791 | 92.9031 | 0
| Zone | Remainder of System | 10 | Monthly System Peak Day | SCE | 1-in-10 | 2028 | 14 | 350.3084 | 356.2381 | 8.8835 | 95.1859 | 0
| Zone | Remainder of System | 10 | Monthly System Peak Day | SCE | 1-in-10 | 2028 | 15 | 304.1941 | 311.2954 | 8.5948 | 96.7359 | 0
| Zone | Remainder of System | 10 | Monthly System Peak Day | SCE | 1-in-10 | 2028 | 16 | 273.5082 | 274.8595 | 8.2813 | 97.5891 | 0
| Zone | Remainder of System | 10 | Monthly System Peak Day | SCE | 1-in-10 | 2028 | 17 | 270.7747 | 276.9214 | 8.1522 | 97.4922 | 0
| Zone | Remainder of System | 10 | Monthly System Peak Day | SCE | 1-in-10 | 2028 | 18 | 252.1709 | 258.6464 | 8.1485 | 96.7734 | 0
| Zone | Remainder of System | 10 | Monthly System Peak Day | SCE | 1-in-10 | 2028 | 19 | 266.972 | 272.6702 | 8.6498 | 94.4938 | 0
| Zone | Remainder of System | 10 | Monthly System Peak Day | SCE | 1-in-10 | 2028 | 20 | 258.5453 | 262.5835 | 8.3947 | 90.1375 | 0
| Zone | Remainder of System | 10 | Monthly System Peak Day | SCE | 1-in-10 | 2028 | 21 | 246.3936 | 254.6297 | 8.3368 | 86.2781 | 0
| Zone | Remainder of System | 10 | Monthly System Peak Day | SCE | 1-in-10 | 2028 | 22 | 431.09 | 448.8589 | 8.2571 | 84.1844 | 0
| Zone | Remainder of System | 10 | Monthly System Peak Day | SCE | 1-in-10 | 2028 | 23 | 411.5913 | 435.5102 | 8.3457 | 82.1378 | 0
| Zone | Remainder of System | 10 | Monthly System Peak Day | SCE | 1-in-10 | 2028 | 24 | 341.6093 | 379.2706 | 8.4554 | 80.1997 | 0
| Zone | Remainder of System | 11 | Average Weekday | SCE | 1-in-10 | 2028 | 1 | 270.3455 | 277.0053 | 8.4465 | 56.059 | 0
| Zone | Remainder of System | 11 | Average Weekday | SCE | 1-in-10 | 2028 | 2 | 269.2245 | 275.5222 | 8.4652 | 55.0971 | 0
| Zone | Remainder of System | 11 | Average Weekday | SCE | 1-in-10 | 2028 | 3 | 416.093 | 426.6945 | 8.4402 | 54.1595 | 0
| Zone | Remainder of System | 11 | Average Weekday | SCE | 1-in-10 | 2028 | 4 | 592.2648 | 609.6971 | 8.4517 | 53.2044 | 0
| Zone | Remainder of System | 11 | Average Weekday | SCE | 1-in-10 | 2028 | 5 | 557.9651 | 583.6858 | 8.4252 | 52.3654 | 0
| Zone | Remainder of System | 11 | Average Weekday | SCE | 1-in-10 | 2028 | 6 | 546.05 | 573.6249 | 8.4312 | 51.8116 | 0
| Zone | Remainder of System | 11 | Average Weekday | SCE | 1-in-10 | 2028 | 7 | 554.4119 | 551.5914 | 8.62 | 51.3221 | 0
| Zone | Remainder of System | 11 | Average Weekday | SCE | 1-in-10 | 2028 | 8 | 532.4677 | 536.7797 | 8.924 | 51.0234 | 0
| Zone | Remainder of System | 11 | Average Weekday | SCE | 1-in-10 | 2028 | 9 | 517.7349 | 545.0206 | 8.6093 | 52.5111 | 0
| Zone | Remainder of System | 11 | Average Weekday | SCE | 1-in-10 | 2028 | 10 | 495.2757 | 507.6455 | 8.9054 | 56.466 | 0
| Zone | Remainder of System | 11 | Average Weekday | SCE | 1-in-10 | 2028 | 11 | 468.5389 | 476.6551 | 9.0962 | 61.1659 | 0
| Zone | Remainder of System | 11 | Average Weekday | SCE | 1-in-10 | 2028 | 12 | 462.0728 | 469.481 | 9.193 | 65.0488 | 0
| Zone | Remainder of System | 11 | Average Weekday | SCE | 1-in-10 | 2028 | 13 | 373.3301 | 384.5144 | 8.973 | 67.8408 | 0
| Zone | Remainder of System | 11 | Average Weekday | SCE | 1-in-10 | 2028 | 14 | 340.8817 | 348.5736 | 8.7093 | 69.5124 | 0
| Zone | Remainder of System | 11 | Average Weekday | SCE | 1-in-10 | 2028 | 15 | 287.8704 | 297.3396 | 8.3908 | 70.4672 | 0
| Zone | Remainder of System | 11 | Average Weekday | SCE | 1-in-10 | 2028 | 16 | 260.1415 | 262.7038 | 8.4732 | 70.7027 | 0
| Zone | Remainder of System | 11 | Average Weekday | SCE | 1-in-10 | 2028 | 17 | 264.9582 | 270.5196 | 8.2879 | 69.9819 | 0
| Zone | Remainder of System | 11 | Average Weekday | SCE | 1-in-10 | 2028 | 18 | 247.1283 | 253.2616 | 8.4574 | 67.953 | 0
| Zone | Remainder of System | 11 | Average Weekday | SCE | 1-in-10 | 2028 | 19 | 263.8937 | 268.2207 | 8.4122 | 65.3114 | 0
| Zone | Remainder of System | 11 | Average Weekday | SCE | 1-in-10 | 2028 | 20 | 248.6398 | 309.6068 | 10.4817 | 63.0346 | 0
| Zone | Remainder of System | 11 | Average Weekday | SCE | 1-in-10 | 2028 | 21 | 235.44 | 241.709 | 8.0636 | 61.213 | 0
| Zone | Remainder of System | 11 | Average Weekday | SCE | 1-in-10 | 2028 | 22 | 412.9146 | 428.849 | 8.4129 | 59.5838 | 0
| Zone | Remainder of System | 11 | Average Weekday | SCE | 1-in-10 | 2028 | 23 | 393.7992 | 408.8934 | 8.5787 | 58.2328 | 0
| Zone | Remainder of System | 11 | Average Weekday | SCE | 1-in-10 | 2028 | 24 | 322.2574 | 334.9924 | 8.503 | 57.0822 | 0
| Zone | Remainder of System | 11 | Monthly System Peak Day | SCE | 1-in-10 | 2028 | 1 | 270.3455 | 282.0707 | 8.3644 | 69.4034 | 0
| Zone | Remainder of System | 11 | Monthly System Peak Day | SCE | 1-in-10 | 2028 | 2 | 269.2245 | 279.418 | 8.3864 | 68.1516 | 0
| Zone | Remainder of System | 11 | Monthly System Peak Day | SCE | 1-in-10 | 2028 | 3 | 416.093 | 430.1751 | 8.374 | 67.393 | 0
| Zone | Remainder of System | 11 | Monthly System Peak Day | SCE | 1-in-10 | 2028 | 4 | 592.2648 | 613.4258 | 8.3838 | 66.0125 | 0
| Zone | Remainder of System | 11 | Monthly System Peak Day | SCE | 1-in-10 | 2028 | 5 | 557.9651 | 587.3994 | 8.3746 | 65.1814 | 0
| Zone | Remainder of System | 11 | Monthly System Peak Day | SCE | 1-in-10 | 2028 | 6 | 546.05 | 574.6913 | 8.3812 | 64.2144 | 0
| Zone | Remainder of System | 11 | Monthly System Peak Day | SCE | 1-in-10 | 2028 | 7 | 554.4119 | 539.98 | 8.5338 | 63.6647 | 0
| Zone | Remainder of System | 11 | Monthly System Peak Day | SCE | 1-in-10 | 2028 | 8 | 532.4677 | 542.2225 | 8.9216 | 63.8962 | 0
| Zone | Remainder of System | 11 | Monthly System Peak Day | SCE | 1-in-10 | 2028 | 9 | 517.7349 | 553.4365 | 8.5253 | 65.4002 | 0
| Zone | Remainder of System | 11 | Monthly System Peak Day | SCE | 1-in-10 | 2028 | 10 | 495.2757 | 517.8224 | 8.8937 | 69.6937 | 0
| Zone | Remainder of System | 11 | Monthly System Peak Day | SCE | 1-in-10 | 2028 | 11 | 468.5389 | 490.0587 | 9.1765 | 76.562 | 0
| Zone | Remainder of System | 11 | Monthly System Peak Day | SCE | 1-in-10 | 2028 | 12 | 462.0728 | 485.0817 | 9.3377 | 82.3128 | 0
| Zone | Remainder of System | 11 | Monthly System Peak Day | SCE | 1-in-10 | 2028 | 13 | 373.3301 | 384.7113 | 9.0162 | 85.9891 | 0
| Zone | Remainder of System | 11 | Monthly System Peak Day | SCE | 1-in-10 | 2028 | 14 | 340.8817 | 347.2318 | 8.6466 | 87.9797 | 0
| Zone | Remainder of System | 11 | Monthly System Peak Day | SCE | 1-in-10 | 2028 | 15 | 287.8704 | 297.3956 | 8.3005 | 88.7703 | 0
| Zone | Remainder of System | 11 | Monthly System Peak Day | SCE | 1-in-10 | 2028 | 16 | 260.1415 | 261.5532 | 8.3841 | 89.0578 | 0
| Zone | Remainder of System | 11 | Monthly System Peak Day | SCE | 1-in-10 | 2028 | 17 | 264.9582 | 272.4722 | 8.2007 | 88.5875 | 0
| Zone | Remainder of System | 11 | Monthly System Peak Day | SCE | 1-in-10 | 2028 | 18 | 247.1283 | 255.8352 | 8.3641 | 86.8453 | 0
| Zone | Remainder of System | 11 | Monthly System Peak Day | SCE | 1-in-10 | 2028 | 19 | 263.8937 | 269.365 | 8.4113 | 83.7578 | 0
| Zone | Remainder of System | 11 | Monthly System Peak Day | SCE | 1-in-10 | 2028 | 20 | 248.6398 | 356.8548 | 17.1585 | 79.8594 | 0
| Zone | Remainder of System | 11 | Monthly System Peak Day | SCE | 1-in-10 | 2028 | 21 | 235.44 | 243.9986 | 8.3702 | 76.3664 | 0
| Zone | Remainder of System | 11 | Monthly System Peak Day | SCE | 1-in-10 | 2028 | 22 | 412.9146 | 430.22 | 8.3352 | 73.8492 | 0
| Zone | Remainder of System | 11 | Monthly System Peak Day | SCE | 1-in-10 | 2028 | 23 | 393.7992 | 414.6917 | 8.4906 | 71.6486 | 0
| Zone | Remainder of System | 11 | Monthly System Peak Day | SCE | 1-in-10 | 2028 | 24 | 322.2574 | 344.8184 | 8.4089 | 70.3994 | 0
| Zone | Remainder of System | 12 | Average Weekday | SCE | 1-in-10 | 2028 | 1 | 255.311 | 262.3671 | 8.3079 | 48.7864 | 0
| Zone | Remainder of System | 12 | Average Weekday | SCE | 1-in-10 | 2028 | 2 | 251.2918 | 257.9704 | 8.3339 | 47.947 | 0
| Zone | Remainder of System | 12 | Average Weekday | SCE | 1-in-10 | 2028 | 3 | 392.5284 | 404.7704 | 8.3396 | 47.1857 | 0
| Zone | Remainder of System | 12 | Average Weekday | SCE | 1-in-10 | 2028 | 4 | 567.8604 | 587.2875 | 8.3463 | 46.3928 | 0
| Zone | Remainder of System | 12 | Average Weekday | SCE | 1-in-10 | 2028 | 5 | 537.8275 | 566.6807 | 8.3498 | 45.8878 | 0
| Zone | Remainder of System | 12 | Average Weekday | SCE | 1-in-10 | 2028 | 6 | 514.7269 | 546.9925 | 8.355 | 45.4234 | 0
| Zone | Remainder of System | 12 | Average Weekday | SCE | 1-in-10 | 2028 | 7 | 508.8139 | 507.6562 | 8.316 | 45.0246 | 0
| Zone | Remainder of System | 12 | Average Weekday | SCE | 1-in-10 | 2028 | 8 | 499.8683 | 506.7237 | 8.2675 | 44.9313 | 0
| Zone | Remainder of System | 12 | Average Weekday | SCE | 1-in-10 | 2028 | 9 | 480.8266 | 508.9942 | 8.2191 | 45.6373 | 0
| Zone | Remainder of System | 12 | Average Weekday | SCE | 1-in-10 | 2028 | 10 | 451.3402 | 467.8493 | 8.2463 | 48.6216 | 0
| Zone | Remainder of System | 12 | Average Weekday | SCE | 1-in-10 | 2028 | 11 | 426.4639 | 436.5039 | 8.2036 | 52.4485 | 0
| Zone | Remainder of System | 12 | Average Weekday | SCE | 1-in-10 | 2028 | 12 | 418.892 | 425.9112 | 8.1641 | 55.8659 | 0
| Zone | Remainder of System | 12 | Average Weekday | SCE | 1-in-10 | 2028 | 13 | 339.4747 | 350.2493 | 8.1544 | 58.3704 | 0
| Zone | Remainder of System | 12 | Average Weekday | SCE | 1-in-10 | 2028 | 14 | 309.5201 | 318.0462 | 8.1879 | 60.0313 | 0
| Zone | Remainder of System | 12 | Average Weekday | SCE | 1-in-10 | 2028 | 15 | 270.8116 | 279.537 | 8.2434 | 60.9602 | 0
| Zone | Remainder of System | 12 | Average Weekday | SCE | 1-in-10 | 2028 | 16 | 237.9225 | 240.4152 | 8.3022 | 61.3074 | 0
| Zone | Remainder of System | 12 | Average Weekday | SCE | 1-in-10 | 2028 | 17 | 243.7724 | 250.3116 | 8.167 | 60.7301 | 0
| Zone | Remainder of System | 12 | Average Weekday | SCE | 1-in-10 | 2028 | 18 | 228.1327 | 234.0271 | 8.1458 | 58.7054 | 0
| Zone | Remainder of System | 12 | Average Weekday | SCE | 1-in-10 | 2028 | 19 | 246.1352 | 250.4539 | 8.4118 | 56.3345 | 0
| Zone | Remainder of System | 12 | Average Weekday | SCE | 1-in-10 | 2028 | 20 | 238.3128 | 300.0772 | 8.4276 | 54.597 | 0
| Zone | Remainder of System | 12 | Average Weekday | SCE | 1-in-10 | 2028 | 21 | 225.3188 | 232.0115 | 8.0633 | 53.159 | 0
| Zone | Remainder of System | 12 | Average Weekday | SCE | 1-in-10 | 2028 | 22 | 400.3306 | 415.9371 | 8.2508 | 51.881 | 0
| Zone | Remainder of System | 12 | Average Weekday | SCE | 1-in-10 | 2028 | 23 | 382.7299 | 397.4258 | 8.2763 | 50.7727 | 0
| Zone | Remainder of System | 12 | Average Weekday | SCE | 1-in-10 | 2028 | 24 | 312.1889 | 325.7455 | 8.2796 | 49.8739 | 0
| Zone | Remainder of System | 12 | Monthly System Peak Day | SCE | 1-in-10 | 2028 | 1 | 255.311 | 262.3671 | 8.3079 | 42.5695 | 0
| Zone | Remainder of System | 12 | Monthly System Peak Day | SCE | 1-in-10 | 2028 | 2 | 251.2918 | 257.9704 | 8.3339 | 41.708 | 0
| Zone | Remainder of System | 12 | Monthly System Peak Day | SCE | 1-in-10 | 2028 | 3 | 392.5284 | 404.7704 | 8.3396 | 40.6634 | 0
| Zone | Remainder of System | 12 | Monthly System Peak Day | SCE | 1-in-10 | 2028 | 4 | 567.8604 | 587.2875 | 8.3463 | 39.7536 | 0
| Zone | Remainder of System | 12 | Monthly System Peak Day | SCE | 1-in-10 | 2028 | 5 | 537.8275 | 566.6807 | 8.3498 | 38.8297 | 0
| Zone | Remainder of System | 12 | Monthly System Peak Day | SCE | 1-in-10 | 2028 | 6 | 514.7269 | 546.9925 | 8.355 | 37.7472 | 0
| Zone | Remainder of System | 12 | Monthly System Peak Day | SCE | 1-in-10 | 2028 | 7 | 508.8139 | 507.6562 | 8.316 | 36.5995 | 0
| Zone | Remainder of System | 12 | Monthly System Peak Day | SCE | 1-in-10 | 2028 | 8 | 499.8683 | 506.7237 | 8.2675 | 36.6103 | 0
| Zone | Remainder of System | 12 | Monthly System Peak Day | SCE | 1-in-10 | 2028 | 9 | 480.8266 | 508.9942 | 8.2191 | 37.7047 | 0
| Zone | Remainder of System | 12 | Monthly System Peak Day | SCE | 1-in-10 | 2028 | 10 | 451.3402 | 467.8493 | 8.2463 | 41.4383 | 0
| Zone | Remainder of System | 12 | Monthly System Peak Day | SCE | 1-in-10 | 2028 | 11 | 426.4639 | 436.5039 | 8.2036 | 45.7698 | 0
| Zone | Remainder of System | 12 | Monthly System Peak Day | SCE | 1-in-10 | 2028 | 12 | 418.892 | 425.9112 | 8.1641 | 48.8809 | 0
| Zone | Remainder of System | 12 | Monthly System Peak Day | SCE | 1-in-10 | 2028 | 13 | 339.4747 | 350.2493 | 8.1544 | 50.4759 | 0
| Zone | Remainder of System | 12 | Monthly System Peak Day | SCE | 1-in-10 | 2028 | 14 | 309.5201 | 318.0462 | 8.1879 | 51.6747 | 0
| Zone | Remainder of System | 12 | Monthly System Peak Day | SCE | 1-in-10 | 2028 | 15 | 270.8116 | 279.537 | 8.2434 | 52.7272 | 0
| Zone | Remainder of System | 12 | Monthly System Peak Day | SCE | 1-in-10 | 2028 | 16 | 237.9225 | 240.4152 | 8.3022 | 53.1839 | 0
| Zone | Remainder of System | 12 | Monthly System Peak Day | SCE | 1-in-10 | 2028 | 17 | 243.7724 | 250.3116 | 8.167 | 52.9211 | 0
| Zone | Remainder of System | 12 | Monthly System Peak Day | SCE | 1-in-10 | 2028 | 18 | 228.1327 | 234.0271 | 8.1458 | 51.1658 | 0
| Zone | Remainder of System | 12 | Monthly System Peak Day | SCE | 1-in-10 | 2028 | 19 | 246.1352 | 250.4539 | 8.4118 | 49.0081 | 0
| Zone | Remainder of System | 12 | Monthly System Peak Day | SCE | 1-in-10 | 2028 | 20 | 238.3128 | 300.0772 | 8.4276 | 47.4864 | 0
| Zone | Remainder of System | 12 | Monthly System Peak Day | SCE | 1-in-10 | 2028 | 21 | 225.3188 | 232.0115 | 8.0633 | 46.0752 | 0
| Zone | Remainder of System | 12 | Monthly System Peak Day | SCE | 1-in-10 | 2028 | 22 | 400.3306 | 415.9371 | 8.2508 | 44.3067 | 0
| Zone | Remainder of System | 12 | Monthly System Peak Day | SCE | 1-in-10 | 2028 | 23 | 382.7299 | 397.4258 | 8.2763 | 43.3595 | 0
| Zone | Remainder of System | 12 | Monthly System Peak Day | SCE | 1-in-10 | 2028 | 24 | 312.1889 | 325.7455 | 8.2796 | 42.7814 | 0
| Zone | Remainder of System | 1 | Average Weekday | SCE | 1-in-10 | 2029 | 1 | 264.1719 | 270.517 | 8.3088 | 48.5418 | 0
| Zone | Remainder of System | 1 | Average Weekday | SCE | 1-in-10 | 2029 | 2 | 261.9113 | 269.1691 | 8.3346 | 47.7538 | 0
| Zone | Remainder of System | 1 | Average Weekday | SCE | 1-in-10 | 2029 | 3 | 405.76 | 417.5233 | 8.3402 | 47.1481 | 0
| Zone | Remainder of System | 1 | Average Weekday | SCE | 1-in-10 | 2029 | 4 | 577.1229 | 595.4827 | 8.3469 | 46.4563 | 0
| Zone | Remainder of System | 1 | Average Weekday | SCE | 1-in-10 | 2029 | 5 | 549.2049 | 577.1824 | 8.3505 | 45.7587 | 0
| Zone | Remainder of System | 1 | Average Weekday | SCE | 1-in-10 | 2029 | 6 | 535.5519 | 566.7266 | 8.3557 | 45.1036 | 0
| Zone | Remainder of System | 1 | Average Weekday | SCE | 1-in-10 | 2029 | 7 | 542.368 | 540.2351 | 8.3169 | 44.5655 | 0
| Zone | Remainder of System | 1 | Average Weekday | SCE | 1-in-10 | 2029 | 8 | 533.6573 | 539.4389 | 8.2688 | 44.3307 | 0
| Zone | Remainder of System | 1 | Average Weekday | SCE | 1-in-10 | 2029 | 9 | 501.8299 | 527.5017 | 8.2206 | 44.8068 | 0
| Zone | Remainder of System | 1 | Average Weekday | SCE | 1-in-10 | 2029 | 10 | 483.778 | 496.9362 | 8.2475 | 47.5928 | 0
| Zone | Remainder of System | 1 | Average Weekday | SCE | 1-in-10 | 2029 | 11 | 455.0719 | 463.4447 | 8.2053 | 51.3252 | 0
| Zone | Remainder of System | 1 | Average Weekday | SCE | 1-in-10 | 2029 | 12 | 450.0912 | 457.1882 | 8.1663 | 54.7156 | 0
| Zone | Remainder of System | 1 | Average Weekday | SCE | 1-in-10 | 2029 | 13 | 378.0746 | 388.8663 | 8.1567 | 57.1933 | 0
| Zone | Remainder of System | 1 | Average Weekday | SCE | 1-in-10 | 2029 | 14 | 342.8649 | 350.5545 | 8.1898 | 58.7299 | 0
| Zone | Remainder of System | 1 | Average Weekday | SCE | 1-in-10 | 2029 | 15 | 297.33 | 305.1078 | 8.2448 | 59.7358 | 0
| Zone | Remainder of System | 1 | Average Weekday | SCE | 1-in-10 | 2029 | 16 | 264.3788 | 266.6208 | 8.303 | 60.1875 | 0
| Zone | Remainder of System | 1 | Average Weekday | SCE | 1-in-10 | 2029 | 17 | 267.7216 | 274.1021 | 8.1753 | 59.7999 | 0
| Zone | Remainder of System | 1 | Average Weekday | SCE | 1-in-10 | 2029 | 18 | 248.8556 | 254.9225 | 8.1541 | 58.3041 | 0
| Zone | Remainder of System | 1 | Average Weekday | SCE | 1-in-10 | 2029 | 19 | 262.5334 | 266.916 | 8.4168 | 55.9215 | 0
| Zone | Remainder of System | 1 | Average Weekday | SCE | 1-in-10 | 2029 | 20 | 252.9269 | 314.7311 | 8.4319 | 54.1041 | 0
| Zone | Remainder of System | 1 | Average Weekday | SCE | 1-in-10 | 2029 | 21 | 235.8518 | 242.3032 | 8.07 | 52.7602 | 0
| Zone | Remainder of System | 1 | Average Weekday | SCE | 1-in-10 | 2029 | 22 | 410.33 | 426.1993 | 8.2516 | 51.5587 | 0
| Zone | Remainder of System | 1 | Average Weekday | SCE | 1-in-10 | 2029 | 23 | 397.5898 | 412.3601 | 8.2775 | 50.4809 | 0
| Zone | Remainder of System | 1 | Average Weekday | SCE | 1-in-10 | 2029 | 24 | 328.1291 | 340.5254 | 8.2807 | 49.576 | 0
| Zone | Remainder of System | 1 | Monthly System Peak Day | SCE | 1-in-10 | 2029 | 1 | 264.1719 | 270.517 | 8.3088 | 44.4388 | 0
| Zone | Remainder of System | 1 | Monthly System Peak Day | SCE | 1-in-10 | 2029 | 2 | 261.9113 | 269.1691 | 8.3346 | 43.8073 | 0
| Zone | Remainder of System | 1 | Monthly System Peak Day | SCE | 1-in-10 | 2029 | 3 | 405.76 | 417.5233 | 8.3402 | 43.0442 | 0
| Zone | Remainder of System | 1 | Monthly System Peak Day | SCE | 1-in-10 | 2029 | 4 | 577.1229 | 595.4827 | 8.3469 | 42.3247 | 0
| Zone | Remainder of System | 1 | Monthly System Peak Day | SCE | 1-in-10 | 2029 | 5 | 549.2049 | 577.1824 | 8.3505 | 42.0786 | 0
| Zone | Remainder of System | 1 | Monthly System Peak Day | SCE | 1-in-10 | 2029 | 6 | 535.5519 | 566.7266 | 8.3557 | 41.1127 | 0
| Zone | Remainder of System | 1 | Monthly System Peak Day | SCE | 1-in-10 | 2029 | 7 | 542.368 | 540.2351 | 8.3169 | 40.5433 | 0
| Zone | Remainder of System | 1 | Monthly System Peak Day | SCE | 1-in-10 | 2029 | 8 | 533.6573 | 539.4389 | 8.2688 | 40.1802 | 0
| Zone | Remainder of System | 1 | Monthly System Peak Day | SCE | 1-in-10 | 2029 | 9 | 501.8299 | 527.5017 | 8.2206 | 40.587 | 0
| Zone | Remainder of System | 1 | Monthly System Peak Day | SCE | 1-in-10 | 2029 | 10 | 483.778 | 496.9362 | 8.2475 | 43.0014 | 0
| Zone | Remainder of System | 1 | Monthly System Peak Day | SCE | 1-in-10 | 2029 | 11 | 455.0719 | 463.4447 | 8.2053 | 45.635 | 0
| Zone | Remainder of System | 1 | Monthly System Peak Day | SCE | 1-in-10 | 2029 | 12 | 450.0912 | 457.1882 | 8.1663 | 47.7783 | 0
| Zone | Remainder of System | 1 | Monthly System Peak Day | SCE | 1-in-10 | 2029 | 13 | 378.0746 | 388.8663 | 8.1567 | 47.6958 | 0
| Zone | Remainder of System | 1 | Monthly System Peak Day | SCE | 1-in-10 | 2029 | 14 | 342.8649 | 350.5545 | 8.1898 | 48.1105 | 0
| Zone | Remainder of System | 1 | Monthly System Peak Day | SCE | 1-in-10 | 2029 | 15 | 297.33 | 305.1078 | 8.2448 | 48.9491 | 0
| Zone | Remainder of System | 1 | Monthly System Peak Day | SCE | 1-in-10 | 2029 | 16 | 264.3788 | 266.6208 | 8.303 | 50.1039 | 0
| Zone | Remainder of System | 1 | Monthly System Peak Day | SCE | 1-in-10 | 2029 | 17 | 267.7216 | 274.1021 | 8.1753 | 49.5105 | 0
| Zone | Remainder of System | 1 | Monthly System Peak Day | SCE | 1-in-10 | 2029 | 18 | 248.8556 | 254.9225 | 8.1541 | 48.4556 | 0
| Zone | Remainder of System | 1 | Monthly System Peak Day | SCE | 1-in-10 | 2029 | 19 | 262.5334 | 266.916 | 8.4168 | 46.6627 | 0
| Zone | Remainder of System | 1 | Monthly System Peak Day | SCE | 1-in-10 | 2029 | 20 | 252.9269 | 314.7311 | 8.4319 | 45.7192 | 0
| Zone | Remainder of System | 1 | Monthly System Peak Day | SCE | 1-in-10 | 2029 | 21 | 235.8518 | 242.3032 | 8.07 | 44.9309 | 0
| Zone | Remainder of System | 1 | Monthly System Peak Day | SCE | 1-in-10 | 2029 | 22 | 410.33 | 426.1993 | 8.2516 | 44.2384 | 0
| Zone | Remainder of System | 1 | Monthly System Peak Day | SCE | 1-in-10 | 2029 | 23 | 397.5898 | 412.3601 | 8.2775 | 43.5948 | 0
| Zone | Remainder of System | 1 | Monthly System Peak Day | SCE | 1-in-10 | 2029 | 24 | 328.1291 | 340.5254 | 8.2807 | 43.1517 | 0
| Zone | Remainder of System | 2 | Average Weekday | SCE | 1-in-10 | 2029 | 1 | 264.2205 | 271.3826 | 8.3655 | 54.0382 | 0
| Zone | Remainder of System | 2 | Average Weekday | SCE | 1-in-10 | 2029 | 2 | 258.5684 | 266.713 | 8.397 | 53.0249 | 0
| Zone | Remainder of System | 2 | Average Weekday | SCE | 1-in-10 | 2029 | 3 | 398.8226 | 412.0154 | 8.4036 | 52.103 | 0
| Zone | Remainder of System | 2 | Average Weekday | SCE | 1-in-10 | 2029 | 4 | 566.4269 | 587.6147 | 8.4115 | 51.1364 | 0
| Zone | Remainder of System | 2 | Average Weekday | SCE | 1-in-10 | 2029 | 5 | 546.8052 | 577.7766 | 8.4148 | 50.31 | 0
| Zone | Remainder of System | 2 | Average Weekday | SCE | 1-in-10 | 2029 | 6 | 537.3135 | 570.45 | 8.4196 | 49.696 | 0
| Zone | Remainder of System | 2 | Average Weekday | SCE | 1-in-10 | 2029 | 7 | 530.0975 | 529.4262 | 8.3722 | 49.1834 | 0
| Zone | Remainder of System | 2 | Average Weekday | SCE | 1-in-10 | 2029 | 8 | 520.2839 | 526.5058 | 8.3149 | 48.888 | 0
| Zone | Remainder of System | 2 | Average Weekday | SCE | 1-in-10 | 2029 | 9 | 500.7249 | 526.8077 | 8.2567 | 50.259 | 0
| Zone | Remainder of System | 2 | Average Weekday | SCE | 1-in-10 | 2029 | 10 | 478.4728 | 491.0003 | 8.2916 | 54.1964 | 0
| Zone | Remainder of System | 2 | Average Weekday | SCE | 1-in-10 | 2029 | 11 | 454.2537 | 462.8603 | 8.2381 | 58.8515 | 0
| Zone | Remainder of System | 2 | Average Weekday | SCE | 1-in-10 | 2029 | 12 | 449.0812 | 456.859 | 8.1874 | 62.7996 | 0
| Zone | Remainder of System | 2 | Average Weekday | SCE | 1-in-10 | 2029 | 13 | 372.8126 | 384.6506 | 8.1739 | 65.5213 | 0
| Zone | Remainder of System | 2 | Average Weekday | SCE | 1-in-10 | 2029 | 14 | 334.584 | 342.8984 | 8.2172 | 67.2527 | 0
| Zone | Remainder of System | 2 | Average Weekday | SCE | 1-in-10 | 2029 | 15 | 283.7572 | 293.8359 | 8.2871 | 68.2047 | 0
| Zone | Remainder of System | 2 | Average Weekday | SCE | 1-in-10 | 2029 | 16 | 253.9969 | 257.8227 | 8.359 | 68.6737 | 0
| Zone | Remainder of System | 2 | Average Weekday | SCE | 1-in-10 | 2029 | 17 | 246.5013 | 251.6404 | 8.2076 | 68.2788 | 0
| Zone | Remainder of System | 2 | Average Weekday | SCE | 1-in-10 | 2029 | 18 | 233.1492 | 238.3084 | 8.18 | 66.7848 | 0
| Zone | Remainder of System | 2 | Average Weekday | SCE | 1-in-10 | 2029 | 19 | 254.9782 | 259.4419 | 8.4168 | 63.8259 | 0
| Zone | Remainder of System | 2 | Average Weekday | SCE | 1-in-10 | 2029 | 20 | 246.1058 | 306.0298 | 8.4354 | 61.1681 | 0
| Zone | Remainder of System | 2 | Average Weekday | SCE | 1-in-10 | 2029 | 21 | 224.3226 | 230.5127 | 8.0444 | 59.2506 | 0
| Zone | Remainder of System | 2 | Average Weekday | SCE | 1-in-10 | 2029 | 22 | 395.287 | 411.0038 | 8.2925 | 57.5462 | 0
| Zone | Remainder of System | 2 | Average Weekday | SCE | 1-in-10 | 2029 | 23 | 380.8798 | 396.0494 | 8.3265 | 56.0923 | 0
| Zone | Remainder of System | 2 | Average Weekday | SCE | 1-in-10 | 2029 | 24 | 321.1147 | 334.7779 | 8.3307 | 54.8445 | 0
| Zone | Remainder of System | 2 | Monthly System Peak Day | SCE | 1-in-10 | 2029 | 1 | 264.2205 | 271.3826 | 8.3655 | 64.3403 | 0
| Zone | Remainder of System | 2 | Monthly System Peak Day | SCE | 1-in-10 | 2029 | 2 | 258.5684 | 266.713 | 8.397 | 62.5731 | 0
| Zone | Remainder of System | 2 | Monthly System Peak Day | SCE | 1-in-10 | 2029 | 3 | 398.8226 | 412.0154 | 8.4036 | 61.5461 | 0
| Zone | Remainder of System | 2 | Monthly System Peak Day | SCE | 1-in-10 | 2029 | 4 | 566.4269 | 587.6147 | 8.4115 | 60.398 | 0
| Zone | Remainder of System | 2 | Monthly System Peak Day | SCE | 1-in-10 | 2029 | 5 | 546.8052 | 577.7766 | 8.4148 | 59.4783 | 0
| Zone | Remainder of System | 2 | Monthly System Peak Day | SCE | 1-in-10 | 2029 | 6 | 537.3135 | 570.45 | 8.4196 | 58.1067 | 0
| Zone | Remainder of System | 2 | Monthly System Peak Day | SCE | 1-in-10 | 2029 | 7 | 530.0975 | 529.4262 | 8.3722 | 57.6506 | 0
| Zone | Remainder of System | 2 | Monthly System Peak Day | SCE | 1-in-10 | 2029 | 8 | 520.2839 | 526.5058 | 8.3149 | 57.142 | 0
| Zone | Remainder of System | 2 | Monthly System Peak Day | SCE | 1-in-10 | 2029 | 9 | 500.7249 | 526.8077 | 8.2567 | 59.1553 | 0
| Zone | Remainder of System | 2 | Monthly System Peak Day | SCE | 1-in-10 | 2029 | 10 | 478.4728 | 491.0003 | 8.2916 | 64.6281 | 0
| Zone | Remainder of System | 2 | Monthly System Peak Day | SCE | 1-in-10 | 2029 | 11 | 454.2537 | 462.8603 | 8.2381 | 70.3806 | 0
| Zone | Remainder of System | 2 | Monthly System Peak Day | SCE | 1-in-10 | 2029 | 12 | 449.0812 | 456.859 | 8.1874 | 75.0772 | 0
| Zone | Remainder of System | 2 | Monthly System Peak Day | SCE | 1-in-10 | 2029 | 13 | 372.8126 | 384.6506 | 8.1739 | 78.5178 | 0
| Zone | Remainder of System | 2 | Monthly System Peak Day | SCE | 1-in-10 | 2029 | 14 | 334.584 | 342.8984 | 8.2172 | 80.4984 | 0
| Zone | Remainder of System | 2 | Monthly System Peak Day | SCE | 1-in-10 | 2029 | 15 | 283.7572 | 293.8359 | 8.2871 | 81.6891 | 0
| Zone | Remainder of System | 2 | Monthly System Peak Day | SCE | 1-in-10 | 2029 | 16 | 253.9969 | 257.8227 | 8.359 | 82.4677 | 0
| Zone | Remainder of System | 2 | Monthly System Peak Day | SCE | 1-in-10 | 2029 | 17 | 246.5013 | 251.6404 | 8.2076 | 82.0663 | 0
| Zone | Remainder of System | 2 | Monthly System Peak Day | SCE | 1-in-10 | 2029 | 18 | 233.1492 | 238.3084 | 8.18 | 79.9572 | 0
| Zone | Remainder of System | 2 | Monthly System Peak Day | SCE | 1-in-10 | 2029 | 19 | 254.9782 | 259.4419 | 8.4168 | 75.7559 | 0
| Zone | Remainder of System | 2 | Monthly System Peak Day | SCE | 1-in-10 | 2029 | 20 | 246.1058 | 306.0298 | 8.4354 | 71.8606 | 0
| Zone | Remainder of System | 2 | Monthly System Peak Day | SCE | 1-in-10 | 2029 | 21 | 224.3226 | 230.5127 | 8.0444 | 68.5952 | 0
| Zone | Remainder of System | 2 | Monthly System Peak Day | SCE | 1-in-10 | 2029 | 22 | 395.287 | 411.0038 | 8.2925 | 66.3128 | 0
| Zone | Remainder of System | 2 | Monthly System Peak Day | SCE | 1-in-10 | 2029 | 23 | 380.8798 | 396.0494 | 8.3265 | 64.6469 | 0
| Zone | Remainder of System | 2 | Monthly System Peak Day | SCE | 1-in-10 | 2029 | 24 | 321.1147 | 334.7779 | 8.3307 | 63.0592 | 0
| Zone | Remainder of System | 3 | Average Weekday | SCE | 1-in-10 | 2029 | 1 | 271.677 | 283.5211 | 8.4524 | 57.5537 | 0
| Zone | Remainder of System | 3 | Average Weekday | SCE | 1-in-10 | 2029 | 2 | 266.3118 | 274.1046 | 8.4037 | 56.4206 | 0
| Zone | Remainder of System | 3 | Average Weekday | SCE | 1-in-10 | 2029 | 3 | 425.664 | 436.8375 | 8.3964 | 55.3452 | 0
| Zone | Remainder of System | 3 | Average Weekday | SCE | 1-in-10 | 2029 | 4 | 599.0627 | 615.9171 | 8.3792 | 54.4215 | 0
| Zone | Remainder of System | 3 | Average Weekday | SCE | 1-in-10 | 2029 | 5 | 565.4734 | 584.8558 | 8.3731 | 53.6273 | 0
| Zone | Remainder of System | 3 | Average Weekday | SCE | 1-in-10 | 2029 | 6 | 556.3821 | 575.7324 | 8.3416 | 52.9063 | 0
| Zone | Remainder of System | 3 | Average Weekday | SCE | 1-in-10 | 2029 | 7 | 560.5097 | 561.1981 | 8.3266 | 52.44 | 0
| Zone | Remainder of System | 3 | Average Weekday | SCE | 1-in-10 | 2029 | 8 | 538.4022 | 548.8515 | 8.4807 | 52.295 | 0
| Zone | Remainder of System | 3 | Average Weekday | SCE | 1-in-10 | 2029 | 9 | 523.2246 | 563.0881 | 8.6712 | 53.6088 | 0
| Zone | Remainder of System | 3 | Average Weekday | SCE | 1-in-10 | 2029 | 10 | 504.0348 | 526.6825 | 8.5386 | 57.1162 | 0
| Zone | Remainder of System | 3 | Average Weekday | SCE | 1-in-10 | 2029 | 11 | 471.7393 | 488.2433 | 8.6176 | 61.4632 | 0
| Zone | Remainder of System | 3 | Average Weekday | SCE | 1-in-10 | 2029 | 12 | 471.4268 | 483.5249 | 8.7069 | 65.4775 | 0
| Zone | Remainder of System | 3 | Average Weekday | SCE | 1-in-10 | 2029 | 13 | 377.9228 | 388.7718 | 8.7819 | 68.7024 | 0
| Zone | Remainder of System | 3 | Average Weekday | SCE | 1-in-10 | 2029 | 14 | 353.3977 | 361.0435 | 8.7318 | 70.914 | 0
| Zone | Remainder of System | 3 | Average Weekday | SCE | 1-in-10 | 2029 | 15 | 306.3562 | 313.3624 | 8.5651 | 72.242 | 0
| Zone | Remainder of System | 3 | Average Weekday | SCE | 1-in-10 | 2029 | 16 | 272.8718 | 275.7563 | 8.3483 | 72.9142 | 0
| Zone | Remainder of System | 3 | Average Weekday | SCE | 1-in-10 | 2029 | 17 | 274.481 | 280.2086 | 8.2037 | 72.9266 | 0
| Zone | Remainder of System | 3 | Average Weekday | SCE | 1-in-10 | 2029 | 18 | 247.7144 | 254.0929 | 8.2182 | 71.945 | 0
| Zone | Remainder of System | 3 | Average Weekday | SCE | 1-in-10 | 2029 | 19 | 262.3253 | 268.9746 | 8.5037 | 70.1003 | 0
| Zone | Remainder of System | 3 | Average Weekday | SCE | 1-in-10 | 2029 | 20 | 248.6445 | 251.8406 | 8.3997 | 67.4013 | 0
| Zone | Remainder of System | 3 | Average Weekday | SCE | 1-in-10 | 2029 | 21 | 220.8728 | 225.8716 | 8.0735 | 64.6072 | 0
| Zone | Remainder of System | 3 | Average Weekday | SCE | 1-in-10 | 2029 | 22 | 419.4898 | 437.8295 | 8.3061 | 62.6982 | 0
| Zone | Remainder of System | 3 | Average Weekday | SCE | 1-in-10 | 2029 | 23 | 409.8828 | 431.3279 | 8.4076 | 61.2385 | 0
| Zone | Remainder of System | 3 | Average Weekday | SCE | 1-in-10 | 2029 | 24 | 352.7283 | 377.7525 | 8.4976 | 59.8218 | 0
| Zone | Remainder of System | 3 | Monthly System Peak Day | SCE | 1-in-10 | 2029 | 1 | 271.677 | 294.3356 | 8.4418 | 65.5264 | 0
| Zone | Remainder of System | 3 | Monthly System Peak Day | SCE | 1-in-10 | 2029 | 2 | 266.3118 | 281.5099 | 8.3588 | 63.8061 | 0
| Zone | Remainder of System | 3 | Monthly System Peak Day | SCE | 1-in-10 | 2029 | 3 | 425.664 | 444.3576 | 8.3499 | 62.6338 | 0
| Zone | Remainder of System | 3 | Monthly System Peak Day | SCE | 1-in-10 | 2029 | 4 | 599.0627 | 620.4531 | 8.3321 | 61.4338 | 0
| Zone | Remainder of System | 3 | Monthly System Peak Day | SCE | 1-in-10 | 2029 | 5 | 565.4734 | 592.3582 | 8.3261 | 60.3541 | 0
| Zone | Remainder of System | 3 | Monthly System Peak Day | SCE | 1-in-10 | 2029 | 6 | 556.3821 | 575.3235 | 8.3012 | 59.3344 | 0
| Zone | Remainder of System | 3 | Monthly System Peak Day | SCE | 1-in-10 | 2029 | 7 | 560.5097 | 555.473 | 8.2882 | 58.333 | 0
| Zone | Remainder of System | 3 | Monthly System Peak Day | SCE | 1-in-10 | 2029 | 8 | 538.4022 | 561.1072 | 8.5076 | 57.6456 | 0
| Zone | Remainder of System | 3 | Monthly System Peak Day | SCE | 1-in-10 | 2029 | 9 | 523.2246 | 574.7158 | 8.983 | 58.9664 | 0
| Zone | Remainder of System | 3 | Monthly System Peak Day | SCE | 1-in-10 | 2029 | 10 | 504.0348 | 535.2766 | 8.654 | 63.8406 | 0
| Zone | Remainder of System | 3 | Monthly System Peak Day | SCE | 1-in-10 | 2029 | 11 | 471.7393 | 501.7019 | 8.9094 | 69.4223 | 0
| Zone | Remainder of System | 3 | Monthly System Peak Day | SCE | 1-in-10 | 2029 | 12 | 471.4268 | 496.6717 | 9.2221 | 74.8961 | 0
| Zone | Remainder of System | 3 | Monthly System Peak Day | SCE | 1-in-10 | 2029 | 13 | 377.9228 | 390.0556 | 9.4866 | 78.9659 | 0
| Zone | Remainder of System | 3 | Monthly System Peak Day | SCE | 1-in-10 | 2029 | 14 | 353.3977 | 361.6935 | 9.3031 | 81.4947 | 0
| Zone | Remainder of System | 3 | Monthly System Peak Day | SCE | 1-in-10 | 2029 | 15 | 306.3562 | 314.7165 | 8.8087 | 83.6188 | 0
| Zone | Remainder of System | 3 | Monthly System Peak Day | SCE | 1-in-10 | 2029 | 16 | 272.8718 | 274.4302 | 8.3054 | 84.7072 | 0
| Zone | Remainder of System | 3 | Monthly System Peak Day | SCE | 1-in-10 | 2029 | 17 | 274.481 | 280.4395 | 8.1649 | 84.82 | 0
| Zone | Remainder of System | 3 | Monthly System Peak Day | SCE | 1-in-10 | 2029 | 18 | 247.7144 | 254.0264 | 8.172 | 83.6134 | 0
| Zone | Remainder of System | 3 | Monthly System Peak Day | SCE | 1-in-10 | 2029 | 19 | 262.3253 | 268.2367 | 8.9112 | 81.9964 | 0
| Zone | Remainder of System | 3 | Monthly System Peak Day | SCE | 1-in-10 | 2029 | 20 | 248.6445 | 252.6273 | 8.3993 | 79.4273 | 0
| Zone | Remainder of System | 3 | Monthly System Peak Day | SCE | 1-in-10 | 2029 | 21 | 220.8728 | 228.2818 | 8.4842 | 75.4836 | 0
| Zone | Remainder of System | 3 | Monthly System Peak Day | SCE | 1-in-10 | 2029 | 22 | 419.4898 | 437.9103 | 8.2679 | 72.1747 | 0
| Zone | Remainder of System | 3 | Monthly System Peak Day | SCE | 1-in-10 | 2029 | 23 | 409.8828 | 434.8833 | 8.3745 | 69.3213 | 0
| Zone | Remainder of System | 3 | Monthly System Peak Day | SCE | 1-in-10 | 2029 | 24 | 352.7283 | 392.6595 | 8.5341 | 67.0591 | 0
| Zone | Remainder of System | 4 | Average Weekday | SCE | 1-in-10 | 2029 | 1 | 269.8219 | 281.0343 | 8.4689 | 58.4495 | 0
| Zone | Remainder of System | 4 | Average Weekday | SCE | 1-in-10 | 2029 | 2 | 268.2278 | 276.8175 | 8.4208 | 57.3661 | 0
| Zone | Remainder of System | 4 | Average Weekday | SCE | 1-in-10 | 2029 | 3 | 427.5861 | 439.4214 | 8.4136 | 56.3776 | 0
| Zone | Remainder of System | 4 | Average Weekday | SCE | 1-in-10 | 2029 | 4 | 595.754 | 612.6732 | 8.3966 | 55.4443 | 0
| Zone | Remainder of System | 4 | Average Weekday | SCE | 1-in-10 | 2029 | 5 | 550.5753 | 568.7583 | 8.3903 | 54.7398 | 0
| Zone | Remainder of System | 4 | Average Weekday | SCE | 1-in-10 | 2029 | 6 | 546.5053 | 564.9527 | 8.3586 | 54.2066 | 0
| Zone | Remainder of System | 4 | Average Weekday | SCE | 1-in-10 | 2029 | 7 | 549.9653 | 551.1263 | 8.3424 | 53.7036 | 0
| Zone | Remainder of System | 4 | Average Weekday | SCE | 1-in-10 | 2029 | 8 | 534.2863 | 541.7261 | 8.4958 | 53.6121 | 0
| Zone | Remainder of System | 4 | Average Weekday | SCE | 1-in-10 | 2029 | 9 | 505.3395 | 543.7832 | 8.6849 | 55.6221 | 0
| Zone | Remainder of System | 4 | Average Weekday | SCE | 1-in-10 | 2029 | 10 | 486.916 | 510.1154 | 8.5536 | 59.1742 | 0
| Zone | Remainder of System | 4 | Average Weekday | SCE | 1-in-10 | 2029 | 11 | 460.4781 | 474.742 | 8.6309 | 62.771 | 0
| Zone | Remainder of System | 4 | Average Weekday | SCE | 1-in-10 | 2029 | 12 | 459.9801 | 472.0797 | 8.7185 | 66.0998 | 0
| Zone | Remainder of System | 4 | Average Weekday | SCE | 1-in-10 | 2029 | 13 | 375.9186 | 386.6995 | 8.7923 | 68.7702 | 0
| Zone | Remainder of System | 4 | Average Weekday | SCE | 1-in-10 | 2029 | 14 | 346.8787 | 354.5644 | 8.7433 | 70.6578 | 0
| Zone | Remainder of System | 4 | Average Weekday | SCE | 1-in-10 | 2029 | 15 | 293.9792 | 301.2628 | 8.5784 | 71.9352 | 0
| Zone | Remainder of System | 4 | Average Weekday | SCE | 1-in-10 | 2029 | 16 | 261.8541 | 264.848 | 8.364 | 72.6742 | 0
| Zone | Remainder of System | 4 | Average Weekday | SCE | 1-in-10 | 2029 | 17 | 260.8062 | 265.1677 | 8.2367 | 72.7612 | 0
| Zone | Remainder of System | 4 | Average Weekday | SCE | 1-in-10 | 2029 | 18 | 224.9403 | 230.5562 | 8.2488 | 71.9582 | 0
| Zone | Remainder of System | 4 | Average Weekday | SCE | 1-in-10 | 2029 | 19 | 230.5277 | 237.2007 | 8.5039 | 70.5355 | 0
| Zone | Remainder of System | 4 | Average Weekday | SCE | 1-in-10 | 2029 | 20 | 222.6895 | 226.043 | 8.3998 | 68.3812 | 0
| Zone | Remainder of System | 4 | Average Weekday | SCE | 1-in-10 | 2029 | 21 | 223.8545 | 229.1056 | 8.0887 | 65.3369 | 0
| Zone | Remainder of System | 4 | Average Weekday | SCE | 1-in-10 | 2029 | 22 | 409.7083 | 427.6878 | 8.3182 | 63.1079 | 0
| Zone | Remainder of System | 4 | Average Weekday | SCE | 1-in-10 | 2029 | 23 | 404.3566 | 425.3455 | 8.4239 | 61.521 | 0
| Zone | Remainder of System | 4 | Average Weekday | SCE | 1-in-10 | 2029 | 24 | 347.0833 | 371.2472 | 8.5135 | 60.1435 | 0
| Zone | Remainder of System | 4 | Monthly System Peak Day | SCE | 1-in-10 | 2029 | 1 | 269.8219 | 291.1375 | 8.4595 | 70.5794 | 0
| Zone | Remainder of System | 4 | Monthly System Peak Day | SCE | 1-in-10 | 2029 | 2 | 268.2278 | 283.8052 | 8.3769 | 68.6806 | 0
| Zone | Remainder of System | 4 | Monthly System Peak Day | SCE | 1-in-10 | 2029 | 3 | 427.5861 | 446.9534 | 8.368 | 67.7655 | 0
| Zone | Remainder of System | 4 | Monthly System Peak Day | SCE | 1-in-10 | 2029 | 4 | 595.754 | 616.3394 | 8.3502 | 66.4139 | 0
| Zone | Remainder of System | 4 | Monthly System Peak Day | SCE | 1-in-10 | 2029 | 5 | 550.5753 | 575.7668 | 8.344 | 65.4662 | 0
| Zone | Remainder of System | 4 | Monthly System Peak Day | SCE | 1-in-10 | 2029 | 6 | 546.5053 | 564.2649 | 8.3186 | 64.025 | 0
| Zone | Remainder of System | 4 | Monthly System Peak Day | SCE | 1-in-10 | 2029 | 7 | 549.9653 | 545.2577 | 8.3046 | 62.7973 | 0
| Zone | Remainder of System | 4 | Monthly System Peak Day | SCE | 1-in-10 | 2029 | 8 | 534.2863 | 556.7604 | 8.5241 | 62.488 | 0
| Zone | Remainder of System | 4 | Monthly System Peak Day | SCE | 1-in-10 | 2029 | 9 | 505.3395 | 555.254 | 8.9987 | 65.6312 | 0
| Zone | Remainder of System | 4 | Monthly System Peak Day | SCE | 1-in-10 | 2029 | 10 | 486.916 | 518.0599 | 8.6708 | 71.08 | 0
| Zone | Remainder of System | 4 | Monthly System Peak Day | SCE | 1-in-10 | 2029 | 11 | 460.4781 | 487.3332 | 8.9249 | 75.9286 | 0
| Zone | Remainder of System | 4 | Monthly System Peak Day | SCE | 1-in-10 | 2029 | 12 | 459.9801 | 485.0521 | 9.2362 | 80.412 | 0
| Zone | Remainder of System | 4 | Monthly System Peak Day | SCE | 1-in-10 | 2029 | 13 | 375.9186 | 388.1737 | 9.4999 | 83.442 | 0
| Zone | Remainder of System | 4 | Monthly System Peak Day | SCE | 1-in-10 | 2029 | 14 | 346.8787 | 355.2063 | 9.3172 | 85.4472 | 0
| Zone | Remainder of System | 4 | Monthly System Peak Day | SCE | 1-in-10 | 2029 | 15 | 293.9792 | 302.9173 | 8.8241 | 86.8428 | 0
| Zone | Remainder of System | 4 | Monthly System Peak Day | SCE | 1-in-10 | 2029 | 16 | 261.8541 | 263.4774 | 8.3222 | 87.3141 | 0
| Zone | Remainder of System | 4 | Monthly System Peak Day | SCE | 1-in-10 | 2029 | 17 | 260.8062 | 265.437 | 8.198 | 87.4866 | 0
| Zone | Remainder of System | 4 | Monthly System Peak Day | SCE | 1-in-10 | 2029 | 18 | 224.9403 | 230.8527 | 8.2028 | 86.6141 | 0
| Zone | Remainder of System | 4 | Monthly System Peak Day | SCE | 1-in-10 | 2029 | 19 | 230.5277 | 236.5059 | 8.9134 | 84.4725 | 0
| Zone | Remainder of System | 4 | Monthly System Peak Day | SCE | 1-in-10 | 2029 | 20 | 222.6895 | 226.8024 | 8.3994 | 79.8427 | 0
| Zone | Remainder of System | 4 | Monthly System Peak Day | SCE | 1-in-10 | 2029 | 21 | 223.8545 | 231.5231 | 8.5005 | 74.5391 | 0
| Zone | Remainder of System | 4 | Monthly System Peak Day | SCE | 1-in-10 | 2029 | 22 | 409.7083 | 427.6454 | 8.2808 | 71.1442 | 0
| Zone | Remainder of System | 4 | Monthly System Peak Day | SCE | 1-in-10 | 2029 | 23 | 404.3566 | 428.7689 | 8.3919 | 69.0236 | 0
| Zone | Remainder of System | 4 | Monthly System Peak Day | SCE | 1-in-10 | 2029 | 24 | 347.0833 | 385.7547 | 8.5514 | 67.3797 | 0
| Zone | Remainder of System | 5 | Average Weekday | SCE | 1-in-10 | 2029 | 1 | 282.9184 | 294.2717 | 8.5006 | 62.1727 | 0
| Zone | Remainder of System | 5 | Average Weekday | SCE | 1-in-10 | 2029 | 2 | 283.4901 | 291.3219 | 8.4536 | 61.1648 | 0
| Zone | Remainder of System | 5 | Average Weekday | SCE | 1-in-10 | 2029 | 3 | 443.6854 | 456.7061 | 8.4465 | 60.2356 | 0
| Zone | Remainder of System | 5 | Average Weekday | SCE | 1-in-10 | 2029 | 4 | 606.8851 | 624.9052 | 8.4296 | 59.3569 | 0
| Zone | Remainder of System | 5 | Average Weekday | SCE | 1-in-10 | 2029 | 5 | 567.5914 | 586.6279 | 8.4228 | 58.7412 | 0
| Zone | Remainder of System | 5 | Average Weekday | SCE | 1-in-10 | 2029 | 6 | 553.7797 | 574.2761 | 8.3901 | 58.1661 | 0
| Zone | Remainder of System | 5 | Average Weekday | SCE | 1-in-10 | 2029 | 7 | 547.7446 | 548.967 | 8.3722 | 57.8997 | 0
| Zone | Remainder of System | 5 | Average Weekday | SCE | 1-in-10 | 2029 | 8 | 544.926 | 556.0955 | 8.5251 | 58.7071 | 0
| Zone | Remainder of System | 5 | Average Weekday | SCE | 1-in-10 | 2029 | 9 | 512.3141 | 548.3127 | 8.7121 | 61.456 | 0
| Zone | Remainder of System | 5 | Average Weekday | SCE | 1-in-10 | 2029 | 10 | 502.3822 | 525.6142 | 8.583 | 64.9894 | 0
| Zone | Remainder of System | 5 | Average Weekday | SCE | 1-in-10 | 2029 | 11 | 481.8689 | 496.7245 | 8.6571 | 68.1837 | 0
| Zone | Remainder of System | 5 | Average Weekday | SCE | 1-in-10 | 2029 | 12 | 475.0843 | 486.7802 | 8.7411 | 70.9372 | 0
| Zone | Remainder of System | 5 | Average Weekday | SCE | 1-in-10 | 2029 | 13 | 384.4171 | 395.6443 | 8.8128 | 73.3433 | 0
| Zone | Remainder of System | 5 | Average Weekday | SCE | 1-in-10 | 2029 | 14 | 361.7215 | 369.4395 | 8.766 | 75.1538 | 0
| Zone | Remainder of System | 5 | Average Weekday | SCE | 1-in-10 | 2029 | 15 | 318.3748 | 325.4823 | 8.6046 | 76.3764 | 0
| Zone | Remainder of System | 5 | Average Weekday | SCE | 1-in-10 | 2029 | 16 | 277.1048 | 279.9483 | 8.3941 | 76.8846 | 0
| Zone | Remainder of System | 5 | Average Weekday | SCE | 1-in-10 | 2029 | 17 | 265.4218 | 270.9153 | 8.2665 | 76.8837 | 0
| Zone | Remainder of System | 5 | Average Weekday | SCE | 1-in-10 | 2029 | 18 | 239.13 | 245.0986 | 8.2754 | 76.1315 | 0
| Zone | Remainder of System | 5 | Average Weekday | SCE | 1-in-10 | 2029 | 19 | 248.261 | 255.1369 | 8.502 | 74.7201 | 0
| Zone | Remainder of System | 5 | Average Weekday | SCE | 1-in-10 | 2029 | 20 | 235.7306 | 239.0963 | 8.3994 | 72.5958 | 0
| Zone | Remainder of System | 5 | Average Weekday | SCE | 1-in-10 | 2029 | 21 | 240.7791 | 246.1491 | 8.0907 | 69.615 | 0
| Zone | Remainder of System | 5 | Average Weekday | SCE | 1-in-10 | 2029 | 22 | 430.0691 | 448.3339 | 8.3448 | 66.8354 | 0
| Zone | Remainder of System | 5 | Average Weekday | SCE | 1-in-10 | 2029 | 23 | 430.5335 | 452.2176 | 8.4539 | 64.9385 | 0
| Zone | Remainder of System | 5 | Average Weekday | SCE | 1-in-10 | 2029 | 24 | 369.1471 | 394.1058 | 8.5439 | 63.4049 | 0
| Zone | Remainder of System | 5 | Monthly System Peak Day | SCE | 1-in-10 | 2029 | 1 | 282.9184 | 304.9693 | 8.4878 | 73.6895 | 0
| Zone | Remainder of System | 5 | Monthly System Peak Day | SCE | 1-in-10 | 2029 | 2 | 283.4901 | 298.7047 | 8.4074 | 72.0766 | 0
| Zone | Remainder of System | 5 | Monthly System Peak Day | SCE | 1-in-10 | 2029 | 3 | 443.6854 | 464.7459 | 8.3987 | 70.6422 | 0
| Zone | Remainder of System | 5 | Monthly System Peak Day | SCE | 1-in-10 | 2029 | 4 | 606.8851 | 629.2288 | 8.3816 | 69.0833 | 0
| Zone | Remainder of System | 5 | Monthly System Peak Day | SCE | 1-in-10 | 2029 | 5 | 567.5914 | 594.2558 | 8.3748 | 68.0722 | 0
| Zone | Remainder of System | 5 | Monthly System Peak Day | SCE | 1-in-10 | 2029 | 6 | 553.7797 | 574.6218 | 8.3491 | 67.0072 | 0
| Zone | Remainder of System | 5 | Monthly System Peak Day | SCE | 1-in-10 | 2029 | 7 | 547.7446 | 543.0654 | 8.3334 | 66.5788 | 0
| Zone | Remainder of System | 5 | Monthly System Peak Day | SCE | 1-in-10 | 2029 | 8 | 544.926 | 565.5881 | 8.5496 | 66.8927 | 0
| Zone | Remainder of System | 5 | Monthly System Peak Day | SCE | 1-in-10 | 2029 | 9 | 512.3141 | 560.1986 | 9.0195 | 71.0933 | 0
| Zone | Remainder of System | 5 | Monthly System Peak Day | SCE | 1-in-10 | 2029 | 10 | 502.3822 | 533.2892 | 8.695 | 77.5111 | 0
| Zone | Remainder of System | 5 | Monthly System Peak Day | SCE | 1-in-10 | 2029 | 11 | 481.8689 | 508.9163 | 8.9446 | 83.59 | 0
| Zone | Remainder of System | 5 | Monthly System Peak Day | SCE | 1-in-10 | 2029 | 12 | 475.0843 | 498.7999 | 9.2514 | 87.7347 | 0
| Zone | Remainder of System | 5 | Monthly System Peak Day | SCE | 1-in-10 | 2029 | 13 | 384.4171 | 396.1766 | 9.5122 | 90.7541 | 0
| Zone | Remainder of System | 5 | Monthly System Peak Day | SCE | 1-in-10 | 2029 | 14 | 361.7215 | 367.9546 | 9.332 | 92.7356 | 0
| Zone | Remainder of System | 5 | Monthly System Peak Day | SCE | 1-in-10 | 2029 | 15 | 318.3748 | 327.1317 | 8.844 | 93.8294 | 0
| Zone | Remainder of System | 5 | Monthly System Peak Day | SCE | 1-in-10 | 2029 | 16 | 277.1048 | 278.7121 | 8.3498 | 93.7816 | 0
| Zone | Remainder of System | 5 | Monthly System Peak Day | SCE | 1-in-10 | 2029 | 17 | 265.4218 | 271.1765 | 8.2267 | 93.1462 | 0
| Zone | Remainder of System | 5 | Monthly System Peak Day | SCE | 1-in-10 | 2029 | 18 | 239.13 | 245.0562 | 8.2271 | 92.5491 | 0
| Zone | Remainder of System | 5 | Monthly System Peak Day | SCE | 1-in-10 | 2029 | 19 | 248.261 | 254.284 | 8.8976 | 91.3375 | 0
| Zone | Remainder of System | 5 | Monthly System Peak Day | SCE | 1-in-10 | 2029 | 20 | 235.7306 | 239.8642 | 8.399 | 88.9545 | 0
| Zone | Remainder of System | 5 | Monthly System Peak Day | SCE | 1-in-10 | 2029 | 21 | 240.7791 | 248.5859 | 8.5009 | 85.287 | 0
| Zone | Remainder of System | 5 | Monthly System Peak Day | SCE | 1-in-10 | 2029 | 22 | 430.0691 | 448.3261 | 8.3062 | 81.6912 | 0
| Zone | Remainder of System | 5 | Monthly System Peak Day | SCE | 1-in-10 | 2029 | 23 | 430.5335 | 455.7863 | 8.4194 | 79.1098 | 0
| Zone | Remainder of System | 5 | Monthly System Peak Day | SCE | 1-in-10 | 2029 | 24 | 369.1471 | 408.9683 | 8.5777 | 76.3587 | 0
| Zone | Remainder of System | 6 | Average Weekday | SCE | 1-in-10 | 2029 | 1 | 273.01 | 290.3185 | 8.3482 | 66.1798 | 0
| Zone | Remainder of System | 6 | Average Weekday | SCE | 1-in-10 | 2029 | 2 | 269.6262 | 283.9365 | 8.3576 | 65.4593 | 0
| Zone | Remainder of System | 6 | Average Weekday | SCE | 1-in-10 | 2029 | 3 | 419.7555 | 440.8837 | 8.3593 | 64.7904 | 0
| Zone | Remainder of System | 6 | Average Weekday | SCE | 1-in-10 | 2029 | 4 | 575.2483 | 594.2669 | 8.3618 | 64.1255 | 0
| Zone | Remainder of System | 6 | Average Weekday | SCE | 1-in-10 | 2029 | 5 | 530.659 | 558.2014 | 8.3605 | 63.6086 | 0
| Zone | Remainder of System | 6 | Average Weekday | SCE | 1-in-10 | 2029 | 6 | 536.2403 | 566.16 | 8.3622 | 63.1772 | 0
| Zone | Remainder of System | 6 | Average Weekday | SCE | 1-in-10 | 2029 | 7 | 545.6985 | 543.7729 | 8.4041 | 62.8134 | 0
| Zone | Remainder of System | 6 | Average Weekday | SCE | 1-in-10 | 2029 | 8 | 537.3326 | 551.0983 | 8.282 | 63.3196 | 0
| Zone | Remainder of System | 6 | Average Weekday | SCE | 1-in-10 | 2029 | 9 | 539.2317 | 565.5293 | 8.2738 | 65.3704 | 0
| Zone | Remainder of System | 6 | Average Weekday | SCE | 1-in-10 | 2029 | 10 | 524.3593 | 540.647 | 8.3552 | 68.2381 | 0
| Zone | Remainder of System | 6 | Average Weekday | SCE | 1-in-10 | 2029 | 11 | 486.9497 | 501.638 | 8.3397 | 71.5251 | 0
| Zone | Remainder of System | 6 | Average Weekday | SCE | 1-in-10 | 2029 | 12 | 479.9831 | 498.1039 | 8.299 | 74.7391 | 0
| Zone | Remainder of System | 6 | Average Weekday | SCE | 1-in-10 | 2029 | 13 | 389.0275 | 414.1424 | 8.3043 | 77.286 | 0
| Zone | Remainder of System | 6 | Average Weekday | SCE | 1-in-10 | 2029 | 14 | 362.3322 | 383.5872 | 8.3295 | 79.241 | 0
| Zone | Remainder of System | 6 | Average Weekday | SCE | 1-in-10 | 2029 | 15 | 301.2895 | 321.0255 | 8.4388 | 80.4784 | 0
| Zone | Remainder of System | 6 | Average Weekday | SCE | 1-in-10 | 2029 | 16 | 264.4072 | 271.3993 | 8.5662 | 81.0262 | 0
| Zone | Remainder of System | 6 | Average Weekday | SCE | 1-in-10 | 2029 | 17 | 260.9695 | 268.5903 | 9.4161 | 80.9375 | 0
| Zone | Remainder of System | 6 | Average Weekday | SCE | 1-in-10 | 2029 | 18 | 226.3475 | 244.3156 | 9.3132 | 80.0399 | 0
| Zone | Remainder of System | 6 | Average Weekday | SCE | 1-in-10 | 2029 | 19 | 218.1332 | 240.5117 | 10.2125 | 78.5607 | 0
| Zone | Remainder of System | 6 | Average Weekday | SCE | 1-in-10 | 2029 | 20 | 199.6307 | 213.265 | 8.4783 | 76.4905 | 0
| Zone | Remainder of System | 6 | Average Weekday | SCE | 1-in-10 | 2029 | 21 | 218.9924 | 238.9254 | 9.1018 | 73.5536 | 0
| Zone | Remainder of System | 6 | Average Weekday | SCE | 1-in-10 | 2029 | 22 | 386.6863 | 414.1191 | 8.3693 | 70.5065 | 0
| Zone | Remainder of System | 6 | Average Weekday | SCE | 1-in-10 | 2029 | 23 | 409.4333 | 441.6806 | 8.3559 | 68.5894 | 0
| Zone | Remainder of System | 6 | Average Weekday | SCE | 1-in-10 | 2029 | 24 | 377.8578 | 407.4893 | 8.3204 | 67.2621 | 0
| Zone | Remainder of System | 6 | Monthly System Peak Day | SCE | 1-in-10 | 2029 | 1 | 273.01 | 270.2909 | 9.9488 | 75.2497 | 0
| Zone | Remainder of System | 6 | Monthly System Peak Day | SCE | 1-in-10 | 2029 | 2 | 269.6262 | 257.5439 | 9.9675 | 73.6623 | 0
| Zone | Remainder of System | 6 | Monthly System Peak Day | SCE | 1-in-10 | 2029 | 3 | 419.7555 | 371.4885 | 9.9723 | 72.3676 | 0
| Zone | Remainder of System | 6 | Monthly System Peak Day | SCE | 1-in-10 | 2029 | 4 | 575.2483 | 478.2351 | 9.9728 | 71.3377 | 0
| Zone | Remainder of System | 6 | Monthly System Peak Day | SCE | 1-in-10 | 2029 | 5 | 530.659 | 450.3069 | 9.9675 | 70.2939 | 0
| Zone | Remainder of System | 6 | Monthly System Peak Day | SCE | 1-in-10 | 2029 | 6 | 536.2403 | 469.6636 | 9.9609 | 69.2464 | 0
| Zone | Remainder of System | 6 | Monthly System Peak Day | SCE | 1-in-10 | 2029 | 7 | 545.6985 | 458.5258 | 9.9658 | 68.5603 | 0
| Zone | Remainder of System | 6 | Monthly System Peak Day | SCE | 1-in-10 | 2029 | 8 | 537.3326 | 474.6236 | 9.8992 | 69.4842 | 0
| Zone | Remainder of System | 6 | Monthly System Peak Day | SCE | 1-in-10 | 2029 | 9 | 539.2317 | 520.519 | 9.8814 | 73.2547 | 0
| Zone | Remainder of System | 6 | Monthly System Peak Day | SCE | 1-in-10 | 2029 | 10 | 524.3593 | 494.7992 | 9.9244 | 79.1301 | 0
| Zone | Remainder of System | 6 | Monthly System Peak Day | SCE | 1-in-10 | 2029 | 11 | 486.9497 | 456.7858 | 9.8962 | 84.158 | 0
| Zone | Remainder of System | 6 | Monthly System Peak Day | SCE | 1-in-10 | 2029 | 12 | 479.9831 | 453.47 | 9.8673 | 88.4332 | 0
| Zone | Remainder of System | 6 | Monthly System Peak Day | SCE | 1-in-10 | 2029 | 13 | 389.0275 | 382.8469 | 9.8629 | 90.1858 | 0
| Zone | Remainder of System | 6 | Monthly System Peak Day | SCE | 1-in-10 | 2029 | 14 | 362.3322 | 361.6313 | 9.8853 | 91.7815 | 0
| Zone | Remainder of System | 6 | Monthly System Peak Day | SCE | 1-in-10 | 2029 | 15 | 301.2895 | 306.8003 | 9.9703 | 92.7276 | 0
| Zone | Remainder of System | 6 | Monthly System Peak Day | SCE | 1-in-10 | 2029 | 16 | 264.4072 | 258.3804 | 10.0421 | 93.7033 | 0
| Zone | Remainder of System | 6 | Monthly System Peak Day | SCE | 1-in-10 | 2029 | 17 | 260.9695 | 265.7888 | 11.0373 | 94.2451 | 0
| Zone | Remainder of System | 6 | Monthly System Peak Day | SCE | 1-in-10 | 2029 | 18 | 226.3475 | 258.5799 | 11.0731 | 94.087 | 0
| Zone | Remainder of System | 6 | Monthly System Peak Day | SCE | 1-in-10 | 2029 | 19 | 218.1332 | 201.194 | 10.6278 | 92.3042 | 0
| Zone | Remainder of System | 6 | Monthly System Peak Day | SCE | 1-in-10 | 2029 | 20 | 199.6307 | 178.1624 | 9.9865 | 88.685 | 0
| Zone | Remainder of System | 6 | Monthly System Peak Day | SCE | 1-in-10 | 2029 | 21 | 218.9924 | 200.7993 | 11.732 | 83.638 | 0
| Zone | Remainder of System | 6 | Monthly System Peak Day | SCE | 1-in-10 | 2029 | 22 | 386.6863 | 356.6171 | 10.106 | 78.8774 | 0
| Zone | Remainder of System | 6 | Monthly System Peak Day | SCE | 1-in-10 | 2029 | 23 | 409.4333 | 371.1365 | 9.942 | 75.1697 | 0
| Zone | Remainder of System | 6 | Monthly System Peak Day | SCE | 1-in-10 | 2029 | 24 | 377.8578 | 359.6853 | 9.9226 | 73.0779 | 0
| Zone | Remainder of System | 7 | Average Weekday | SCE | 1-in-10 | 2029 | 1 | 265.3569 | 282.4683 | 8.8851 | 71.9581 | 0
| Zone | Remainder of System | 7 | Average Weekday | SCE | 1-in-10 | 2029 | 2 | 263.5461 | 275.0215 | 8.8965 | 71.2274 | 0
| Zone | Remainder of System | 7 | Average Weekday | SCE | 1-in-10 | 2029 | 3 | 405.7632 | 426.3044 | 8.8985 | 70.5958 | 0
| Zone | Remainder of System | 7 | Average Weekday | SCE | 1-in-10 | 2029 | 4 | 559.6664 | 581.2125 | 8.9009 | 70.0707 | 0
| Zone | Remainder of System | 7 | Average Weekday | SCE | 1-in-10 | 2029 | 5 | 515.2177 | 540.7384 | 8.899 | 69.613 | 0
| Zone | Remainder of System | 7 | Average Weekday | SCE | 1-in-10 | 2029 | 6 | 515.7363 | 543.3302 | 8.8974 | 69.2234 | 0
| Zone | Remainder of System | 7 | Average Weekday | SCE | 1-in-10 | 2029 | 7 | 524.3515 | 523.2358 | 8.8798 | 69.0054 | 0
| Zone | Remainder of System | 7 | Average Weekday | SCE | 1-in-10 | 2029 | 8 | 514.9116 | 530.449 | 8.8239 | 69.4109 | 0
| Zone | Remainder of System | 7 | Average Weekday | SCE | 1-in-10 | 2029 | 9 | 504.1238 | 532.2446 | 8.8113 | 71.6124 | 0
| Zone | Remainder of System | 7 | Average Weekday | SCE | 1-in-10 | 2029 | 10 | 489.6982 | 505.8788 | 8.8516 | 74.5635 | 0
| Zone | Remainder of System | 7 | Average Weekday | SCE | 1-in-10 | 2029 | 11 | 459.0851 | 474.3387 | 8.8362 | 77.9936 | 0
| Zone | Remainder of System | 7 | Average Weekday | SCE | 1-in-10 | 2029 | 12 | 452.6219 | 472.7498 | 8.8225 | 81.273 | 0
| Zone | Remainder of System | 7 | Average Weekday | SCE | 1-in-10 | 2029 | 13 | 362.6072 | 387.3626 | 8.8163 | 83.8927 | 0
| Zone | Remainder of System | 7 | Average Weekday | SCE | 1-in-10 | 2029 | 14 | 335.8965 | 357.4812 | 8.8397 | 85.8828 | 0
| Zone | Remainder of System | 7 | Average Weekday | SCE | 1-in-10 | 2029 | 15 | 283.7304 | 303.6743 | 8.8932 | 87.0524 | 0
| Zone | Remainder of System | 7 | Average Weekday | SCE | 1-in-10 | 2029 | 16 | 245.5995 | 252.3204 | 8.9324 | 87.6036 | 0
| Zone | Remainder of System | 7 | Average Weekday | SCE | 1-in-10 | 2029 | 17 | 247.2557 | 255.8854 | 9.8688 | 87.406 | 0
| Zone | Remainder of System | 7 | Average Weekday | SCE | 1-in-10 | 2029 | 18 | 217.9246 | 236.0459 | 9.7798 | 86.5106 | 0
| Zone | Remainder of System | 7 | Average Weekday | SCE | 1-in-10 | 2029 | 19 | 214.0301 | 236.6708 | 9.5439 | 84.947 | 0
| Zone | Remainder of System | 7 | Average Weekday | SCE | 1-in-10 | 2029 | 20 | 202.4829 | 216.1185 | 9.1848 | 82.535 | 0
| Zone | Remainder of System | 7 | Average Weekday | SCE | 1-in-10 | 2029 | 21 | 220.2253 | 240.2268 | 9.2831 | 79.3713 | 0
| Zone | Remainder of System | 7 | Average Weekday | SCE | 1-in-10 | 2029 | 22 | 385.393 | 412.3375 | 8.889 | 76.2956 | 0
| Zone | Remainder of System | 7 | Average Weekday | SCE | 1-in-10 | 2029 | 23 | 402.2328 | 433.4425 | 8.8978 | 74.5072 | 0
| Zone | Remainder of System | 7 | Average Weekday | SCE | 1-in-10 | 2029 | 24 | 362.2094 | 390.5187 | 8.8659 | 73.3159 | 0
| Zone | Remainder of System | 7 | Monthly System Peak Day | SCE | 1-in-10 | 2029 | 1 | 265.3569 | 261.9597 | 8.9554 | 76.6508 | 0
| Zone | Remainder of System | 7 | Monthly System Peak Day | SCE | 1-in-10 | 2029 | 2 | 263.5461 | 245.4803 | 8.9691 | 74.5577 | 0
| Zone | Remainder of System | 7 | Monthly System Peak Day | SCE | 1-in-10 | 2029 | 3 | 405.7632 | 350.8741 | 8.9726 | 72.8235 | 0
| Zone | Remainder of System | 7 | Monthly System Peak Day | SCE | 1-in-10 | 2029 | 4 | 559.6664 | 461.5276 | 8.9715 | 71.76 | 0
| Zone | Remainder of System | 7 | Monthly System Peak Day | SCE | 1-in-10 | 2029 | 5 | 515.2177 | 430.8939 | 8.9698 | 70.7758 | 0
| Zone | Remainder of System | 7 | Monthly System Peak Day | SCE | 1-in-10 | 2029 | 6 | 515.7363 | 454.4117 | 8.9681 | 69.8783 | 0
| Zone | Remainder of System | 7 | Monthly System Peak Day | SCE | 1-in-10 | 2029 | 7 | 524.3515 | 444.5659 | 8.9756 | 69.1827 | 0
| Zone | Remainder of System | 7 | Monthly System Peak Day | SCE | 1-in-10 | 2029 | 8 | 514.9116 | 459.4265 | 8.9066 | 70.1442 | 0
| Zone | Remainder of System | 7 | Monthly System Peak Day | SCE | 1-in-10 | 2029 | 9 | 504.1238 | 486.007 | 8.8877 | 73.6845 | 0
| Zone | Remainder of System | 7 | Monthly System Peak Day | SCE | 1-in-10 | 2029 | 10 | 489.6982 | 458.3981 | 8.9292 | 79.1197 | 0
| Zone | Remainder of System | 7 | Monthly System Peak Day | SCE | 1-in-10 | 2029 | 11 | 459.0851 | 428.2416 | 8.8971 | 85.4833 | 0
| Zone | Remainder of System | 7 | Monthly System Peak Day | SCE | 1-in-10 | 2029 | 12 | 452.6219 | 426.727 | 8.8679 | 90.3667 | 0
| Zone | Remainder of System | 7 | Monthly System Peak Day | SCE | 1-in-10 | 2029 | 13 | 362.6072 | 358.9187 | 8.8581 | 94.5 | 0
| Zone | Remainder of System | 7 | Monthly System Peak Day | SCE | 1-in-10 | 2029 | 14 | 335.8965 | 336.2401 | 8.8879 | 97.9379 | 0
| Zone | Remainder of System | 7 | Monthly System Peak Day | SCE | 1-in-10 | 2029 | 15 | 283.7304 | 290.9455 | 8.9735 | 100.6849 | 0
| Zone | Remainder of System | 7 | Monthly System Peak Day | SCE | 1-in-10 | 2029 | 16 | 245.5995 | 240.2228 | 9.027 | 101.5894 | 0
| Zone | Remainder of System | 7 | Monthly System Peak Day | SCE | 1-in-10 | 2029 | 17 | 247.2557 | 252.9738 | 9.9295 | 101.5455 | 0
| Zone | Remainder of System | 7 | Monthly System Peak Day | SCE | 1-in-10 | 2029 | 18 | 217.9246 | 249.4973 | 9.9576 | 100.5 | 0
| Zone | Remainder of System | 7 | Monthly System Peak Day | SCE | 1-in-10 | 2029 | 19 | 214.0301 | 199.4349 | 9.118 | 99.1227 | 0
| Zone | Remainder of System | 7 | Monthly System Peak Day | SCE | 1-in-10 | 2029 | 20 | 202.4829 | 176.824 | 8.9559 | 97.0364 | 0
| Zone | Remainder of System | 7 | Monthly System Peak Day | SCE | 1-in-10 | 2029 | 21 | 220.2253 | 201.7514 | 10.5013 | 94.1515 | 0
| Zone | Remainder of System | 7 | Monthly System Peak Day | SCE | 1-in-10 | 2029 | 22 | 385.393 | 355.2478 | 9.089 | 90.04 | 0
| Zone | Remainder of System | 7 | Monthly System Peak Day | SCE | 1-in-10 | 2029 | 23 | 402.2328 | 364.0454 | 8.9345 | 86.8336 | 0
| Zone | Remainder of System | 7 | Monthly System Peak Day | SCE | 1-in-10 | 2029 | 24 | 362.2094 | 342.613 | 8.9269 | 84.7888 | 0
| Zone | Remainder of System | 8 | Average Weekday | SCE | 1-in-10 | 2029 | 1 | 274.4926 | 296.1721 | 8.4505 | 72.37 | 0
| Zone | Remainder of System | 8 | Average Weekday | SCE | 1-in-10 | 2029 | 2 | 274.6425 | 291.0627 | 8.4642 | 71.61 | 0
| Zone | Remainder of System | 8 | Average Weekday | SCE | 1-in-10 | 2029 | 3 | 414.2166 | 434.0903 | 8.4667 | 70.9118 | 0
| Zone | Remainder of System | 8 | Average Weekday | SCE | 1-in-10 | 2029 | 4 | 571.0749 | 594.7527 | 8.4693 | 70.2563 | 0
| Zone | Remainder of System | 8 | Average Weekday | SCE | 1-in-10 | 2029 | 5 | 522.9732 | 554.989 | 8.4668 | 69.6981 | 0
| Zone | Remainder of System | 8 | Average Weekday | SCE | 1-in-10 | 2029 | 6 | 527.8133 | 562.5844 | 8.4646 | 69.2074 | 0
| Zone | Remainder of System | 8 | Average Weekday | SCE | 1-in-10 | 2029 | 7 | 537.5943 | 537.7811 | 8.4458 | 68.8104 | 0
| Zone | Remainder of System | 8 | Average Weekday | SCE | 1-in-10 | 2029 | 8 | 528.1734 | 546.8186 | 8.3794 | 68.7422 | 0
| Zone | Remainder of System | 8 | Average Weekday | SCE | 1-in-10 | 2029 | 9 | 511.6069 | 538.4583 | 8.3624 | 70.4402 | 0
| Zone | Remainder of System | 8 | Average Weekday | SCE | 1-in-10 | 2029 | 10 | 499.6987 | 516.3317 | 8.4116 | 73.6806 | 0
| Zone | Remainder of System | 8 | Average Weekday | SCE | 1-in-10 | 2029 | 11 | 463.6456 | 479.2952 | 8.3904 | 77.4085 | 0
| Zone | Remainder of System | 8 | Average Weekday | SCE | 1-in-10 | 2029 | 12 | 453.722 | 474.3223 | 8.37 | 81.036 | 0
| Zone | Remainder of System | 8 | Average Weekday | SCE | 1-in-10 | 2029 | 13 | 373.2551 | 399.3179 | 8.3608 | 83.7838 | 0
| Zone | Remainder of System | 8 | Average Weekday | SCE | 1-in-10 | 2029 | 14 | 343.4578 | 365.3174 | 8.3922 | 85.8153 | 0
| Zone | Remainder of System | 8 | Average Weekday | SCE | 1-in-10 | 2029 | 15 | 291.7088 | 311.8893 | 8.46 | 87.091 | 0
| Zone | Remainder of System | 8 | Average Weekday | SCE | 1-in-10 | 2029 | 16 | 251.6696 | 258.6635 | 8.5076 | 87.363 | 0
| Zone | Remainder of System | 8 | Average Weekday | SCE | 1-in-10 | 2029 | 17 | 255.5363 | 261.7761 | 9.5854 | 87.0549 | 0
| Zone | Remainder of System | 8 | Average Weekday | SCE | 1-in-10 | 2029 | 18 | 224.0208 | 241.6457 | 9.4882 | 86.0276 | 0
| Zone | Remainder of System | 8 | Average Weekday | SCE | 1-in-10 | 2029 | 19 | 218.7521 | 240.8229 | 9.0087 | 84.3658 | 0
| Zone | Remainder of System | 8 | Average Weekday | SCE | 1-in-10 | 2029 | 20 | 215.3271 | 228.5644 | 8.6771 | 81.8452 | 0
| Zone | Remainder of System | 8 | Average Weekday | SCE | 1-in-10 | 2029 | 21 | 229.9924 | 250.0034 | 8.9247 | 78.4693 | 0
| Zone | Remainder of System | 8 | Average Weekday | SCE | 1-in-10 | 2029 | 22 | 388.3374 | 416.51 | 8.4606 | 75.852 | 0
| Zone | Remainder of System | 8 | Average Weekday | SCE | 1-in-10 | 2029 | 23 | 406.1706 | 439.8552 | 8.4613 | 74.3631 | 0
| Zone | Remainder of System | 8 | Average Weekday | SCE | 1-in-10 | 2029 | 24 | 367.4313 | 398.9283 | 8.427 | 73.2805 | 0
| Zone | Remainder of System | 8 | Monthly System Peak Day | SCE | 1-in-10 | 2029 | 1 | 274.4926 | 269.6347 | 7.507 | 77.5297 | 0
| Zone | Remainder of System | 8 | Monthly System Peak Day | SCE | 1-in-10 | 2029 | 2 | 274.6425 | 259.2089 | 7.5261 | 76.3174 | 0
| Zone | Remainder of System | 8 | Monthly System Peak Day | SCE | 1-in-10 | 2029 | 3 | 414.2166 | 367.3393 | 7.5312 | 75.3311 | 0
| Zone | Remainder of System | 8 | Monthly System Peak Day | SCE | 1-in-10 | 2029 | 4 | 571.0749 | 477.813 | 7.5303 | 74.0045 | 0
| Zone | Remainder of System | 8 | Monthly System Peak Day | SCE | 1-in-10 | 2029 | 5 | 522.9732 | 449.1569 | 7.5276 | 73.0998 | 0
| Zone | Remainder of System | 8 | Monthly System Peak Day | SCE | 1-in-10 | 2029 | 6 | 527.8133 | 463.9653 | 7.5251 | 72.373 | 0
| Zone | Remainder of System | 8 | Monthly System Peak Day | SCE | 1-in-10 | 2029 | 7 | 537.5943 | 450.3525 | 7.528 | 71.488 | 0
| Zone | Remainder of System | 8 | Monthly System Peak Day | SCE | 1-in-10 | 2029 | 8 | 528.1734 | 468.9328 | 7.438 | 71.1909 | 0
| Zone | Remainder of System | 8 | Monthly System Peak Day | SCE | 1-in-10 | 2029 | 9 | 511.6069 | 493.6885 | 7.4058 | 73.4649 | 0
| Zone | Remainder of System | 8 | Monthly System Peak Day | SCE | 1-in-10 | 2029 | 10 | 499.6987 | 469.5697 | 7.4615 | 78.3818 | 0
| Zone | Remainder of System | 8 | Monthly System Peak Day | SCE | 1-in-10 | 2029 | 11 | 463.6456 | 432.1445 | 7.4131 | 83.7945 | 0
| Zone | Remainder of System | 8 | Monthly System Peak Day | SCE | 1-in-10 | 2029 | 12 | 453.722 | 426.3275 | 7.3682 | 87.8152 | 0
| Zone | Remainder of System | 8 | Monthly System Peak Day | SCE | 1-in-10 | 2029 | 13 | 373.2551 | 370.7223 | 7.3494 | 89.7121 | 0
| Zone | Remainder of System | 8 | Monthly System Peak Day | SCE | 1-in-10 | 2029 | 14 | 343.4578 | 344.5227 | 7.4008 | 91.6227 | 0
| Zone | Remainder of System | 8 | Monthly System Peak Day | SCE | 1-in-10 | 2029 | 15 | 291.7088 | 299.3167 | 7.5221 | 93.2955 | 0
| Zone | Remainder of System | 8 | Monthly System Peak Day | SCE | 1-in-10 | 2029 | 16 | 251.6696 | 246.6692 | 7.5881 | 94.803 | 0
| Zone | Remainder of System | 8 | Monthly System Peak Day | SCE | 1-in-10 | 2029 | 17 | 255.5363 | 258.9672 | 8.6346 | 94.6455 | 0
| Zone | Remainder of System | 8 | Monthly System Peak Day | SCE | 1-in-10 | 2029 | 18 | 224.0208 | 256.5201 | 8.6695 | 94.1818 | 0
| Zone | Remainder of System | 8 | Monthly System Peak Day | SCE | 1-in-10 | 2029 | 19 | 218.7521 | 202.98 | 7.2363 | 92.9409 | 0
| Zone | Remainder of System | 8 | Monthly System Peak Day | SCE | 1-in-10 | 2029 | 20 | 215.3271 | 187.5909 | 7.1147 | 89.9697 | 0
| Zone | Remainder of System | 8 | Monthly System Peak Day | SCE | 1-in-10 | 2029 | 21 | 229.9924 | 209.2294 | 9.3035 | 86.6023 | 0
| Zone | Remainder of System | 8 | Monthly System Peak Day | SCE | 1-in-10 | 2029 | 22 | 388.3374 | 360.9795 | 7.6828 | 83.613 | 0
| Zone | Remainder of System | 8 | Monthly System Peak Day | SCE | 1-in-10 | 2029 | 23 | 406.1706 | 373.3525 | 7.4848 | 81.0338 | 0
| Zone | Remainder of System | 8 | Monthly System Peak Day | SCE | 1-in-10 | 2029 | 24 | 367.4313 | 351.4688 | 7.47 | 79.6071 | 0
| Zone | Remainder of System | 8 | Typical Event Day | SCE | 1-in-10 | 2029 | 1 | 274.4926 | 269.6347 | 7.507 | 76.5293 | 0
| Zone | Remainder of System | 8 | Typical Event Day | SCE | 1-in-10 | 2029 | 2 | 274.6425 | 259.2089 | 7.5261 | 75.0309 | 0
| Zone | Remainder of System | 8 | Typical Event Day | SCE | 1-in-10 | 2029 | 3 | 414.2166 | 367.3393 | 7.5312 | 73.7385 | 0
| Zone | Remainder of System | 8 | Typical Event Day | SCE | 1-in-10 | 2029 | 4 | 571.0749 | 477.813 | 7.5303 | 72.7591 | 0
| Zone | Remainder of System | 8 | Typical Event Day | SCE | 1-in-10 | 2029 | 5 | 522.9732 | 449.1569 | 7.5276 | 71.9433 | 0
| Zone | Remainder of System | 8 | Typical Event Day | SCE | 1-in-10 | 2029 | 6 | 527.8133 | 463.9653 | 7.5251 | 71.1438 | 0
| Zone | Remainder of System | 8 | Typical Event Day | SCE | 1-in-10 | 2029 | 7 | 537.5943 | 450.3525 | 7.528 | 70.5021 | 0
| Zone | Remainder of System | 8 | Typical Event Day | SCE | 1-in-10 | 2029 | 8 | 528.1734 | 468.9328 | 7.438 | 70.8808 | 0
| Zone | Remainder of System | 8 | Typical Event Day | SCE | 1-in-10 | 2029 | 9 | 511.6069 | 493.6885 | 7.4058 | 73.7308 | 0
| Zone | Remainder of System | 8 | Typical Event Day | SCE | 1-in-10 | 2029 | 10 | 499.6987 | 469.5697 | 7.4615 | 78.7837 | 0
| Zone | Remainder of System | 8 | Typical Event Day | SCE | 1-in-10 | 2029 | 11 | 463.6456 | 432.1445 | 7.4131 | 84.2613 | 0
| Zone | Remainder of System | 8 | Typical Event Day | SCE | 1-in-10 | 2029 | 12 | 453.722 | 426.3275 | 7.3682 | 88.75 | 0
| Zone | Remainder of System | 8 | Typical Event Day | SCE | 1-in-10 | 2029 | 13 | 373.2551 | 370.7223 | 7.3494 | 91.662 | 0
| Zone | Remainder of System | 8 | Typical Event Day | SCE | 1-in-10 | 2029 | 14 | 343.4578 | 344.5227 | 7.4008 | 94.0526 | 0
| Zone | Remainder of System | 8 | Typical Event Day | SCE | 1-in-10 | 2029 | 15 | 291.7088 | 299.3167 | 7.5221 | 95.7853 | 0
| Zone | Remainder of System | 8 | Typical Event Day | SCE | 1-in-10 | 2029 | 16 | 251.6696 | 246.6692 | 7.5881 | 96.7804 | 0
| Zone | Remainder of System | 8 | Typical Event Day | SCE | 1-in-10 | 2029 | 17 | 255.5363 | 258.9672 | 8.6346 | 96.8969 | 0
| Zone | Remainder of System | 8 | Typical Event Day | SCE | 1-in-10 | 2029 | 18 | 224.0208 | 256.5201 | 8.6695 | 96.1604 | 0
| Zone | Remainder of System | 8 | Typical Event Day | SCE | 1-in-10 | 2029 | 19 | 218.7521 | 202.98 | 7.2363 | 94.3988 | 0
| Zone | Remainder of System | 8 | Typical Event Day | SCE | 1-in-10 | 2029 | 20 | 215.3271 | 187.5909 | 7.1147 | 91.4902 | 0
| Zone | Remainder of System | 8 | Typical Event Day | SCE | 1-in-10 | 2029 | 21 | 229.9924 | 209.2294 | 9.3035 | 87.8616 | 0
| Zone | Remainder of System | 8 | Typical Event Day | SCE | 1-in-10 | 2029 | 22 | 388.3374 | 360.9795 | 7.6828 | 84.458 | 0
| Zone | Remainder of System | 8 | Typical Event Day | SCE | 1-in-10 | 2029 | 23 | 406.1706 | 373.3525 | 7.4848 | 81.7631 | 0
| Zone | Remainder of System | 8 | Typical Event Day | SCE | 1-in-10 | 2029 | 24 | 367.4313 | 351.4688 | 7.47 | 80.0673 | 0
| Zone | Remainder of System | 9 | Average Weekday | SCE | 1-in-10 | 2029 | 1 | 270.3223 | 279.7277 | 9.1545 | 71.0646 | 0
| Zone | Remainder of System | 9 | Average Weekday | SCE | 1-in-10 | 2029 | 2 | 277.6694 | 279.376 | 9.1718 | 70.1203 | 0
| Zone | Remainder of System | 9 | Average Weekday | SCE | 1-in-10 | 2029 | 3 | 440.8407 | 435.8003 | 9.1742 | 69.2506 | 0
| Zone | Remainder of System | 9 | Average Weekday | SCE | 1-in-10 | 2029 | 4 | 601.2399 | 598.0995 | 9.1768 | 68.4826 | 0
| Zone | Remainder of System | 9 | Average Weekday | SCE | 1-in-10 | 2029 | 5 | 537.1584 | 536.0782 | 9.1715 | 67.8093 | 0
| Zone | Remainder of System | 9 | Average Weekday | SCE | 1-in-10 | 2029 | 6 | 525.6219 | 533.8737 | 9.1628 | 67.2573 | 0
| Zone | Remainder of System | 9 | Average Weekday | SCE | 1-in-10 | 2029 | 7 | 554.3285 | 541.7751 | 9.1351 | 66.785 | 0
| Zone | Remainder of System | 9 | Average Weekday | SCE | 1-in-10 | 2029 | 8 | 527.8432 | 524.9081 | 9.0877 | 66.4866 | 0
| Zone | Remainder of System | 9 | Average Weekday | SCE | 1-in-10 | 2029 | 9 | 484.338 | 506.4237 | 9.0756 | 67.9182 | 0
| Zone | Remainder of System | 9 | Average Weekday | SCE | 1-in-10 | 2029 | 10 | 478.722 | 490.8393 | 9.1273 | 71.1915 | 0
| Zone | Remainder of System | 9 | Average Weekday | SCE | 1-in-10 | 2029 | 11 | 447.7829 | 460.0334 | 9.1056 | 74.8699 | 0
| Zone | Remainder of System | 9 | Average Weekday | SCE | 1-in-10 | 2029 | 12 | 440.3222 | 452.9371 | 9.082 | 78.4748 | 0
| Zone | Remainder of System | 9 | Average Weekday | SCE | 1-in-10 | 2029 | 13 | 371.5721 | 385.421 | 9.0696 | 81.3392 | 0
| Zone | Remainder of System | 9 | Average Weekday | SCE | 1-in-10 | 2029 | 14 | 333.5458 | 347.4525 | 9.0967 | 83.4193 | 0
| Zone | Remainder of System | 9 | Average Weekday | SCE | 1-in-10 | 2029 | 15 | 283.5321 | 298.5458 | 9.149 | 84.7282 | 0
| Zone | Remainder of System | 9 | Average Weekday | SCE | 1-in-10 | 2029 | 16 | 253.0917 | 255.6802 | 9.1943 | 85.0989 | 0
| Zone | Remainder of System | 9 | Average Weekday | SCE | 1-in-10 | 2029 | 17 | 258.7392 | 264.7415 | 10.1877 | 84.9067 | 0
| Zone | Remainder of System | 9 | Average Weekday | SCE | 1-in-10 | 2029 | 18 | 229.2491 | 246.5517 | 10.0699 | 83.9833 | 0
| Zone | Remainder of System | 9 | Average Weekday | SCE | 1-in-10 | 2029 | 19 | 229.7742 | 249.8764 | 10.0835 | 82.1152 | 0
| Zone | Remainder of System | 9 | Average Weekday | SCE | 1-in-10 | 2029 | 20 | 226.6804 | 238.2864 | 9.1819 | 79.1843 | 0
| Zone | Remainder of System | 9 | Average Weekday | SCE | 1-in-10 | 2029 | 21 | 235.8932 | 253.2418 | 9.4072 | 76.077 | 0
| Zone | Remainder of System | 9 | Average Weekday | SCE | 1-in-10 | 2029 | 22 | 394.0898 | 417.1134 | 9.1084 | 74.194 | 0
| Zone | Remainder of System | 9 | Average Weekday | SCE | 1-in-10 | 2029 | 23 | 407.7021 | 430.2598 | 9.1445 | 72.8204 | 0
| Zone | Remainder of System | 9 | Average Weekday | SCE | 1-in-10 | 2029 | 24 | 363.6053 | 382.491 | 9.1274 | 71.6765 | 0
| Zone | Remainder of System | 9 | Monthly System Peak Day | SCE | 1-in-10 | 2029 | 1 | 270.3223 | 258.9132 | 9.2154 | 76.687 | 0
| Zone | Remainder of System | 9 | Monthly System Peak Day | SCE | 1-in-10 | 2029 | 2 | 277.6694 | 252.8882 | 9.2347 | 75.5862 | 0
| Zone | Remainder of System | 9 | Monthly System Peak Day | SCE | 1-in-10 | 2029 | 3 | 440.8407 | 371.7613 | 9.239 | 74.4318 | 0
| Zone | Remainder of System | 9 | Monthly System Peak Day | SCE | 1-in-10 | 2029 | 4 | 601.2399 | 471.0972 | 9.2376 | 73.9341 | 0
| Zone | Remainder of System | 9 | Monthly System Peak Day | SCE | 1-in-10 | 2029 | 5 | 537.1584 | 419.8052 | 9.2329 | 73.6038 | 0
| Zone | Remainder of System | 9 | Monthly System Peak Day | SCE | 1-in-10 | 2029 | 6 | 525.6219 | 421.1331 | 9.2244 | 73.0773 | 0
| Zone | Remainder of System | 9 | Monthly System Peak Day | SCE | 1-in-10 | 2029 | 7 | 554.3285 | 440.394 | 9.2244 | 72.7773 | 0
| Zone | Remainder of System | 9 | Monthly System Peak Day | SCE | 1-in-10 | 2029 | 8 | 527.8432 | 431.7921 | 9.1629 | 72.7038 | 0
| Zone | Remainder of System | 9 | Monthly System Peak Day | SCE | 1-in-10 | 2029 | 9 | 484.338 | 459.3069 | 9.1437 | 74.5191 | 0
| Zone | Remainder of System | 9 | Monthly System Peak Day | SCE | 1-in-10 | 2029 | 10 | 478.722 | 439.8693 | 9.1946 | 78.503 | 0
| Zone | Remainder of System | 9 | Monthly System Peak Day | SCE | 1-in-10 | 2029 | 11 | 447.7829 | 409.4489 | 9.1554 | 83.6091 | 0
| Zone | Remainder of System | 9 | Monthly System Peak Day | SCE | 1-in-10 | 2029 | 12 | 440.3222 | 405.9505 | 9.1167 | 88.3848 | 0
| Zone | Remainder of System | 9 | Monthly System Peak Day | SCE | 1-in-10 | 2029 | 13 | 371.5721 | 349.26 | 9.1008 | 92.25 | 0
| Zone | Remainder of System | 9 | Monthly System Peak Day | SCE | 1-in-10 | 2029 | 14 | 333.5458 | 320.753 | 9.1348 | 94.8682 | 0
| Zone | Remainder of System | 9 | Monthly System Peak Day | SCE | 1-in-10 | 2029 | 15 | 283.5321 | 281.8912 | 9.222 | 96.4333 | 0
| Zone | Remainder of System | 9 | Monthly System Peak Day | SCE | 1-in-10 | 2029 | 16 | 253.0917 | 240.5667 | 9.2802 | 97.0258 | 0
| Zone | Remainder of System | 9 | Monthly System Peak Day | SCE | 1-in-10 | 2029 | 17 | 258.7392 | 262.2141 | 10.2047 | 97.1515 | 0
| Zone | Remainder of System | 9 | Monthly System Peak Day | SCE | 1-in-10 | 2029 | 18 | 229.2491 | 258.9471 | 10.1913 | 95.8727 | 0
| Zone | Remainder of System | 9 | Monthly System Peak Day | SCE | 1-in-10 | 2029 | 19 | 229.7742 | 210.2243 | 9.6416 | 93.2273 | 0
| Zone | Remainder of System | 9 | Monthly System Peak Day | SCE | 1-in-10 | 2029 | 20 | 226.6804 | 197.7749 | 8.9703 | 90.2697 | 0
| Zone | Remainder of System | 9 | Monthly System Peak Day | SCE | 1-in-10 | 2029 | 21 | 235.8932 | 216.3607 | 10.4129 | 87.0545 | 0
| Zone | Remainder of System | 9 | Monthly System Peak Day | SCE | 1-in-10 | 2029 | 22 | 394.0898 | 354.8538 | 9.321 | 85.3015 | 0
| Zone | Remainder of System | 9 | Monthly System Peak Day | SCE | 1-in-10 | 2029 | 23 | 407.7021 | 354.9203 | 9.172 | 84.0152 | 0
| Zone | Remainder of System | 9 | Monthly System Peak Day | SCE | 1-in-10 | 2029 | 24 | 363.6053 | 331.1941 | 9.1791 | 82.7955 | 0
| Zone | Remainder of System | 10 | Average Weekday | SCE | 1-in-10 | 2029 | 1 | 287.4886 | 298.0702 | 8.5684 | 66.821 | 0
| Zone | Remainder of System | 10 | Average Weekday | SCE | 1-in-10 | 2029 | 2 | 281.2477 | 287.8479 | 8.4577 | 65.8764 | 0
| Zone | Remainder of System | 10 | Average Weekday | SCE | 1-in-10 | 2029 | 3 | 433.5424 | 442.9621 | 8.4425 | 65.1487 | 0
| Zone | Remainder of System | 10 | Average Weekday | SCE | 1-in-10 | 2029 | 4 | 598.9283 | 613.671 | 8.405 | 64.4441 | 0
| Zone | Remainder of System | 10 | Average Weekday | SCE | 1-in-10 | 2029 | 5 | 584.9455 | 598.7762 | 8.4014 | 63.7957 | 0
| Zone | Remainder of System | 10 | Average Weekday | SCE | 1-in-10 | 2029 | 6 | 581.9935 | 597.0878 | 8.351 | 63.2505 | 0
| Zone | Remainder of System | 10 | Average Weekday | SCE | 1-in-10 | 2029 | 7 | 581.9979 | 581.5221 | 8.3367 | 62.7507 | 0
| Zone | Remainder of System | 10 | Average Weekday | SCE | 1-in-10 | 2029 | 8 | 570.0421 | 574.3316 | 8.6405 | 62.4032 | 0
| Zone | Remainder of System | 10 | Average Weekday | SCE | 1-in-10 | 2029 | 9 | 543.801 | 581.9772 | 9.068 | 62.8006 | 0
| Zone | Remainder of System | 10 | Average Weekday | SCE | 1-in-10 | 2029 | 10 | 525.3577 | 542.9564 | 8.7873 | 65.6724 | 0
| Zone | Remainder of System | 10 | Average Weekday | SCE | 1-in-10 | 2029 | 11 | 508.496 | 521.4899 | 9.0085 | 69.5905 | 0
| Zone | Remainder of System | 10 | Average Weekday | SCE | 1-in-10 | 2029 | 12 | 497.2222 | 509.2876 | 9.2536 | 73.4477 | 0
| Zone | Remainder of System | 10 | Average Weekday | SCE | 1-in-10 | 2029 | 13 | 399.6116 | 409.9933 | 9.4489 | 76.5732 | 0
| Zone | Remainder of System | 10 | Average Weekday | SCE | 1-in-10 | 2029 | 14 | 350.3389 | 357.549 | 9.3118 | 78.6528 | 0
| Zone | Remainder of System | 10 | Average Weekday | SCE | 1-in-10 | 2029 | 15 | 304.2017 | 310.9583 | 8.9178 | 79.9522 | 0
| Zone | Remainder of System | 10 | Average Weekday | SCE | 1-in-10 | 2029 | 16 | 273.514 | 276.2103 | 8.4146 | 80.5984 | 0
| Zone | Remainder of System | 10 | Average Weekday | SCE | 1-in-10 | 2029 | 17 | 270.7968 | 276.9865 | 8.2105 | 80.5533 | 0
| Zone | Remainder of System | 10 | Average Weekday | SCE | 1-in-10 | 2029 | 18 | 252.191 | 258.8835 | 8.268 | 79.6615 | 0
| Zone | Remainder of System | 10 | Average Weekday | SCE | 1-in-10 | 2029 | 19 | 266.9831 | 273.5996 | 8.6955 | 77.699 | 0
| Zone | Remainder of System | 10 | Average Weekday | SCE | 1-in-10 | 2029 | 20 | 258.5403 | 262.0005 | 8.4002 | 74.602 | 0
| Zone | Remainder of System | 10 | Average Weekday | SCE | 1-in-10 | 2029 | 21 | 246.3792 | 252.0281 | 8.1 | 72.2635 | 0
| Zone | Remainder of System | 10 | Average Weekday | SCE | 1-in-10 | 2029 | 22 | 431.1266 | 448.9449 | 8.3328 | 70.5604 | 0
| Zone | Remainder of System | 10 | Average Weekday | SCE | 1-in-10 | 2029 | 23 | 411.6711 | 432.2367 | 8.4864 | 69.1121 | 0
| Zone | Remainder of System | 10 | Average Weekday | SCE | 1-in-10 | 2029 | 24 | 341.7032 | 365.1145 | 8.6667 | 67.8831 | 0
| Zone | Remainder of System | 10 | Monthly System Peak Day | SCE | 1-in-10 | 2029 | 1 | 287.4886 | 307.8868 | 8.3972 | 76.0256 | 0
| Zone | Remainder of System | 10 | Monthly System Peak Day | SCE | 1-in-10 | 2029 | 2 | 281.2477 | 293.1628 | 8.3417 | 75.3478 | 0
| Zone | Remainder of System | 10 | Monthly System Peak Day | SCE | 1-in-10 | 2029 | 3 | 433.5424 | 447.9354 | 8.3353 | 75.072 | 0
| Zone | Remainder of System | 10 | Monthly System Peak Day | SCE | 1-in-10 | 2029 | 4 | 598.9283 | 615.3193 | 8.3223 | 74.5467 | 0
| Zone | Remainder of System | 10 | Monthly System Peak Day | SCE | 1-in-10 | 2029 | 5 | 584.9455 | 603.9265 | 8.3163 | 73.4519 | 0
| Zone | Remainder of System | 10 | Monthly System Peak Day | SCE | 1-in-10 | 2029 | 6 | 581.9935 | 595.7424 | 8.2937 | 73.5303 | 0
| Zone | Remainder of System | 10 | Monthly System Peak Day | SCE | 1-in-10 | 2029 | 7 | 581.9979 | 575.7481 | 8.2817 | 73.6352 | 0
| Zone | Remainder of System | 10 | Monthly System Peak Day | SCE | 1-in-10 | 2029 | 8 | 570.0421 | 574.6367 | 8.4387 | 73.808 | 0
| Zone | Remainder of System | 10 | Monthly System Peak Day | SCE | 1-in-10 | 2029 | 9 | 543.801 | 593.7125 | 8.7362 | 73.7278 | 0
| Zone | Remainder of System | 10 | Monthly System Peak Day | SCE | 1-in-10 | 2029 | 10 | 525.3577 | 549.8622 | 8.5233 | 77.7894 | 0
| Zone | Remainder of System | 10 | Monthly System Peak Day | SCE | 1-in-10 | 2029 | 11 | 508.496 | 530.4914 | 8.665 | 82.6678 | 0
| Zone | Remainder of System | 10 | Monthly System Peak Day | SCE | 1-in-10 | 2029 | 12 | 497.2222 | 522.6771 | 8.836 | 88.4141 | 0
| Zone | Remainder of System | 10 | Monthly System Peak Day | SCE | 1-in-10 | 2029 | 13 | 399.6116 | 409.2244 | 8.983 | 92.9031 | 0
| Zone | Remainder of System | 10 | Monthly System Peak Day | SCE | 1-in-10 | 2029 | 14 | 350.3389 | 356.2686 | 8.8875 | 95.1859 | 0
| Zone | Remainder of System | 10 | Monthly System Peak Day | SCE | 1-in-10 | 2029 | 15 | 304.2017 | 311.3044 | 8.5988 | 96.7359 | 0
| Zone | Remainder of System | 10 | Monthly System Peak Day | SCE | 1-in-10 | 2029 | 16 | 273.514 | 274.8653 | 8.2853 | 97.5891 | 0
| Zone | Remainder of System | 10 | Monthly System Peak Day | SCE | 1-in-10 | 2029 | 17 | 270.7968 | 276.946 | 8.1566 | 97.4922 | 0
| Zone | Remainder of System | 10 | Monthly System Peak Day | SCE | 1-in-10 | 2029 | 18 | 252.191 | 258.6712 | 8.1529 | 96.7734 | 0
| Zone | Remainder of System | 10 | Monthly System Peak Day | SCE | 1-in-10 | 2029 | 19 | 266.9831 | 272.6812 | 8.6546 | 94.4938 | 0
| Zone | Remainder of System | 10 | Monthly System Peak Day | SCE | 1-in-10 | 2029 | 20 | 258.5403 | 262.5785 | 8.3997 | 90.1375 | 0
| Zone | Remainder of System | 10 | Monthly System Peak Day | SCE | 1-in-10 | 2029 | 21 | 246.3792 | 254.6153 | 8.3412 | 86.2781 | 0
| Zone | Remainder of System | 10 | Monthly System Peak Day | SCE | 1-in-10 | 2029 | 22 | 431.1266 | 448.8962 | 8.2612 | 84.1844 | 0
| Zone | Remainder of System | 10 | Monthly System Peak Day | SCE | 1-in-10 | 2029 | 23 | 411.6711 | 435.5899 | 8.3497 | 82.1378 | 0
| Zone | Remainder of System | 10 | Monthly System Peak Day | SCE | 1-in-10 | 2029 | 24 | 341.7032 | 379.3645 | 8.4593 | 80.1997 | 0
| Zone | Remainder of System | 11 | Average Weekday | SCE | 1-in-10 | 2029 | 1 | 270.3867 | 277.0482 | 8.4505 | 56.059 | 0
| Zone | Remainder of System | 11 | Average Weekday | SCE | 1-in-10 | 2029 | 2 | 269.2663 | 275.5641 | 8.4691 | 55.0971 | 0
| Zone | Remainder of System | 11 | Average Weekday | SCE | 1-in-10 | 2029 | 3 | 416.1692 | 426.7738 | 8.4441 | 54.1595 | 0
| Zone | Remainder of System | 11 | Average Weekday | SCE | 1-in-10 | 2029 | 4 | 592.3547 | 609.789 | 8.4557 | 53.2044 | 0
| Zone | Remainder of System | 11 | Average Weekday | SCE | 1-in-10 | 2029 | 5 | 558.017 | 583.7545 | 8.4291 | 52.3654 | 0
| Zone | Remainder of System | 11 | Average Weekday | SCE | 1-in-10 | 2029 | 6 | 546.1402 | 573.7311 | 8.4351 | 51.8116 | 0
| Zone | Remainder of System | 11 | Average Weekday | SCE | 1-in-10 | 2029 | 7 | 554.5089 | 551.6879 | 8.6238 | 51.3221 | 0
| Zone | Remainder of System | 11 | Average Weekday | SCE | 1-in-10 | 2029 | 8 | 532.5229 | 536.8492 | 8.9278 | 51.0234 | 0
| Zone | Remainder of System | 11 | Average Weekday | SCE | 1-in-10 | 2029 | 9 | 517.8015 | 545.0961 | 8.6132 | 52.5111 | 0
| Zone | Remainder of System | 11 | Average Weekday | SCE | 1-in-10 | 2029 | 10 | 495.3332 | 507.703 | 8.9092 | 56.466 | 0
| Zone | Remainder of System | 11 | Average Weekday | SCE | 1-in-10 | 2029 | 11 | 468.5759 | 476.6921 | 9.1 | 61.1659 | 0
| Zone | Remainder of System | 11 | Average Weekday | SCE | 1-in-10 | 2029 | 12 | 462.1137 | 469.5219 | 9.1968 | 65.0488 | 0
| Zone | Remainder of System | 11 | Average Weekday | SCE | 1-in-10 | 2029 | 13 | 373.3387 | 384.5231 | 8.9769 | 67.8408 | 0
| Zone | Remainder of System | 11 | Average Weekday | SCE | 1-in-10 | 2029 | 14 | 340.9085 | 348.6004 | 8.7133 | 69.5124 | 0
| Zone | Remainder of System | 11 | Average Weekday | SCE | 1-in-10 | 2029 | 15 | 287.8794 | 297.3486 | 8.3948 | 70.4672 | 0
| Zone | Remainder of System | 11 | Average Weekday | SCE | 1-in-10 | 2029 | 16 | 260.1479 | 262.7102 | 8.4772 | 70.7027 | 0
| Zone | Remainder of System | 11 | Average Weekday | SCE | 1-in-10 | 2029 | 17 | 264.9772 | 270.5411 | 8.2922 | 69.9819 | 0
| Zone | Remainder of System | 11 | Average Weekday | SCE | 1-in-10 | 2029 | 18 | 247.1483 | 253.2816 | 8.4617 | 67.953 | 0
| Zone | Remainder of System | 11 | Average Weekday | SCE | 1-in-10 | 2029 | 19 | 263.906 | 268.233 | 8.4173 | 65.3114 | 0
| Zone | Remainder of System | 11 | Average Weekday | SCE | 1-in-10 | 2029 | 20 | 248.6349 | 309.6018 | 10.4857 | 63.0346 | 0
| Zone | Remainder of System | 11 | Average Weekday | SCE | 1-in-10 | 2029 | 21 | 235.4245 | 241.6935 | 8.0681 | 61.213 | 0
| Zone | Remainder of System | 11 | Average Weekday | SCE | 1-in-10 | 2029 | 22 | 412.9509 | 428.886 | 8.4169 | 59.5838 | 0
| Zone | Remainder of System | 11 | Average Weekday | SCE | 1-in-10 | 2029 | 23 | 393.8789 | 408.9731 | 8.5826 | 58.2328 | 0
| Zone | Remainder of System | 11 | Average Weekday | SCE | 1-in-10 | 2029 | 24 | 322.3439 | 335.0789 | 8.5069 | 57.0822 | 0
| Zone | Remainder of System | 11 | Monthly System Peak Day | SCE | 1-in-10 | 2029 | 1 | 270.3867 | 282.1136 | 8.3684 | 69.4034 | 0
| Zone | Remainder of System | 11 | Monthly System Peak Day | SCE | 1-in-10 | 2029 | 2 | 269.2663 | 279.4599 | 8.3903 | 68.1516 | 0
| Zone | Remainder of System | 11 | Monthly System Peak Day | SCE | 1-in-10 | 2029 | 3 | 416.1692 | 430.2545 | 8.3779 | 67.393 | 0
| Zone | Remainder of System | 11 | Monthly System Peak Day | SCE | 1-in-10 | 2029 | 4 | 592.3547 | 613.5235 | 8.3877 | 66.0125 | 0
| Zone | Remainder of System | 11 | Monthly System Peak Day | SCE | 1-in-10 | 2029 | 5 | 558.017 | 587.468 | 8.3786 | 65.1814 | 0
| Zone | Remainder of System | 11 | Monthly System Peak Day | SCE | 1-in-10 | 2029 | 6 | 546.1402 | 574.7958 | 8.3851 | 64.2144 | 0
| Zone | Remainder of System | 11 | Monthly System Peak Day | SCE | 1-in-10 | 2029 | 7 | 554.5089 | 540.07 | 8.5377 | 63.6647 | 0
| Zone | Remainder of System | 11 | Monthly System Peak Day | SCE | 1-in-10 | 2029 | 8 | 532.5229 | 542.2956 | 8.9253 | 63.8962 | 0
| Zone | Remainder of System | 11 | Monthly System Peak Day | SCE | 1-in-10 | 2029 | 9 | 517.8015 | 553.5153 | 8.5293 | 65.4002 | 0
| Zone | Remainder of System | 11 | Monthly System Peak Day | SCE | 1-in-10 | 2029 | 10 | 495.3332 | 517.8928 | 8.8975 | 69.6937 | 0
| Zone | Remainder of System | 11 | Monthly System Peak Day | SCE | 1-in-10 | 2029 | 11 | 468.5759 | 490.1057 | 9.1803 | 76.562 | 0
| Zone | Remainder of System | 11 | Monthly System Peak Day | SCE | 1-in-10 | 2029 | 12 | 462.1137 | 485.1205 | 9.3414 | 82.3128 | 0
| Zone | Remainder of System | 11 | Monthly System Peak Day | SCE | 1-in-10 | 2029 | 13 | 373.3387 | 384.719 | 9.0201 | 85.9891 | 0
| Zone | Remainder of System | 11 | Monthly System Peak Day | SCE | 1-in-10 | 2029 | 14 | 340.9085 | 347.2686 | 8.6506 | 87.9797 | 0
| Zone | Remainder of System | 11 | Monthly System Peak Day | SCE | 1-in-10 | 2029 | 15 | 287.8794 | 297.4046 | 8.3046 | 88.7703 | 0
| Zone | Remainder of System | 11 | Monthly System Peak Day | SCE | 1-in-10 | 2029 | 16 | 260.1479 | 261.5596 | 8.3881 | 89.0578 | 0
| Zone | Remainder of System | 11 | Monthly System Peak Day | SCE | 1-in-10 | 2029 | 17 | 264.9772 | 272.4913 | 8.2051 | 88.5875 | 0
| Zone | Remainder of System | 11 | Monthly System Peak Day | SCE | 1-in-10 | 2029 | 18 | 247.1483 | 255.8552 | 8.3684 | 86.8453 | 0
| Zone | Remainder of System | 11 | Monthly System Peak Day | SCE | 1-in-10 | 2029 | 19 | 263.906 | 269.3774 | 8.4163 | 83.7578 | 0
| Zone | Remainder of System | 11 | Monthly System Peak Day | SCE | 1-in-10 | 2029 | 20 | 248.6349 | 356.8481 | 17.1609 | 79.8594 | 0
| Zone | Remainder of System | 11 | Monthly System Peak Day | SCE | 1-in-10 | 2029 | 21 | 235.4245 | 243.983 | 8.3746 | 76.3664 | 0
| Zone | Remainder of System | 11 | Monthly System Peak Day | SCE | 1-in-10 | 2029 | 22 | 412.9509 | 430.257 | 8.3391 | 73.8492 | 0
| Zone | Remainder of System | 11 | Monthly System Peak Day | SCE | 1-in-10 | 2029 | 23 | 393.8789 | 414.7711 | 8.4945 | 71.6486 | 0
| Zone | Remainder of System | 11 | Monthly System Peak Day | SCE | 1-in-10 | 2029 | 24 | 322.3439 | 344.9121 | 8.4129 | 70.3994 | 0
| Zone | Remainder of System | 12 | Average Weekday | SCE | 1-in-10 | 2029 | 1 | 255.3582 | 262.4161 | 8.3119 | 48.7864 | 0
| Zone | Remainder of System | 12 | Average Weekday | SCE | 1-in-10 | 2029 | 2 | 251.3397 | 258.0338 | 8.3379 | 47.947 | 0
| Zone | Remainder of System | 12 | Average Weekday | SCE | 1-in-10 | 2029 | 3 | 392.6258 | 404.8708 | 8.3436 | 47.1857 | 0
| Zone | Remainder of System | 12 | Average Weekday | SCE | 1-in-10 | 2029 | 4 | 567.9702 | 587.3993 | 8.3502 | 46.3928 | 0
| Zone | Remainder of System | 12 | Average Weekday | SCE | 1-in-10 | 2029 | 5 | 537.9013 | 566.7546 | 8.3538 | 45.8878 | 0
| Zone | Remainder of System | 12 | Average Weekday | SCE | 1-in-10 | 2029 | 6 | 514.8266 | 547.1093 | 8.359 | 45.4234 | 0
| Zone | Remainder of System | 12 | Average Weekday | SCE | 1-in-10 | 2029 | 7 | 508.9103 | 507.7572 | 8.32 | 45.0246 | 0
| Zone | Remainder of System | 12 | Average Weekday | SCE | 1-in-10 | 2029 | 8 | 499.946 | 506.8013 | 8.2716 | 44.9313 | 0
| Zone | Remainder of System | 12 | Average Weekday | SCE | 1-in-10 | 2029 | 9 | 480.9021 | 509.0697 | 8.2232 | 45.6373 | 0
| Zone | Remainder of System | 12 | Average Weekday | SCE | 1-in-10 | 2029 | 10 | 451.3977 | 467.9196 | 8.2504 | 48.6216 | 0
| Zone | Remainder of System | 12 | Average Weekday | SCE | 1-in-10 | 2029 | 11 | 426.5009 | 436.5506 | 8.2078 | 52.4485 | 0
| Zone | Remainder of System | 12 | Average Weekday | SCE | 1-in-10 | 2029 | 12 | 418.9311 | 425.9503 | 8.1684 | 55.8659 | 0
| Zone | Remainder of System | 12 | Average Weekday | SCE | 1-in-10 | 2029 | 13 | 339.4857 | 350.2603 | 8.1587 | 58.3704 | 0
| Zone | Remainder of System | 12 | Average Weekday | SCE | 1-in-10 | 2029 | 14 | 309.5605 | 318.0867 | 8.1922 | 60.0313 | 0
| Zone | Remainder of System | 12 | Average Weekday | SCE | 1-in-10 | 2029 | 15 | 270.8206 | 279.5532 | 8.2476 | 60.9602 | 0
| Zone | Remainder of System | 12 | Average Weekday | SCE | 1-in-10 | 2029 | 16 | 237.929 | 240.4275 | 8.3062 | 61.3074 | 0
| Zone | Remainder of System | 12 | Average Weekday | SCE | 1-in-10 | 2029 | 17 | 243.7946 | 250.3362 | 8.1715 | 60.7301 | 0
| Zone | Remainder of System | 12 | Average Weekday | SCE | 1-in-10 | 2029 | 18 | 228.1527 | 234.0471 | 8.1503 | 58.7054 | 0
| Zone | Remainder of System | 12 | Average Weekday | SCE | 1-in-10 | 2029 | 19 | 246.1476 | 250.4662 | 8.4168 | 56.3345 | 0
| Zone | Remainder of System | 12 | Average Weekday | SCE | 1-in-10 | 2029 | 20 | 238.3062 | 300.0706 | 8.4325 | 54.597 | 0
| Zone | Remainder of System | 12 | Average Weekday | SCE | 1-in-10 | 2029 | 21 | 225.3033 | 231.9975 | 8.0679 | 53.159 | 0
| Zone | Remainder of System | 12 | Average Weekday | SCE | 1-in-10 | 2029 | 22 | 400.367 | 415.9741 | 8.2548 | 51.881 | 0
| Zone | Remainder of System | 12 | Average Weekday | SCE | 1-in-10 | 2029 | 23 | 382.8097 | 397.5055 | 8.2803 | 50.7727 | 0
| Zone | Remainder of System | 12 | Average Weekday | SCE | 1-in-10 | 2029 | 24 | 312.2825 | 325.8391 | 8.2836 | 49.8739 | 0
| Zone | Remainder of System | 12 | Monthly System Peak Day | SCE | 1-in-10 | 2029 | 1 | 255.3582 | 262.4161 | 8.3119 | 42.5695 | 0
| Zone | Remainder of System | 12 | Monthly System Peak Day | SCE | 1-in-10 | 2029 | 2 | 251.3397 | 258.0338 | 8.3379 | 41.708 | 0
| Zone | Remainder of System | 12 | Monthly System Peak Day | SCE | 1-in-10 | 2029 | 3 | 392.6258 | 404.8708 | 8.3436 | 40.6634 | 0
| Zone | Remainder of System | 12 | Monthly System Peak Day | SCE | 1-in-10 | 2029 | 4 | 567.9702 | 587.3993 | 8.3502 | 39.7536 | 0
| Zone | Remainder of System | 12 | Monthly System Peak Day | SCE | 1-in-10 | 2029 | 5 | 537.9013 | 566.7546 | 8.3538 | 38.8297 | 0
| Zone | Remainder of System | 12 | Monthly System Peak Day | SCE | 1-in-10 | 2029 | 6 | 514.8266 | 547.1093 | 8.359 | 37.7472 | 0
| Zone | Remainder of System | 12 | Monthly System Peak Day | SCE | 1-in-10 | 2029 | 7 | 508.9103 | 507.7572 | 8.32 | 36.5995 | 0
| Zone | Remainder of System | 12 | Monthly System Peak Day | SCE | 1-in-10 | 2029 | 8 | 499.946 | 506.8013 | 8.2716 | 36.6103 | 0
| Zone | Remainder of System | 12 | Monthly System Peak Day | SCE | 1-in-10 | 2029 | 9 | 480.9021 | 509.0697 | 8.2232 | 37.7047 | 0
| Zone | Remainder of System | 12 | Monthly System Peak Day | SCE | 1-in-10 | 2029 | 10 | 451.3977 | 467.9196 | 8.2504 | 41.4383 | 0
| Zone | Remainder of System | 12 | Monthly System Peak Day | SCE | 1-in-10 | 2029 | 11 | 426.5009 | 436.5506 | 8.2078 | 45.7698 | 0
| Zone | Remainder of System | 12 | Monthly System Peak Day | SCE | 1-in-10 | 2029 | 12 | 418.9311 | 425.9503 | 8.1684 | 48.8809 | 0
| Zone | Remainder of System | 12 | Monthly System Peak Day | SCE | 1-in-10 | 2029 | 13 | 339.4857 | 350.2603 | 8.1587 | 50.4759 | 0
| Zone | Remainder of System | 12 | Monthly System Peak Day | SCE | 1-in-10 | 2029 | 14 | 309.5605 | 318.0867 | 8.1922 | 51.6747 | 0
| Zone | Remainder of System | 12 | Monthly System Peak Day | SCE | 1-in-10 | 2029 | 15 | 270.8206 | 279.5532 | 8.2476 | 52.7272 | 0
| Zone | Remainder of System | 12 | Monthly System Peak Day | SCE | 1-in-10 | 2029 | 16 | 237.929 | 240.4275 | 8.3062 | 53.1839 | 0
| Zone | Remainder of System | 12 | Monthly System Peak Day | SCE | 1-in-10 | 2029 | 17 | 243.7946 | 250.3362 | 8.1715 | 52.9211 | 0
| Zone | Remainder of System | 12 | Monthly System Peak Day | SCE | 1-in-10 | 2029 | 18 | 228.1527 | 234.0471 | 8.1503 | 51.1658 | 0
| Zone | Remainder of System | 12 | Monthly System Peak Day | SCE | 1-in-10 | 2029 | 19 | 246.1476 | 250.4662 | 8.4168 | 49.0081 | 0
| Zone | Remainder of System | 12 | Monthly System Peak Day | SCE | 1-in-10 | 2029 | 20 | 238.3062 | 300.0706 | 8.4325 | 47.4864 | 0
| Zone | Remainder of System | 12 | Monthly System Peak Day | SCE | 1-in-10 | 2029 | 21 | 225.3033 | 231.9975 | 8.0679 | 46.0752 | 0
| Zone | Remainder of System | 12 | Monthly System Peak Day | SCE | 1-in-10 | 2029 | 22 | 400.367 | 415.9741 | 8.2548 | 44.3067 | 0
| Zone | Remainder of System | 12 | Monthly System Peak Day | SCE | 1-in-10 | 2029 | 23 | 382.8097 | 397.5055 | 8.2803 | 43.3595 | 0
| Zone | Remainder of System | 12 | Monthly System Peak Day | SCE | 1-in-10 | 2029 | 24 | 312.2825 | 325.8391 | 8.2836 | 42.7814 | 0
| Zone | Remainder of System | 1 | Average Weekday | SCE | 1-in-10 | 2030 | 1 | 264.1926 | 270.5386 | 8.3109 | 48.5418 | 0
| Zone | Remainder of System | 1 | Average Weekday | SCE | 1-in-10 | 2030 | 2 | 261.9391 | 269.1979 | 8.3367 | 47.7538 | 0
| Zone | Remainder of System | 1 | Average Weekday | SCE | 1-in-10 | 2030 | 3 | 405.8077 | 417.571 | 8.3423 | 47.1481 | 0
| Zone | Remainder of System | 1 | Average Weekday | SCE | 1-in-10 | 2030 | 4 | 577.1749 | 595.5356 | 8.3489 | 46.4563 | 0
| Zone | Remainder of System | 1 | Average Weekday | SCE | 1-in-10 | 2030 | 5 | 549.2388 | 577.2167 | 8.3525 | 45.7587 | 0
| Zone | Remainder of System | 1 | Average Weekday | SCE | 1-in-10 | 2030 | 6 | 535.5985 | 566.7819 | 8.3578 | 45.1036 | 0
| Zone | Remainder of System | 1 | Average Weekday | SCE | 1-in-10 | 2030 | 7 | 542.4164 | 540.2834 | 8.3189 | 44.5655 | 0
| Zone | Remainder of System | 1 | Average Weekday | SCE | 1-in-10 | 2030 | 8 | 533.6921 | 539.4738 | 8.2708 | 44.3307 | 0
| Zone | Remainder of System | 1 | Average Weekday | SCE | 1-in-10 | 2030 | 9 | 501.8633 | 527.5395 | 8.2228 | 44.8068 | 0
| Zone | Remainder of System | 1 | Average Weekday | SCE | 1-in-10 | 2030 | 10 | 483.8068 | 496.965 | 8.2496 | 47.5928 | 0
| Zone | Remainder of System | 1 | Average Weekday | SCE | 1-in-10 | 2030 | 11 | 455.0903 | 463.4632 | 8.2074 | 51.3252 | 0
| Zone | Remainder of System | 1 | Average Weekday | SCE | 1-in-10 | 2030 | 12 | 450.1108 | 457.2086 | 8.1685 | 54.7156 | 0
| Zone | Remainder of System | 1 | Average Weekday | SCE | 1-in-10 | 2030 | 13 | 378.0801 | 388.8718 | 8.1589 | 57.1933 | 0
| Zone | Remainder of System | 1 | Average Weekday | SCE | 1-in-10 | 2030 | 14 | 342.8802 | 350.5697 | 8.192 | 58.7299 | 0
| Zone | Remainder of System | 1 | Average Weekday | SCE | 1-in-10 | 2030 | 15 | 297.3344 | 305.1124 | 8.2469 | 59.7358 | 0
| Zone | Remainder of System | 1 | Average Weekday | SCE | 1-in-10 | 2030 | 16 | 264.3821 | 266.6237 | 8.3051 | 60.1875 | 0
| Zone | Remainder of System | 1 | Average Weekday | SCE | 1-in-10 | 2030 | 17 | 267.7328 | 274.1133 | 8.1775 | 59.7999 | 0
| Zone | Remainder of System | 1 | Average Weekday | SCE | 1-in-10 | 2030 | 18 | 248.8656 | 254.9338 | 8.1563 | 58.3041 | 0
| Zone | Remainder of System | 1 | Average Weekday | SCE | 1-in-10 | 2030 | 19 | 262.5396 | 266.9221 | 8.4194 | 55.9215 | 0
| Zone | Remainder of System | 1 | Average Weekday | SCE | 1-in-10 | 2030 | 20 | 252.9236 | 314.7278 | 8.4344 | 54.1041 | 0
| Zone | Remainder of System | 1 | Average Weekday | SCE | 1-in-10 | 2030 | 21 | 235.8441 | 242.296 | 8.0724 | 52.7602 | 0
| Zone | Remainder of System | 1 | Average Weekday | SCE | 1-in-10 | 2030 | 22 | 410.3482 | 426.2179 | 8.2537 | 51.5587 | 0
| Zone | Remainder of System | 1 | Average Weekday | SCE | 1-in-10 | 2030 | 23 | 397.6297 | 412.4001 | 8.2795 | 50.4809 | 0
| Zone | Remainder of System | 1 | Average Weekday | SCE | 1-in-10 | 2030 | 24 | 328.1725 | 340.5688 | 8.2827 | 49.576 | 0
| Zone | Remainder of System | 1 | Monthly System Peak Day | SCE | 1-in-10 | 2030 | 1 | 264.1926 | 270.5386 | 8.3109 | 44.4388 | 0
| Zone | Remainder of System | 1 | Monthly System Peak Day | SCE | 1-in-10 | 2030 | 2 | 261.9391 | 269.1979 | 8.3367 | 43.8073 | 0
| Zone | Remainder of System | 1 | Monthly System Peak Day | SCE | 1-in-10 | 2030 | 3 | 405.8077 | 417.571 | 8.3423 | 43.0442 | 0
| Zone | Remainder of System | 1 | Monthly System Peak Day | SCE | 1-in-10 | 2030 | 4 | 577.1749 | 595.5356 | 8.3489 | 42.3247 | 0
| Zone | Remainder of System | 1 | Monthly System Peak Day | SCE | 1-in-10 | 2030 | 5 | 549.2388 | 577.2167 | 8.3525 | 42.0786 | 0
| Zone | Remainder of System | 1 | Monthly System Peak Day | SCE | 1-in-10 | 2030 | 6 | 535.5985 | 566.7819 | 8.3578 | 41.1127 | 0
| Zone | Remainder of System | 1 | Monthly System Peak Day | SCE | 1-in-10 | 2030 | 7 | 542.4164 | 540.2834 | 8.3189 | 40.5433 | 0
| Zone | Remainder of System | 1 | Monthly System Peak Day | SCE | 1-in-10 | 2030 | 8 | 533.6921 | 539.4738 | 8.2708 | 40.1802 | 0
| Zone | Remainder of System | 1 | Monthly System Peak Day | SCE | 1-in-10 | 2030 | 9 | 501.8633 | 527.5395 | 8.2228 | 40.587 | 0
| Zone | Remainder of System | 1 | Monthly System Peak Day | SCE | 1-in-10 | 2030 | 10 | 483.8068 | 496.965 | 8.2496 | 43.0014 | 0
| Zone | Remainder of System | 1 | Monthly System Peak Day | SCE | 1-in-10 | 2030 | 11 | 455.0903 | 463.4632 | 8.2074 | 45.635 | 0
| Zone | Remainder of System | 1 | Monthly System Peak Day | SCE | 1-in-10 | 2030 | 12 | 450.1108 | 457.2086 | 8.1685 | 47.7783 | 0
| Zone | Remainder of System | 1 | Monthly System Peak Day | SCE | 1-in-10 | 2030 | 13 | 378.0801 | 388.8718 | 8.1589 | 47.6958 | 0
| Zone | Remainder of System | 1 | Monthly System Peak Day | SCE | 1-in-10 | 2030 | 14 | 342.8802 | 350.5697 | 8.192 | 48.1105 | 0
| Zone | Remainder of System | 1 | Monthly System Peak Day | SCE | 1-in-10 | 2030 | 15 | 297.3344 | 305.1124 | 8.2469 | 48.9491 | 0
| Zone | Remainder of System | 1 | Monthly System Peak Day | SCE | 1-in-10 | 2030 | 16 | 264.3821 | 266.6237 | 8.3051 | 50.1039 | 0
| Zone | Remainder of System | 1 | Monthly System Peak Day | SCE | 1-in-10 | 2030 | 17 | 267.7328 | 274.1133 | 8.1775 | 49.5105 | 0
| Zone | Remainder of System | 1 | Monthly System Peak Day | SCE | 1-in-10 | 2030 | 18 | 248.8656 | 254.9338 | 8.1563 | 48.4556 | 0
| Zone | Remainder of System | 1 | Monthly System Peak Day | SCE | 1-in-10 | 2030 | 19 | 262.5396 | 266.9221 | 8.4194 | 46.6627 | 0
| Zone | Remainder of System | 1 | Monthly System Peak Day | SCE | 1-in-10 | 2030 | 20 | 252.9236 | 314.7278 | 8.4344 | 45.7192 | 0
| Zone | Remainder of System | 1 | Monthly System Peak Day | SCE | 1-in-10 | 2030 | 21 | 235.8441 | 242.296 | 8.0724 | 44.9309 | 0
| Zone | Remainder of System | 1 | Monthly System Peak Day | SCE | 1-in-10 | 2030 | 22 | 410.3482 | 426.2179 | 8.2537 | 44.2384 | 0
| Zone | Remainder of System | 1 | Monthly System Peak Day | SCE | 1-in-10 | 2030 | 23 | 397.6297 | 412.4001 | 8.2795 | 43.5948 | 0
| Zone | Remainder of System | 1 | Monthly System Peak Day | SCE | 1-in-10 | 2030 | 24 | 328.1725 | 340.5688 | 8.2827 | 43.1517 | 0
| Zone | Remainder of System | 2 | Average Weekday | SCE | 1-in-10 | 2030 | 1 | 264.2442 | 271.4072 | 8.3675 | 54.0382 | 0
| Zone | Remainder of System | 2 | Average Weekday | SCE | 1-in-10 | 2030 | 2 | 258.6002 | 266.7448 | 8.399 | 53.0249 | 0
| Zone | Remainder of System | 2 | Average Weekday | SCE | 1-in-10 | 2030 | 3 | 398.8732 | 412.0676 | 8.4056 | 52.103 | 0
| Zone | Remainder of System | 2 | Average Weekday | SCE | 1-in-10 | 2030 | 4 | 566.4818 | 587.6706 | 8.4135 | 51.1364 | 0
| Zone | Remainder of System | 2 | Average Weekday | SCE | 1-in-10 | 2030 | 5 | 546.8422 | 577.8135 | 8.4169 | 50.31 | 0
| Zone | Remainder of System | 2 | Average Weekday | SCE | 1-in-10 | 2030 | 6 | 537.3634 | 570.5076 | 8.4216 | 49.696 | 0
| Zone | Remainder of System | 2 | Average Weekday | SCE | 1-in-10 | 2030 | 7 | 530.148 | 529.48 | 8.3742 | 49.1834 | 0
| Zone | Remainder of System | 2 | Average Weekday | SCE | 1-in-10 | 2030 | 8 | 520.3227 | 526.5447 | 8.317 | 48.888 | 0
| Zone | Remainder of System | 2 | Average Weekday | SCE | 1-in-10 | 2030 | 9 | 500.7582 | 526.8469 | 8.2588 | 50.259 | 0
| Zone | Remainder of System | 2 | Average Weekday | SCE | 1-in-10 | 2030 | 10 | 478.5015 | 491.0291 | 8.2937 | 54.1964 | 0
| Zone | Remainder of System | 2 | Average Weekday | SCE | 1-in-10 | 2030 | 11 | 454.2722 | 462.8787 | 8.2403 | 58.8515 | 0
| Zone | Remainder of System | 2 | Average Weekday | SCE | 1-in-10 | 2030 | 12 | 449.1007 | 456.8794 | 8.1896 | 62.7996 | 0
| Zone | Remainder of System | 2 | Average Weekday | SCE | 1-in-10 | 2030 | 13 | 372.8233 | 384.6613 | 8.1761 | 65.5213 | 0
| Zone | Remainder of System | 2 | Average Weekday | SCE | 1-in-10 | 2030 | 14 | 334.6043 | 342.9187 | 8.2194 | 67.2527 | 0
| Zone | Remainder of System | 2 | Average Weekday | SCE | 1-in-10 | 2030 | 15 | 283.7617 | 293.844 | 8.2892 | 68.2047 | 0
| Zone | Remainder of System | 2 | Average Weekday | SCE | 1-in-10 | 2030 | 16 | 254.0011 | 257.8298 | 8.361 | 68.6737 | 0
| Zone | Remainder of System | 2 | Average Weekday | SCE | 1-in-10 | 2030 | 17 | 246.5116 | 251.6515 | 8.2099 | 68.2788 | 0
| Zone | Remainder of System | 2 | Average Weekday | SCE | 1-in-10 | 2030 | 18 | 233.1598 | 238.3198 | 8.1823 | 66.7848 | 0
| Zone | Remainder of System | 2 | Average Weekday | SCE | 1-in-10 | 2030 | 19 | 254.9844 | 259.448 | 8.4194 | 63.8259 | 0
| Zone | Remainder of System | 2 | Average Weekday | SCE | 1-in-10 | 2030 | 20 | 246.1019 | 306.0265 | 8.4379 | 61.1681 | 0
| Zone | Remainder of System | 2 | Average Weekday | SCE | 1-in-10 | 2030 | 21 | 224.3151 | 230.5052 | 8.0467 | 59.2506 | 0
| Zone | Remainder of System | 2 | Average Weekday | SCE | 1-in-10 | 2030 | 22 | 395.3053 | 411.0224 | 8.2945 | 57.5462 | 0
| Zone | Remainder of System | 2 | Average Weekday | SCE | 1-in-10 | 2030 | 23 | 380.9196 | 396.0893 | 8.3285 | 56.0923 | 0
| Zone | Remainder of System | 2 | Average Weekday | SCE | 1-in-10 | 2030 | 24 | 321.1617 | 334.8256 | 8.3327 | 54.8445 | 0
| Zone | Remainder of System | 2 | Monthly System Peak Day | SCE | 1-in-10 | 2030 | 1 | 264.2442 | 271.4072 | 8.3675 | 64.3403 | 0
| Zone | Remainder of System | 2 | Monthly System Peak Day | SCE | 1-in-10 | 2030 | 2 | 258.6002 | 266.7448 | 8.399 | 62.5731 | 0
| Zone | Remainder of System | 2 | Monthly System Peak Day | SCE | 1-in-10 | 2030 | 3 | 398.8732 | 412.0676 | 8.4056 | 61.5461 | 0
| Zone | Remainder of System | 2 | Monthly System Peak Day | SCE | 1-in-10 | 2030 | 4 | 566.4818 | 587.6706 | 8.4135 | 60.398 | 0
| Zone | Remainder of System | 2 | Monthly System Peak Day | SCE | 1-in-10 | 2030 | 5 | 546.8422 | 577.8135 | 8.4169 | 59.4783 | 0
| Zone | Remainder of System | 2 | Monthly System Peak Day | SCE | 1-in-10 | 2030 | 6 | 537.3634 | 570.5076 | 8.4216 | 58.1067 | 0
| Zone | Remainder of System | 2 | Monthly System Peak Day | SCE | 1-in-10 | 2030 | 7 | 530.148 | 529.48 | 8.3742 | 57.6506 | 0
| Zone | Remainder of System | 2 | Monthly System Peak Day | SCE | 1-in-10 | 2030 | 8 | 520.3227 | 526.5447 | 8.317 | 57.142 | 0
| Zone | Remainder of System | 2 | Monthly System Peak Day | SCE | 1-in-10 | 2030 | 9 | 500.7582 | 526.8469 | 8.2588 | 59.1553 | 0
| Zone | Remainder of System | 2 | Monthly System Peak Day | SCE | 1-in-10 | 2030 | 10 | 478.5015 | 491.0291 | 8.2937 | 64.6281 | 0
| Zone | Remainder of System | 2 | Monthly System Peak Day | SCE | 1-in-10 | 2030 | 11 | 454.2722 | 462.8787 | 8.2403 | 70.3806 | 0
| Zone | Remainder of System | 2 | Monthly System Peak Day | SCE | 1-in-10 | 2030 | 12 | 449.1007 | 456.8794 | 8.1896 | 75.0772 | 0
| Zone | Remainder of System | 2 | Monthly System Peak Day | SCE | 1-in-10 | 2030 | 13 | 372.8233 | 384.6613 | 8.1761 | 78.5178 | 0
| Zone | Remainder of System | 2 | Monthly System Peak Day | SCE | 1-in-10 | 2030 | 14 | 334.6043 | 342.9187 | 8.2194 | 80.4984 | 0
| Zone | Remainder of System | 2 | Monthly System Peak Day | SCE | 1-in-10 | 2030 | 15 | 283.7617 | 293.844 | 8.2892 | 81.6891 | 0
| Zone | Remainder of System | 2 | Monthly System Peak Day | SCE | 1-in-10 | 2030 | 16 | 254.0011 | 257.8298 | 8.361 | 82.4677 | 0
| Zone | Remainder of System | 2 | Monthly System Peak Day | SCE | 1-in-10 | 2030 | 17 | 246.5116 | 251.6515 | 8.2099 | 82.0663 | 0
| Zone | Remainder of System | 2 | Monthly System Peak Day | SCE | 1-in-10 | 2030 | 18 | 233.1598 | 238.3198 | 8.1823 | 79.9572 | 0
| Zone | Remainder of System | 2 | Monthly System Peak Day | SCE | 1-in-10 | 2030 | 19 | 254.9844 | 259.448 | 8.4194 | 75.7559 | 0
| Zone | Remainder of System | 2 | Monthly System Peak Day | SCE | 1-in-10 | 2030 | 20 | 246.1019 | 306.0265 | 8.4379 | 71.8606 | 0
| Zone | Remainder of System | 2 | Monthly System Peak Day | SCE | 1-in-10 | 2030 | 21 | 224.3151 | 230.5052 | 8.0467 | 68.5952 | 0
| Zone | Remainder of System | 2 | Monthly System Peak Day | SCE | 1-in-10 | 2030 | 22 | 395.3053 | 411.0224 | 8.2945 | 66.3128 | 0
| Zone | Remainder of System | 2 | Monthly System Peak Day | SCE | 1-in-10 | 2030 | 23 | 380.9196 | 396.0893 | 8.3285 | 64.6469 | 0
| Zone | Remainder of System | 2 | Monthly System Peak Day | SCE | 1-in-10 | 2030 | 24 | 321.1617 | 334.8256 | 8.3327 | 63.0592 | 0
| Zone | Remainder of System | 3 | Average Weekday | SCE | 1-in-10 | 2030 | 1 | 271.7028 | 283.5469 | 8.4544 | 57.5537 | 0
| Zone | Remainder of System | 3 | Average Weekday | SCE | 1-in-10 | 2030 | 2 | 266.3375 | 274.138 | 8.4057 | 56.4206 | 0
| Zone | Remainder of System | 3 | Average Weekday | SCE | 1-in-10 | 2030 | 3 | 425.7071 | 436.8821 | 8.3984 | 55.3452 | 0
| Zone | Remainder of System | 3 | Average Weekday | SCE | 1-in-10 | 2030 | 4 | 599.1115 | 615.9669 | 8.3812 | 54.4215 | 0
| Zone | Remainder of System | 3 | Average Weekday | SCE | 1-in-10 | 2030 | 5 | 565.5101 | 584.8927 | 8.3751 | 53.6273 | 0
| Zone | Remainder of System | 3 | Average Weekday | SCE | 1-in-10 | 2030 | 6 | 556.4352 | 575.7855 | 8.3436 | 52.9063 | 0
| Zone | Remainder of System | 3 | Average Weekday | SCE | 1-in-10 | 2030 | 7 | 560.5605 | 561.2486 | 8.3286 | 52.44 | 0
| Zone | Remainder of System | 3 | Average Weekday | SCE | 1-in-10 | 2030 | 8 | 538.439 | 548.8955 | 8.4827 | 52.295 | 0
| Zone | Remainder of System | 3 | Average Weekday | SCE | 1-in-10 | 2030 | 9 | 523.2623 | 563.1276 | 8.6732 | 53.6088 | 0
| Zone | Remainder of System | 3 | Average Weekday | SCE | 1-in-10 | 2030 | 10 | 504.0699 | 526.7177 | 8.5406 | 57.1162 | 0
| Zone | Remainder of System | 3 | Average Weekday | SCE | 1-in-10 | 2030 | 11 | 471.7627 | 488.2668 | 8.6196 | 61.4632 | 0
| Zone | Remainder of System | 3 | Average Weekday | SCE | 1-in-10 | 2030 | 12 | 471.4472 | 483.5454 | 8.709 | 65.4775 | 0
| Zone | Remainder of System | 3 | Average Weekday | SCE | 1-in-10 | 2030 | 13 | 377.9288 | 388.7777 | 8.7839 | 68.7024 | 0
| Zone | Remainder of System | 3 | Average Weekday | SCE | 1-in-10 | 2030 | 14 | 353.4179 | 361.0637 | 8.7338 | 70.914 | 0
| Zone | Remainder of System | 3 | Average Weekday | SCE | 1-in-10 | 2030 | 15 | 306.36 | 313.3662 | 8.5672 | 72.242 | 0
| Zone | Remainder of System | 3 | Average Weekday | SCE | 1-in-10 | 2030 | 16 | 272.8748 | 275.7592 | 8.3503 | 72.9142 | 0
| Zone | Remainder of System | 3 | Average Weekday | SCE | 1-in-10 | 2030 | 17 | 274.494 | 280.2209 | 8.206 | 72.9266 | 0
| Zone | Remainder of System | 3 | Average Weekday | SCE | 1-in-10 | 2030 | 18 | 247.7273 | 254.1053 | 8.2205 | 71.945 | 0
| Zone | Remainder of System | 3 | Average Weekday | SCE | 1-in-10 | 2030 | 19 | 262.3319 | 268.9811 | 8.5062 | 70.1003 | 0
| Zone | Remainder of System | 3 | Average Weekday | SCE | 1-in-10 | 2030 | 20 | 248.644 | 251.8393 | 8.4023 | 67.4013 | 0
| Zone | Remainder of System | 3 | Average Weekday | SCE | 1-in-10 | 2030 | 21 | 220.8688 | 225.8675 | 8.0758 | 64.6072 | 0
| Zone | Remainder of System | 3 | Average Weekday | SCE | 1-in-10 | 2030 | 22 | 419.5085 | 437.8481 | 8.3081 | 62.6982 | 0
| Zone | Remainder of System | 3 | Average Weekday | SCE | 1-in-10 | 2030 | 23 | 409.9228 | 431.3677 | 8.4096 | 61.2385 | 0
| Zone | Remainder of System | 3 | Average Weekday | SCE | 1-in-10 | 2030 | 24 | 352.7774 | 377.8016 | 8.4996 | 59.8218 | 0
| Zone | Remainder of System | 3 | Monthly System Peak Day | SCE | 1-in-10 | 2030 | 1 | 271.7028 | 294.3614 | 8.4438 | 65.5264 | 0
| Zone | Remainder of System | 3 | Monthly System Peak Day | SCE | 1-in-10 | 2030 | 2 | 266.3375 | 281.5432 | 8.3608 | 63.8061 | 0
| Zone | Remainder of System | 3 | Monthly System Peak Day | SCE | 1-in-10 | 2030 | 3 | 425.7071 | 444.4098 | 8.3519 | 62.6338 | 0
| Zone | Remainder of System | 3 | Monthly System Peak Day | SCE | 1-in-10 | 2030 | 4 | 599.1115 | 620.5099 | 8.3341 | 61.4338 | 0
| Zone | Remainder of System | 3 | Monthly System Peak Day | SCE | 1-in-10 | 2030 | 5 | 565.5101 | 592.3951 | 8.3281 | 60.3541 | 0
| Zone | Remainder of System | 3 | Monthly System Peak Day | SCE | 1-in-10 | 2030 | 6 | 556.4352 | 575.3766 | 8.3032 | 59.3344 | 0
| Zone | Remainder of System | 3 | Monthly System Peak Day | SCE | 1-in-10 | 2030 | 7 | 560.5605 | 555.5236 | 8.2903 | 58.333 | 0
| Zone | Remainder of System | 3 | Monthly System Peak Day | SCE | 1-in-10 | 2030 | 8 | 538.439 | 561.1358 | 8.5096 | 57.6456 | 0
| Zone | Remainder of System | 3 | Monthly System Peak Day | SCE | 1-in-10 | 2030 | 9 | 523.2623 | 574.7552 | 8.985 | 58.9664 | 0
| Zone | Remainder of System | 3 | Monthly System Peak Day | SCE | 1-in-10 | 2030 | 10 | 504.0699 | 535.3121 | 8.656 | 63.8406 | 0
| Zone | Remainder of System | 3 | Monthly System Peak Day | SCE | 1-in-10 | 2030 | 11 | 471.7627 | 501.7253 | 8.9113 | 69.4223 | 0
| Zone | Remainder of System | 3 | Monthly System Peak Day | SCE | 1-in-10 | 2030 | 12 | 471.4472 | 496.6921 | 9.224 | 74.8961 | 0
| Zone | Remainder of System | 3 | Monthly System Peak Day | SCE | 1-in-10 | 2030 | 13 | 377.9288 | 390.0668 | 9.4885 | 78.9659 | 0
| Zone | Remainder of System | 3 | Monthly System Peak Day | SCE | 1-in-10 | 2030 | 14 | 353.4179 | 361.7137 | 9.305 | 81.4947 | 0
| Zone | Remainder of System | 3 | Monthly System Peak Day | SCE | 1-in-10 | 2030 | 15 | 306.36 | 314.7239 | 8.8107 | 83.6188 | 0
| Zone | Remainder of System | 3 | Monthly System Peak Day | SCE | 1-in-10 | 2030 | 16 | 272.8748 | 274.4331 | 8.3075 | 84.7072 | 0
| Zone | Remainder of System | 3 | Monthly System Peak Day | SCE | 1-in-10 | 2030 | 17 | 274.494 | 280.4518 | 8.1671 | 84.82 | 0
| Zone | Remainder of System | 3 | Monthly System Peak Day | SCE | 1-in-10 | 2030 | 18 | 247.7273 | 254.0387 | 8.1743 | 83.6134 | 0
| Zone | Remainder of System | 3 | Monthly System Peak Day | SCE | 1-in-10 | 2030 | 19 | 262.3319 | 268.2433 | 8.9136 | 81.9964 | 0
| Zone | Remainder of System | 3 | Monthly System Peak Day | SCE | 1-in-10 | 2030 | 20 | 248.644 | 252.6268 | 8.4019 | 79.4273 | 0
| Zone | Remainder of System | 3 | Monthly System Peak Day | SCE | 1-in-10 | 2030 | 21 | 220.8688 | 228.2778 | 8.4864 | 75.4836 | 0
| Zone | Remainder of System | 3 | Monthly System Peak Day | SCE | 1-in-10 | 2030 | 22 | 419.5085 | 437.9288 | 8.2699 | 72.1747 | 0
| Zone | Remainder of System | 3 | Monthly System Peak Day | SCE | 1-in-10 | 2030 | 23 | 409.9228 | 434.9232 | 8.3766 | 69.3213 | 0
| Zone | Remainder of System | 3 | Monthly System Peak Day | SCE | 1-in-10 | 2030 | 24 | 352.7774 | 392.708 | 8.5361 | 67.0591 | 0
| Zone | Remainder of System | 4 | Average Weekday | SCE | 1-in-10 | 2030 | 1 | 269.8464 | 281.0589 | 8.4709 | 58.4495 | 0
| Zone | Remainder of System | 4 | Average Weekday | SCE | 1-in-10 | 2030 | 2 | 268.2612 | 276.8509 | 8.4228 | 57.3661 | 0
| Zone | Remainder of System | 4 | Average Weekday | SCE | 1-in-10 | 2030 | 3 | 427.6367 | 439.4736 | 8.4156 | 56.3776 | 0
| Zone | Remainder of System | 4 | Average Weekday | SCE | 1-in-10 | 2030 | 4 | 595.8029 | 612.729 | 8.3986 | 55.4443 | 0
| Zone | Remainder of System | 4 | Average Weekday | SCE | 1-in-10 | 2030 | 5 | 550.6117 | 568.7952 | 8.3923 | 54.7398 | 0
| Zone | Remainder of System | 4 | Average Weekday | SCE | 1-in-10 | 2030 | 6 | 546.5583 | 565.0058 | 8.3606 | 54.2066 | 0
| Zone | Remainder of System | 4 | Average Weekday | SCE | 1-in-10 | 2030 | 7 | 550.0159 | 551.1768 | 8.3445 | 53.7036 | 0
| Zone | Remainder of System | 4 | Average Weekday | SCE | 1-in-10 | 2030 | 8 | 534.3251 | 541.7649 | 8.4978 | 53.6121 | 0
| Zone | Remainder of System | 4 | Average Weekday | SCE | 1-in-10 | 2030 | 9 | 505.3773 | 543.8227 | 8.6869 | 55.6221 | 0
| Zone | Remainder of System | 4 | Average Weekday | SCE | 1-in-10 | 2030 | 10 | 486.9447 | 510.1506 | 8.5556 | 59.1742 | 0
| Zone | Remainder of System | 4 | Average Weekday | SCE | 1-in-10 | 2030 | 11 | 460.4966 | 474.7654 | 8.633 | 62.771 | 0
| Zone | Remainder of System | 4 | Average Weekday | SCE | 1-in-10 | 2030 | 12 | 460.0005 | 472.1001 | 8.7205 | 66.0998 | 0
| Zone | Remainder of System | 4 | Average Weekday | SCE | 1-in-10 | 2030 | 13 | 375.9241 | 386.705 | 8.7943 | 68.7702 | 0
| Zone | Remainder of System | 4 | Average Weekday | SCE | 1-in-10 | 2030 | 14 | 346.894 | 354.5846 | 8.7453 | 70.6578 | 0
| Zone | Remainder of System | 4 | Average Weekday | SCE | 1-in-10 | 2030 | 15 | 293.9837 | 301.2666 | 8.5804 | 71.9352 | 0
| Zone | Remainder of System | 4 | Average Weekday | SCE | 1-in-10 | 2030 | 16 | 261.8583 | 264.8522 | 8.366 | 72.6742 | 0
| Zone | Remainder of System | 4 | Average Weekday | SCE | 1-in-10 | 2030 | 17 | 260.8193 | 265.18 | 8.2389 | 72.7612 | 0
| Zone | Remainder of System | 4 | Average Weekday | SCE | 1-in-10 | 2030 | 18 | 224.953 | 230.569 | 8.251 | 71.9582 | 0
| Zone | Remainder of System | 4 | Average Weekday | SCE | 1-in-10 | 2030 | 19 | 230.5356 | 237.2079 | 8.5064 | 70.5355 | 0
| Zone | Remainder of System | 4 | Average Weekday | SCE | 1-in-10 | 2030 | 20 | 222.6882 | 226.0417 | 8.4023 | 68.3812 | 0
| Zone | Remainder of System | 4 | Average Weekday | SCE | 1-in-10 | 2030 | 21 | 223.849 | 229.1006 | 8.091 | 65.3369 | 0
| Zone | Remainder of System | 4 | Average Weekday | SCE | 1-in-10 | 2030 | 22 | 409.7271 | 427.7065 | 8.3202 | 63.1079 | 0
| Zone | Remainder of System | 4 | Average Weekday | SCE | 1-in-10 | 2030 | 23 | 404.3965 | 425.3853 | 8.426 | 61.521 | 0
| Zone | Remainder of System | 4 | Average Weekday | SCE | 1-in-10 | 2030 | 24 | 347.131 | 371.2963 | 8.5155 | 60.1435 | 0
| Zone | Remainder of System | 4 | Monthly System Peak Day | SCE | 1-in-10 | 2030 | 1 | 269.8464 | 291.1621 | 8.4615 | 70.5794 | 0
| Zone | Remainder of System | 4 | Monthly System Peak Day | SCE | 1-in-10 | 2030 | 2 | 268.2612 | 283.8385 | 8.3789 | 68.6806 | 0
| Zone | Remainder of System | 4 | Monthly System Peak Day | SCE | 1-in-10 | 2030 | 3 | 427.6367 | 447.0056 | 8.37 | 67.7655 | 0
| Zone | Remainder of System | 4 | Monthly System Peak Day | SCE | 1-in-10 | 2030 | 4 | 595.8029 | 616.3962 | 8.3522 | 66.4139 | 0
| Zone | Remainder of System | 4 | Monthly System Peak Day | SCE | 1-in-10 | 2030 | 5 | 550.6117 | 575.8038 | 8.346 | 65.4662 | 0
| Zone | Remainder of System | 4 | Monthly System Peak Day | SCE | 1-in-10 | 2030 | 6 | 546.5583 | 564.318 | 8.3207 | 64.025 | 0
| Zone | Remainder of System | 4 | Monthly System Peak Day | SCE | 1-in-10 | 2030 | 7 | 550.0159 | 545.3082 | 8.3066 | 62.7973 | 0
| Zone | Remainder of System | 4 | Monthly System Peak Day | SCE | 1-in-10 | 2030 | 8 | 534.3251 | 556.7839 | 8.5261 | 62.488 | 0
| Zone | Remainder of System | 4 | Monthly System Peak Day | SCE | 1-in-10 | 2030 | 9 | 505.3773 | 555.2935 | 9.0006 | 65.6312 | 0
| Zone | Remainder of System | 4 | Monthly System Peak Day | SCE | 1-in-10 | 2030 | 10 | 486.9447 | 518.0951 | 8.6728 | 71.08 | 0
| Zone | Remainder of System | 4 | Monthly System Peak Day | SCE | 1-in-10 | 2030 | 11 | 460.4966 | 487.3566 | 8.9269 | 75.9286 | 0
| Zone | Remainder of System | 4 | Monthly System Peak Day | SCE | 1-in-10 | 2030 | 12 | 460.0005 | 485.0725 | 9.2382 | 80.412 | 0
| Zone | Remainder of System | 4 | Monthly System Peak Day | SCE | 1-in-10 | 2030 | 13 | 375.9241 | 388.1839 | 9.5017 | 83.442 | 0
| Zone | Remainder of System | 4 | Monthly System Peak Day | SCE | 1-in-10 | 2030 | 14 | 346.894 | 355.2266 | 9.3191 | 85.4472 | 0
| Zone | Remainder of System | 4 | Monthly System Peak Day | SCE | 1-in-10 | 2030 | 15 | 293.9837 | 302.9218 | 8.826 | 86.8428 | 0
| Zone | Remainder of System | 4 | Monthly System Peak Day | SCE | 1-in-10 | 2030 | 16 | 261.8583 | 263.4817 | 8.3242 | 87.3141 | 0
| Zone | Remainder of System | 4 | Monthly System Peak Day | SCE | 1-in-10 | 2030 | 17 | 260.8193 | 265.4502 | 8.2002 | 87.4866 | 0
| Zone | Remainder of System | 4 | Monthly System Peak Day | SCE | 1-in-10 | 2030 | 18 | 224.953 | 230.8656 | 8.205 | 86.6141 | 0
| Zone | Remainder of System | 4 | Monthly System Peak Day | SCE | 1-in-10 | 2030 | 19 | 230.5356 | 236.5138 | 8.9158 | 84.4725 | 0
| Zone | Remainder of System | 4 | Monthly System Peak Day | SCE | 1-in-10 | 2030 | 20 | 222.6882 | 226.8011 | 8.4019 | 79.8427 | 0
| Zone | Remainder of System | 4 | Monthly System Peak Day | SCE | 1-in-10 | 2030 | 21 | 223.849 | 231.5181 | 8.5027 | 74.5391 | 0
| Zone | Remainder of System | 4 | Monthly System Peak Day | SCE | 1-in-10 | 2030 | 22 | 409.7271 | 427.6641 | 8.2829 | 71.1442 | 0
| Zone | Remainder of System | 4 | Monthly System Peak Day | SCE | 1-in-10 | 2030 | 23 | 404.3965 | 428.8088 | 8.3939 | 69.0236 | 0
| Zone | Remainder of System | 4 | Monthly System Peak Day | SCE | 1-in-10 | 2030 | 24 | 347.131 | 385.8031 | 8.5534 | 67.3797 | 0
| Zone | Remainder of System | 5 | Average Weekday | SCE | 1-in-10 | 2030 | 1 | 282.9421 | 294.2963 | 8.5026 | 62.1727 | 0
| Zone | Remainder of System | 5 | Average Weekday | SCE | 1-in-10 | 2030 | 2 | 283.5132 | 291.3537 | 8.4556 | 61.1648 | 0
| Zone | Remainder of System | 5 | Average Weekday | SCE | 1-in-10 | 2030 | 3 | 443.7376 | 456.7583 | 8.4485 | 60.2356 | 0
| Zone | Remainder of System | 5 | Average Weekday | SCE | 1-in-10 | 2030 | 4 | 606.9399 | 624.961 | 8.4316 | 59.3569 | 0
| Zone | Remainder of System | 5 | Average Weekday | SCE | 1-in-10 | 2030 | 5 | 567.6278 | 586.6649 | 8.4248 | 58.7412 | 0
| Zone | Remainder of System | 5 | Average Weekday | SCE | 1-in-10 | 2030 | 6 | 553.8295 | 574.3345 | 8.3921 | 58.1661 | 0
| Zone | Remainder of System | 5 | Average Weekday | SCE | 1-in-10 | 2030 | 7 | 547.7951 | 549.0175 | 8.3742 | 57.8997 | 0
| Zone | Remainder of System | 5 | Average Weekday | SCE | 1-in-10 | 2030 | 8 | 544.9649 | 556.1343 | 8.5271 | 58.7071 | 0
| Zone | Remainder of System | 5 | Average Weekday | SCE | 1-in-10 | 2030 | 9 | 512.3519 | 548.3519 | 8.7141 | 61.456 | 0
| Zone | Remainder of System | 5 | Average Weekday | SCE | 1-in-10 | 2030 | 10 | 502.4174 | 525.6494 | 8.585 | 64.9894 | 0
| Zone | Remainder of System | 5 | Average Weekday | SCE | 1-in-10 | 2030 | 11 | 481.8873 | 496.7478 | 8.6591 | 68.1837 | 0
| Zone | Remainder of System | 5 | Average Weekday | SCE | 1-in-10 | 2030 | 12 | 475.1039 | 486.7997 | 8.7431 | 70.9372 | 0
| Zone | Remainder of System | 5 | Average Weekday | SCE | 1-in-10 | 2030 | 13 | 384.4209 | 395.6498 | 8.8148 | 73.3433 | 0
| Zone | Remainder of System | 5 | Average Weekday | SCE | 1-in-10 | 2030 | 14 | 361.7368 | 369.4548 | 8.768 | 75.1538 | 0
| Zone | Remainder of System | 5 | Average Weekday | SCE | 1-in-10 | 2030 | 15 | 318.379 | 325.4868 | 8.6066 | 76.3764 | 0
| Zone | Remainder of System | 5 | Average Weekday | SCE | 1-in-10 | 2030 | 16 | 277.1094 | 279.9529 | 8.3961 | 76.8846 | 0
| Zone | Remainder of System | 5 | Average Weekday | SCE | 1-in-10 | 2030 | 17 | 265.4333 | 270.9277 | 8.2687 | 76.8837 | 0
| Zone | Remainder of System | 5 | Average Weekday | SCE | 1-in-10 | 2030 | 18 | 239.1416 | 245.111 | 8.2776 | 76.1315 | 0
| Zone | Remainder of System | 5 | Average Weekday | SCE | 1-in-10 | 2030 | 19 | 248.2672 | 255.1431 | 8.5045 | 74.7201 | 0
| Zone | Remainder of System | 5 | Average Weekday | SCE | 1-in-10 | 2030 | 20 | 235.7284 | 239.095 | 8.4019 | 72.5958 | 0
| Zone | Remainder of System | 5 | Average Weekday | SCE | 1-in-10 | 2030 | 21 | 240.7743 | 246.1444 | 8.093 | 69.615 | 0
| Zone | Remainder of System | 5 | Average Weekday | SCE | 1-in-10 | 2030 | 22 | 430.0879 | 448.3526 | 8.3468 | 66.8354 | 0
| Zone | Remainder of System | 5 | Average Weekday | SCE | 1-in-10 | 2030 | 23 | 430.5735 | 452.2575 | 8.4559 | 64.9385 | 0
| Zone | Remainder of System | 5 | Average Weekday | SCE | 1-in-10 | 2030 | 24 | 369.1947 | 394.1534 | 8.5459 | 63.4049 | 0
| Zone | Remainder of System | 5 | Monthly System Peak Day | SCE | 1-in-10 | 2030 | 1 | 282.9421 | 304.9939 | 8.4898 | 73.6895 | 0
| Zone | Remainder of System | 5 | Monthly System Peak Day | SCE | 1-in-10 | 2030 | 2 | 283.5132 | 298.7381 | 8.4094 | 72.0766 | 0
| Zone | Remainder of System | 5 | Monthly System Peak Day | SCE | 1-in-10 | 2030 | 3 | 443.7376 | 464.7982 | 8.4008 | 70.6422 | 0
| Zone | Remainder of System | 5 | Monthly System Peak Day | SCE | 1-in-10 | 2030 | 4 | 606.9399 | 629.2856 | 8.3836 | 69.0833 | 0
| Zone | Remainder of System | 5 | Monthly System Peak Day | SCE | 1-in-10 | 2030 | 5 | 567.6278 | 594.2927 | 8.3769 | 68.0722 | 0
| Zone | Remainder of System | 5 | Monthly System Peak Day | SCE | 1-in-10 | 2030 | 6 | 553.8295 | 574.6803 | 8.3511 | 67.0072 | 0
| Zone | Remainder of System | 5 | Monthly System Peak Day | SCE | 1-in-10 | 2030 | 7 | 547.7951 | 543.1159 | 8.3354 | 66.5788 | 0
| Zone | Remainder of System | 5 | Monthly System Peak Day | SCE | 1-in-10 | 2030 | 8 | 544.9649 | 565.6115 | 8.5516 | 66.8927 | 0
| Zone | Remainder of System | 5 | Monthly System Peak Day | SCE | 1-in-10 | 2030 | 9 | 512.3519 | 560.238 | 9.0214 | 71.0933 | 0
| Zone | Remainder of System | 5 | Monthly System Peak Day | SCE | 1-in-10 | 2030 | 10 | 502.4174 | 533.3244 | 8.697 | 77.5111 | 0
| Zone | Remainder of System | 5 | Monthly System Peak Day | SCE | 1-in-10 | 2030 | 11 | 481.8873 | 508.9396 | 8.9465 | 83.59 | 0
| Zone | Remainder of System | 5 | Monthly System Peak Day | SCE | 1-in-10 | 2030 | 12 | 475.1039 | 498.8195 | 9.2533 | 87.7347 | 0
| Zone | Remainder of System | 5 | Monthly System Peak Day | SCE | 1-in-10 | 2030 | 13 | 384.4209 | 396.1804 | 9.5141 | 90.7541 | 0
| Zone | Remainder of System | 5 | Monthly System Peak Day | SCE | 1-in-10 | 2030 | 14 | 361.7368 | 367.9749 | 9.3339 | 92.7356 | 0
| Zone | Remainder of System | 5 | Monthly System Peak Day | SCE | 1-in-10 | 2030 | 15 | 318.379 | 327.1362 | 8.846 | 93.8294 | 0
| Zone | Remainder of System | 5 | Monthly System Peak Day | SCE | 1-in-10 | 2030 | 16 | 277.1094 | 278.7167 | 8.3519 | 93.7816 | 0
| Zone | Remainder of System | 5 | Monthly System Peak Day | SCE | 1-in-10 | 2030 | 17 | 265.4333 | 271.1889 | 8.2289 | 93.1462 | 0
| Zone | Remainder of System | 5 | Monthly System Peak Day | SCE | 1-in-10 | 2030 | 18 | 239.1416 | 245.0686 | 8.2294 | 92.5491 | 0
| Zone | Remainder of System | 5 | Monthly System Peak Day | SCE | 1-in-10 | 2030 | 19 | 248.2672 | 254.2902 | 8.9 | 91.3375 | 0
| Zone | Remainder of System | 5 | Monthly System Peak Day | SCE | 1-in-10 | 2030 | 20 | 235.7284 | 239.8629 | 8.4015 | 88.9545 | 0
| Zone | Remainder of System | 5 | Monthly System Peak Day | SCE | 1-in-10 | 2030 | 21 | 240.7743 | 248.5812 | 8.5031 | 85.287 | 0
| Zone | Remainder of System | 5 | Monthly System Peak Day | SCE | 1-in-10 | 2030 | 22 | 430.0879 | 448.3448 | 8.3082 | 81.6912 | 0
| Zone | Remainder of System | 5 | Monthly System Peak Day | SCE | 1-in-10 | 2030 | 23 | 430.5735 | 455.8262 | 8.4214 | 79.1098 | 0
| Zone | Remainder of System | 5 | Monthly System Peak Day | SCE | 1-in-10 | 2030 | 24 | 369.1947 | 409.0153 | 8.5797 | 76.3587 | 0
| Zone | Remainder of System | 6 | Average Weekday | SCE | 1-in-10 | 2030 | 1 | 273.0289 | 290.3382 | 8.3502 | 66.1798 | 0
| Zone | Remainder of System | 6 | Average Weekday | SCE | 1-in-10 | 2030 | 2 | 269.6714 | 283.9903 | 8.3596 | 65.4593 | 0
| Zone | Remainder of System | 6 | Average Weekday | SCE | 1-in-10 | 2030 | 3 | 419.7986 | 440.9328 | 8.3613 | 64.7904 | 0
| Zone | Remainder of System | 6 | Average Weekday | SCE | 1-in-10 | 2030 | 4 | 575.3037 | 594.321 | 8.3638 | 64.1255 | 0
| Zone | Remainder of System | 6 | Average Weekday | SCE | 1-in-10 | 2030 | 5 | 530.6938 | 558.2441 | 8.3626 | 63.6086 | 0
| Zone | Remainder of System | 6 | Average Weekday | SCE | 1-in-10 | 2030 | 6 | 536.2886 | 566.2136 | 8.3642 | 63.1772 | 0
| Zone | Remainder of System | 6 | Average Weekday | SCE | 1-in-10 | 2030 | 7 | 545.7452 | 543.8219 | 8.4061 | 62.8134 | 0
| Zone | Remainder of System | 6 | Average Weekday | SCE | 1-in-10 | 2030 | 8 | 537.3594 | 551.1359 | 8.284 | 63.3196 | 0
| Zone | Remainder of System | 6 | Average Weekday | SCE | 1-in-10 | 2030 | 9 | 539.2657 | 565.5633 | 8.2759 | 65.3704 | 0
| Zone | Remainder of System | 6 | Average Weekday | SCE | 1-in-10 | 2030 | 10 | 524.3875 | 540.6753 | 8.3573 | 68.2381 | 0
| Zone | Remainder of System | 6 | Average Weekday | SCE | 1-in-10 | 2030 | 11 | 486.9676 | 501.656 | 8.3418 | 71.5251 | 0
| Zone | Remainder of System | 6 | Average Weekday | SCE | 1-in-10 | 2030 | 12 | 479.9964 | 498.1172 | 8.3011 | 74.7391 | 0
| Zone | Remainder of System | 6 | Average Weekday | SCE | 1-in-10 | 2030 | 13 | 389.0372 | 414.1521 | 8.3065 | 77.286 | 0
| Zone | Remainder of System | 6 | Average Weekday | SCE | 1-in-10 | 2030 | 14 | 362.347 | 383.6021 | 8.3316 | 79.241 | 0
| Zone | Remainder of System | 6 | Average Weekday | SCE | 1-in-10 | 2030 | 15 | 301.2939 | 321.0299 | 8.4408 | 80.4784 | 0
| Zone | Remainder of System | 6 | Average Weekday | SCE | 1-in-10 | 2030 | 16 | 264.411 | 271.4059 | 8.5682 | 81.0262 | 0
| Zone | Remainder of System | 6 | Average Weekday | SCE | 1-in-10 | 2030 | 17 | 260.9815 | 268.6016 | 9.418 | 80.9375 | 0
| Zone | Remainder of System | 6 | Average Weekday | SCE | 1-in-10 | 2030 | 18 | 226.36 | 244.3272 | 9.3151 | 80.0399 | 0
| Zone | Remainder of System | 6 | Average Weekday | SCE | 1-in-10 | 2030 | 19 | 218.1396 | 240.5181 | 10.2147 | 78.5607 | 0
| Zone | Remainder of System | 6 | Average Weekday | SCE | 1-in-10 | 2030 | 20 | 199.628 | 213.2623 | 8.4808 | 76.4905 | 0
| Zone | Remainder of System | 6 | Average Weekday | SCE | 1-in-10 | 2030 | 21 | 218.9875 | 238.9193 | 9.1038 | 73.5536 | 0
| Zone | Remainder of System | 6 | Average Weekday | SCE | 1-in-10 | 2030 | 22 | 386.7044 | 414.1372 | 8.3713 | 70.5065 | 0
| Zone | Remainder of System | 6 | Average Weekday | SCE | 1-in-10 | 2030 | 23 | 409.472 | 441.7193 | 8.3579 | 68.5894 | 0
| Zone | Remainder of System | 6 | Average Weekday | SCE | 1-in-10 | 2030 | 24 | 377.9039 | 407.5356 | 8.3224 | 67.2621 | 0
| Zone | Remainder of System | 6 | Monthly System Peak Day | SCE | 1-in-10 | 2030 | 1 | 273.0289 | 270.3098 | 9.9505 | 75.2497 | 0
| Zone | Remainder of System | 6 | Monthly System Peak Day | SCE | 1-in-10 | 2030 | 2 | 269.6714 | 257.587 | 9.9692 | 73.6623 | 0
| Zone | Remainder of System | 6 | Monthly System Peak Day | SCE | 1-in-10 | 2030 | 3 | 419.7986 | 371.5404 | 9.974 | 72.3676 | 0
| Zone | Remainder of System | 6 | Monthly System Peak Day | SCE | 1-in-10 | 2030 | 4 | 575.3037 | 478.2893 | 9.9745 | 71.3377 | 0
| Zone | Remainder of System | 6 | Monthly System Peak Day | SCE | 1-in-10 | 2030 | 5 | 530.6938 | 450.3501 | 9.9692 | 70.2939 | 0
| Zone | Remainder of System | 6 | Monthly System Peak Day | SCE | 1-in-10 | 2030 | 6 | 536.2886 | 469.7021 | 9.9626 | 69.2464 | 0
| Zone | Remainder of System | 6 | Monthly System Peak Day | SCE | 1-in-10 | 2030 | 7 | 545.7452 | 458.5562 | 9.9675 | 68.5603 | 0
| Zone | Remainder of System | 6 | Monthly System Peak Day | SCE | 1-in-10 | 2030 | 8 | 537.3594 | 474.6485 | 9.901 | 69.4842 | 0
| Zone | Remainder of System | 6 | Monthly System Peak Day | SCE | 1-in-10 | 2030 | 9 | 539.2657 | 520.5527 | 9.8832 | 73.2547 | 0
| Zone | Remainder of System | 6 | Monthly System Peak Day | SCE | 1-in-10 | 2030 | 10 | 524.3875 | 494.8271 | 9.9261 | 79.1301 | 0
| Zone | Remainder of System | 6 | Monthly System Peak Day | SCE | 1-in-10 | 2030 | 11 | 486.9676 | 456.8037 | 9.8979 | 84.158 | 0
| Zone | Remainder of System | 6 | Monthly System Peak Day | SCE | 1-in-10 | 2030 | 12 | 479.9964 | 453.4748 | 9.8691 | 88.4332 | 0
| Zone | Remainder of System | 6 | Monthly System Peak Day | SCE | 1-in-10 | 2030 | 13 | 389.0372 | 382.8514 | 9.8648 | 90.1858 | 0
| Zone | Remainder of System | 6 | Monthly System Peak Day | SCE | 1-in-10 | 2030 | 14 | 362.347 | 361.6469 | 9.8871 | 91.7815 | 0
| Zone | Remainder of System | 6 | Monthly System Peak Day | SCE | 1-in-10 | 2030 | 15 | 301.2939 | 306.8057 | 9.972 | 92.7276 | 0
| Zone | Remainder of System | 6 | Monthly System Peak Day | SCE | 1-in-10 | 2030 | 16 | 264.411 | 258.3847 | 10.0438 | 93.7033 | 0
| Zone | Remainder of System | 6 | Monthly System Peak Day | SCE | 1-in-10 | 2030 | 17 | 260.9815 | 265.8002 | 11.0389 | 94.2451 | 0
| Zone | Remainder of System | 6 | Monthly System Peak Day | SCE | 1-in-10 | 2030 | 18 | 226.36 | 258.5919 | 11.0747 | 94.087 | 0
| Zone | Remainder of System | 6 | Monthly System Peak Day | SCE | 1-in-10 | 2030 | 19 | 218.1396 | 201.203 | 10.6298 | 92.3042 | 0
| Zone | Remainder of System | 6 | Monthly System Peak Day | SCE | 1-in-10 | 2030 | 20 | 199.628 | 178.1656 | 9.9886 | 88.685 | 0
| Zone | Remainder of System | 6 | Monthly System Peak Day | SCE | 1-in-10 | 2030 | 21 | 218.9875 | 200.7981 | 11.7336 | 83.638 | 0
| Zone | Remainder of System | 6 | Monthly System Peak Day | SCE | 1-in-10 | 2030 | 22 | 386.7044 | 356.6335 | 10.1077 | 78.8774 | 0
| Zone | Remainder of System | 6 | Monthly System Peak Day | SCE | 1-in-10 | 2030 | 23 | 409.472 | 371.1722 | 9.9437 | 75.1697 | 0
| Zone | Remainder of System | 6 | Monthly System Peak Day | SCE | 1-in-10 | 2030 | 24 | 377.9039 | 359.7309 | 9.9243 | 73.0779 | 0
| Zone | Remainder of System | 7 | Average Weekday | SCE | 1-in-10 | 2030 | 1 | 265.3758 | 282.488 | 8.887 | 71.9581 | 0
| Zone | Remainder of System | 7 | Average Weekday | SCE | 1-in-10 | 2030 | 2 | 263.5938 | 275.0768 | 8.8984 | 71.2274 | 0
| Zone | Remainder of System | 7 | Average Weekday | SCE | 1-in-10 | 2030 | 3 | 405.8061 | 426.3535 | 8.9004 | 70.5958 | 0
| Zone | Remainder of System | 7 | Average Weekday | SCE | 1-in-10 | 2030 | 4 | 559.7217 | 581.2596 | 8.9028 | 70.0707 | 0
| Zone | Remainder of System | 7 | Average Weekday | SCE | 1-in-10 | 2030 | 5 | 515.252 | 540.7732 | 8.9009 | 69.613 | 0
| Zone | Remainder of System | 7 | Average Weekday | SCE | 1-in-10 | 2030 | 6 | 515.7831 | 543.3837 | 8.8993 | 69.2234 | 0
| Zone | Remainder of System | 7 | Average Weekday | SCE | 1-in-10 | 2030 | 7 | 524.4007 | 523.2847 | 8.8817 | 69.0054 | 0
| Zone | Remainder of System | 7 | Average Weekday | SCE | 1-in-10 | 2030 | 8 | 514.9423 | 530.4868 | 8.8259 | 69.4109 | 0
| Zone | Remainder of System | 7 | Average Weekday | SCE | 1-in-10 | 2030 | 9 | 504.1578 | 532.2828 | 8.8133 | 71.6124 | 0
| Zone | Remainder of System | 7 | Average Weekday | SCE | 1-in-10 | 2030 | 10 | 489.7264 | 505.907 | 8.8536 | 74.5635 | 0
| Zone | Remainder of System | 7 | Average Weekday | SCE | 1-in-10 | 2030 | 11 | 459.1031 | 474.3567 | 8.8382 | 77.9936 | 0
| Zone | Remainder of System | 7 | Average Weekday | SCE | 1-in-10 | 2030 | 12 | 452.6417 | 472.7696 | 8.8246 | 81.273 | 0
| Zone | Remainder of System | 7 | Average Weekday | SCE | 1-in-10 | 2030 | 13 | 362.6169 | 387.3723 | 8.8183 | 83.8927 | 0
| Zone | Remainder of System | 7 | Average Weekday | SCE | 1-in-10 | 2030 | 14 | 335.9113 | 357.5008 | 8.8417 | 85.8828 | 0
| Zone | Remainder of System | 7 | Average Weekday | SCE | 1-in-10 | 2030 | 15 | 283.7341 | 303.6787 | 8.8952 | 87.0524 | 0
| Zone | Remainder of System | 7 | Average Weekday | SCE | 1-in-10 | 2030 | 16 | 245.603 | 252.3266 | 8.9343 | 87.6036 | 0
| Zone | Remainder of System | 7 | Average Weekday | SCE | 1-in-10 | 2030 | 17 | 247.2677 | 255.8961 | 9.8707 | 87.406 | 0
| Zone | Remainder of System | 7 | Average Weekday | SCE | 1-in-10 | 2030 | 18 | 217.9371 | 236.0575 | 9.7817 | 86.5106 | 0
| Zone | Remainder of System | 7 | Average Weekday | SCE | 1-in-10 | 2030 | 19 | 214.0364 | 236.6771 | 9.5462 | 84.947 | 0
| Zone | Remainder of System | 7 | Average Weekday | SCE | 1-in-10 | 2030 | 20 | 202.4801 | 216.1158 | 9.1871 | 82.535 | 0
| Zone | Remainder of System | 7 | Average Weekday | SCE | 1-in-10 | 2030 | 21 | 220.2192 | 240.2207 | 9.2851 | 79.3713 | 0
| Zone | Remainder of System | 7 | Average Weekday | SCE | 1-in-10 | 2030 | 22 | 385.4111 | 412.3556 | 8.8909 | 76.2956 | 0
| Zone | Remainder of System | 7 | Average Weekday | SCE | 1-in-10 | 2030 | 23 | 402.2714 | 433.4812 | 8.8997 | 74.5072 | 0
| Zone | Remainder of System | 7 | Average Weekday | SCE | 1-in-10 | 2030 | 24 | 362.2554 | 390.5648 | 8.8679 | 73.3159 | 0
| Zone | Remainder of System | 7 | Monthly System Peak Day | SCE | 1-in-10 | 2030 | 1 | 265.3758 | 261.9795 | 8.9573 | 76.6508 | 0
| Zone | Remainder of System | 7 | Monthly System Peak Day | SCE | 1-in-10 | 2030 | 2 | 263.5938 | 245.5259 | 8.9709 | 74.5577 | 0
| Zone | Remainder of System | 7 | Monthly System Peak Day | SCE | 1-in-10 | 2030 | 3 | 405.8061 | 350.9186 | 8.9745 | 72.8235 | 0
| Zone | Remainder of System | 7 | Monthly System Peak Day | SCE | 1-in-10 | 2030 | 4 | 559.7217 | 461.5816 | 8.9734 | 71.76 | 0
| Zone | Remainder of System | 7 | Monthly System Peak Day | SCE | 1-in-10 | 2030 | 5 | 515.252 | 430.9366 | 8.9716 | 70.7758 | 0
| Zone | Remainder of System | 7 | Monthly System Peak Day | SCE | 1-in-10 | 2030 | 6 | 515.7831 | 454.4502 | 8.97 | 69.8783 | 0
| Zone | Remainder of System | 7 | Monthly System Peak Day | SCE | 1-in-10 | 2030 | 7 | 524.4007 | 444.5963 | 8.9775 | 69.1827 | 0
| Zone | Remainder of System | 7 | Monthly System Peak Day | SCE | 1-in-10 | 2030 | 8 | 514.9423 | 459.4514 | 8.9086 | 70.1442 | 0
| Zone | Remainder of System | 7 | Monthly System Peak Day | SCE | 1-in-10 | 2030 | 9 | 504.1578 | 486.0431 | 8.8896 | 73.6845 | 0
| Zone | Remainder of System | 7 | Monthly System Peak Day | SCE | 1-in-10 | 2030 | 10 | 489.7264 | 458.426 | 8.9312 | 79.1197 | 0
| Zone | Remainder of System | 7 | Monthly System Peak Day | SCE | 1-in-10 | 2030 | 11 | 459.1031 | 428.2466 | 8.8991 | 85.4833 | 0
| Zone | Remainder of System | 7 | Monthly System Peak Day | SCE | 1-in-10 | 2030 | 12 | 452.6417 | 426.7392 | 8.8699 | 90.3667 | 0
| Zone | Remainder of System | 7 | Monthly System Peak Day | SCE | 1-in-10 | 2030 | 13 | 362.6169 | 358.9217 | 8.8601 | 94.5 | 0
| Zone | Remainder of System | 7 | Monthly System Peak Day | SCE | 1-in-10 | 2030 | 14 | 335.9113 | 336.254 | 8.8899 | 97.9379 | 0
| Zone | Remainder of System | 7 | Monthly System Peak Day | SCE | 1-in-10 | 2030 | 15 | 283.7341 | 290.9497 | 8.9754 | 100.6849 | 0
| Zone | Remainder of System | 7 | Monthly System Peak Day | SCE | 1-in-10 | 2030 | 16 | 245.603 | 240.2261 | 9.0289 | 101.5894 | 0
| Zone | Remainder of System | 7 | Monthly System Peak Day | SCE | 1-in-10 | 2030 | 17 | 247.2677 | 252.9845 | 9.9313 | 101.5455 | 0
| Zone | Remainder of System | 7 | Monthly System Peak Day | SCE | 1-in-10 | 2030 | 18 | 217.9371 | 249.5089 | 9.9595 | 100.5 | 0
| Zone | Remainder of System | 7 | Monthly System Peak Day | SCE | 1-in-10 | 2030 | 19 | 214.0364 | 199.4445 | 9.1204 | 99.1227 | 0
| Zone | Remainder of System | 7 | Monthly System Peak Day | SCE | 1-in-10 | 2030 | 20 | 202.4801 | 176.8287 | 8.9583 | 97.0364 | 0
| Zone | Remainder of System | 7 | Monthly System Peak Day | SCE | 1-in-10 | 2030 | 21 | 220.2192 | 201.7477 | 10.5031 | 94.1515 | 0
| Zone | Remainder of System | 7 | Monthly System Peak Day | SCE | 1-in-10 | 2030 | 22 | 385.4111 | 355.2642 | 9.0909 | 90.04 | 0
| Zone | Remainder of System | 7 | Monthly System Peak Day | SCE | 1-in-10 | 2030 | 23 | 402.2714 | 364.0811 | 8.9363 | 86.8336 | 0
| Zone | Remainder of System | 7 | Monthly System Peak Day | SCE | 1-in-10 | 2030 | 24 | 362.2554 | 342.6586 | 8.9289 | 84.7888 | 0
| Zone | Remainder of System | 8 | Average Weekday | SCE | 1-in-10 | 2030 | 1 | 274.5155 | 296.1959 | 8.4525 | 72.37 | 0
| Zone | Remainder of System | 8 | Average Weekday | SCE | 1-in-10 | 2030 | 2 | 274.6888 | 291.1165 | 8.4662 | 71.61 | 0
| Zone | Remainder of System | 8 | Average Weekday | SCE | 1-in-10 | 2030 | 3 | 414.2663 | 434.1377 | 8.4687 | 70.9118 | 0
| Zone | Remainder of System | 8 | Average Weekday | SCE | 1-in-10 | 2030 | 4 | 571.1302 | 594.8148 | 8.4713 | 70.2563 | 0
| Zone | Remainder of System | 8 | Average Weekday | SCE | 1-in-10 | 2030 | 5 | 523.0155 | 555.0318 | 8.4688 | 69.6981 | 0
| Zone | Remainder of System | 8 | Average Weekday | SCE | 1-in-10 | 2030 | 6 | 527.8616 | 562.6378 | 8.4666 | 69.2074 | 0
| Zone | Remainder of System | 8 | Average Weekday | SCE | 1-in-10 | 2030 | 7 | 537.6433 | 537.83 | 8.4478 | 68.8104 | 0
| Zone | Remainder of System | 8 | Average Weekday | SCE | 1-in-10 | 2030 | 8 | 528.2111 | 546.8563 | 8.3814 | 68.7422 | 0
| Zone | Remainder of System | 8 | Average Weekday | SCE | 1-in-10 | 2030 | 9 | 511.6409 | 538.4922 | 8.3645 | 70.4402 | 0
| Zone | Remainder of System | 8 | Average Weekday | SCE | 1-in-10 | 2030 | 10 | 499.727 | 516.3599 | 8.4137 | 73.6806 | 0
| Zone | Remainder of System | 8 | Average Weekday | SCE | 1-in-10 | 2030 | 11 | 463.6636 | 479.3132 | 8.3925 | 77.4085 | 0
| Zone | Remainder of System | 8 | Average Weekday | SCE | 1-in-10 | 2030 | 12 | 453.7418 | 474.3421 | 8.3721 | 81.036 | 0
| Zone | Remainder of System | 8 | Average Weekday | SCE | 1-in-10 | 2030 | 13 | 373.2648 | 399.3276 | 8.3629 | 83.7838 | 0
| Zone | Remainder of System | 8 | Average Weekday | SCE | 1-in-10 | 2030 | 14 | 343.4726 | 365.3322 | 8.3943 | 85.8153 | 0
| Zone | Remainder of System | 8 | Average Weekday | SCE | 1-in-10 | 2030 | 15 | 291.7132 | 311.8937 | 8.462 | 87.091 | 0
| Zone | Remainder of System | 8 | Average Weekday | SCE | 1-in-10 | 2030 | 16 | 251.6731 | 258.667 | 8.5096 | 87.363 | 0
| Zone | Remainder of System | 8 | Average Weekday | SCE | 1-in-10 | 2030 | 17 | 255.5483 | 261.7868 | 9.5873 | 87.0549 | 0
| Zone | Remainder of System | 8 | Average Weekday | SCE | 1-in-10 | 2030 | 18 | 224.0333 | 241.6573 | 9.4901 | 86.0276 | 0
| Zone | Remainder of System | 8 | Average Weekday | SCE | 1-in-10 | 2030 | 19 | 218.7567 | 240.8293 | 9.0111 | 84.3658 | 0
| Zone | Remainder of System | 8 | Average Weekday | SCE | 1-in-10 | 2030 | 20 | 215.3238 | 228.5612 | 8.6795 | 81.8452 | 0
| Zone | Remainder of System | 8 | Average Weekday | SCE | 1-in-10 | 2030 | 21 | 229.9871 | 249.9973 | 8.9268 | 78.4693 | 0
| Zone | Remainder of System | 8 | Average Weekday | SCE | 1-in-10 | 2030 | 22 | 388.3554 | 416.5281 | 8.4626 | 75.852 | 0
| Zone | Remainder of System | 8 | Average Weekday | SCE | 1-in-10 | 2030 | 23 | 406.2093 | 439.8938 | 8.4633 | 74.3631 | 0
| Zone | Remainder of System | 8 | Average Weekday | SCE | 1-in-10 | 2030 | 24 | 367.4774 | 398.9743 | 8.429 | 73.2805 | 0
| Zone | Remainder of System | 8 | Monthly System Peak Day | SCE | 1-in-10 | 2030 | 1 | 274.5155 | 269.6545 | 7.5093 | 77.5297 | 0
| Zone | Remainder of System | 8 | Monthly System Peak Day | SCE | 1-in-10 | 2030 | 2 | 274.6888 | 259.2571 | 7.5284 | 76.3174 | 0
| Zone | Remainder of System | 8 | Monthly System Peak Day | SCE | 1-in-10 | 2030 | 3 | 414.2663 | 367.3894 | 7.5334 | 75.3311 | 0
| Zone | Remainder of System | 8 | Monthly System Peak Day | SCE | 1-in-10 | 2030 | 4 | 571.1302 | 477.8759 | 7.5325 | 74.0045 | 0
| Zone | Remainder of System | 8 | Monthly System Peak Day | SCE | 1-in-10 | 2030 | 5 | 523.0155 | 449.2002 | 7.5298 | 73.0998 | 0
| Zone | Remainder of System | 8 | Monthly System Peak Day | SCE | 1-in-10 | 2030 | 6 | 527.8616 | 464.0038 | 7.5273 | 72.373 | 0
| Zone | Remainder of System | 8 | Monthly System Peak Day | SCE | 1-in-10 | 2030 | 7 | 537.6433 | 450.3829 | 7.5302 | 71.488 | 0
| Zone | Remainder of System | 8 | Monthly System Peak Day | SCE | 1-in-10 | 2030 | 8 | 528.2111 | 468.9578 | 7.4403 | 71.1909 | 0
| Zone | Remainder of System | 8 | Monthly System Peak Day | SCE | 1-in-10 | 2030 | 9 | 511.6409 | 493.7204 | 7.4081 | 73.4649 | 0
| Zone | Remainder of System | 8 | Monthly System Peak Day | SCE | 1-in-10 | 2030 | 10 | 499.727 | 469.5976 | 7.4639 | 78.3818 | 0
| Zone | Remainder of System | 8 | Monthly System Peak Day | SCE | 1-in-10 | 2030 | 11 | 463.6636 | 432.1624 | 7.4155 | 83.7945 | 0
| Zone | Remainder of System | 8 | Monthly System Peak Day | SCE | 1-in-10 | 2030 | 12 | 453.7418 | 426.3397 | 7.3706 | 87.8152 | 0
| Zone | Remainder of System | 8 | Monthly System Peak Day | SCE | 1-in-10 | 2030 | 13 | 373.2648 | 370.7207 | 7.3519 | 89.7121 | 0
| Zone | Remainder of System | 8 | Monthly System Peak Day | SCE | 1-in-10 | 2030 | 14 | 343.4726 | 344.5384 | 7.4032 | 91.6227 | 0
| Zone | Remainder of System | 8 | Monthly System Peak Day | SCE | 1-in-10 | 2030 | 15 | 291.7132 | 299.3209 | 7.5244 | 93.2955 | 0
| Zone | Remainder of System | 8 | Monthly System Peak Day | SCE | 1-in-10 | 2030 | 16 | 251.6731 | 246.6725 | 7.5904 | 94.803 | 0
| Zone | Remainder of System | 8 | Monthly System Peak Day | SCE | 1-in-10 | 2030 | 17 | 255.5483 | 258.9779 | 8.6367 | 94.6455 | 0
| Zone | Remainder of System | 8 | Monthly System Peak Day | SCE | 1-in-10 | 2030 | 18 | 224.0333 | 256.5307 | 8.6716 | 94.1818 | 0
| Zone | Remainder of System | 8 | Monthly System Peak Day | SCE | 1-in-10 | 2030 | 19 | 218.7567 | 202.9888 | 7.2393 | 92.9409 | 0
| Zone | Remainder of System | 8 | Monthly System Peak Day | SCE | 1-in-10 | 2030 | 20 | 215.3238 | 187.5932 | 7.1177 | 89.9697 | 0
| Zone | Remainder of System | 8 | Monthly System Peak Day | SCE | 1-in-10 | 2030 | 21 | 229.9871 | 209.2237 | 9.3055 | 86.6023 | 0
| Zone | Remainder of System | 8 | Monthly System Peak Day | SCE | 1-in-10 | 2030 | 22 | 388.3554 | 360.996 | 7.685 | 83.613 | 0
| Zone | Remainder of System | 8 | Monthly System Peak Day | SCE | 1-in-10 | 2030 | 23 | 406.2093 | 373.3882 | 7.4871 | 81.0338 | 0
| Zone | Remainder of System | 8 | Monthly System Peak Day | SCE | 1-in-10 | 2030 | 24 | 367.4774 | 351.5144 | 7.4723 | 79.6071 | 0
| Zone | Remainder of System | 8 | Typical Event Day | SCE | 1-in-10 | 2030 | 1 | 274.5155 | 269.6545 | 7.5093 | 76.5293 | 0
| Zone | Remainder of System | 8 | Typical Event Day | SCE | 1-in-10 | 2030 | 2 | 274.6888 | 259.2571 | 7.5284 | 75.0309 | 0
| Zone | Remainder of System | 8 | Typical Event Day | SCE | 1-in-10 | 2030 | 3 | 414.2663 | 367.3894 | 7.5334 | 73.7385 | 0
| Zone | Remainder of System | 8 | Typical Event Day | SCE | 1-in-10 | 2030 | 4 | 571.1302 | 477.8759 | 7.5325 | 72.7591 | 0
| Zone | Remainder of System | 8 | Typical Event Day | SCE | 1-in-10 | 2030 | 5 | 523.0155 | 449.2002 | 7.5298 | 71.9433 | 0
| Zone | Remainder of System | 8 | Typical Event Day | SCE | 1-in-10 | 2030 | 6 | 527.8616 | 464.0038 | 7.5273 | 71.1438 | 0
| Zone | Remainder of System | 8 | Typical Event Day | SCE | 1-in-10 | 2030 | 7 | 537.6433 | 450.3829 | 7.5302 | 70.5021 | 0
| Zone | Remainder of System | 8 | Typical Event Day | SCE | 1-in-10 | 2030 | 8 | 528.2111 | 468.9578 | 7.4403 | 70.8808 | 0
| Zone | Remainder of System | 8 | Typical Event Day | SCE | 1-in-10 | 2030 | 9 | 511.6409 | 493.7204 | 7.4081 | 73.7308 | 0
| Zone | Remainder of System | 8 | Typical Event Day | SCE | 1-in-10 | 2030 | 10 | 499.727 | 469.5976 | 7.4639 | 78.7837 | 0
| Zone | Remainder of System | 8 | Typical Event Day | SCE | 1-in-10 | 2030 | 11 | 463.6636 | 432.1624 | 7.4155 | 84.2613 | 0
| Zone | Remainder of System | 8 | Typical Event Day | SCE | 1-in-10 | 2030 | 12 | 453.7418 | 426.3397 | 7.3706 | 88.75 | 0
| Zone | Remainder of System | 8 | Typical Event Day | SCE | 1-in-10 | 2030 | 13 | 373.2648 | 370.7207 | 7.3519 | 91.662 | 0
| Zone | Remainder of System | 8 | Typical Event Day | SCE | 1-in-10 | 2030 | 14 | 343.4726 | 344.5384 | 7.4032 | 94.0526 | 0
| Zone | Remainder of System | 8 | Typical Event Day | SCE | 1-in-10 | 2030 | 15 | 291.7132 | 299.3209 | 7.5244 | 95.7853 | 0
| Zone | Remainder of System | 8 | Typical Event Day | SCE | 1-in-10 | 2030 | 16 | 251.6731 | 246.6725 | 7.5904 | 96.7804 | 0
| Zone | Remainder of System | 8 | Typical Event Day | SCE | 1-in-10 | 2030 | 17 | 255.5483 | 258.9779 | 8.6367 | 96.8969 | 0
| Zone | Remainder of System | 8 | Typical Event Day | SCE | 1-in-10 | 2030 | 18 | 224.0333 | 256.5307 | 8.6716 | 96.1604 | 0
| Zone | Remainder of System | 8 | Typical Event Day | SCE | 1-in-10 | 2030 | 19 | 218.7567 | 202.9888 | 7.2393 | 94.3988 | 0
| Zone | Remainder of System | 8 | Typical Event Day | SCE | 1-in-10 | 2030 | 20 | 215.3238 | 187.5932 | 7.1177 | 91.4902 | 0
| Zone | Remainder of System | 8 | Typical Event Day | SCE | 1-in-10 | 2030 | 21 | 229.9871 | 209.2237 | 9.3055 | 87.8616 | 0
| Zone | Remainder of System | 8 | Typical Event Day | SCE | 1-in-10 | 2030 | 22 | 388.3554 | 360.996 | 7.685 | 84.458 | 0
| Zone | Remainder of System | 8 | Typical Event Day | SCE | 1-in-10 | 2030 | 23 | 406.2093 | 373.3882 | 7.4871 | 81.7631 | 0
| Zone | Remainder of System | 8 | Typical Event Day | SCE | 1-in-10 | 2030 | 24 | 367.4774 | 351.5144 | 7.4723 | 80.0673 | 0
| Zone | Remainder of System | 9 | Average Weekday | SCE | 1-in-10 | 2030 | 1 | 270.3411 | 279.7466 | 9.1563 | 71.0646 | 0
| Zone | Remainder of System | 9 | Average Weekday | SCE | 1-in-10 | 2030 | 2 | 277.6936 | 279.4002 | 9.1737 | 70.1203 | 0
| Zone | Remainder of System | 9 | Average Weekday | SCE | 1-in-10 | 2030 | 3 | 440.8831 | 435.8427 | 9.176 | 69.2506 | 0
| Zone | Remainder of System | 9 | Average Weekday | SCE | 1-in-10 | 2030 | 4 | 601.2952 | 598.1548 | 9.1786 | 68.4826 | 0
| Zone | Remainder of System | 9 | Average Weekday | SCE | 1-in-10 | 2030 | 5 | 537.192 | 536.1126 | 9.1734 | 67.8093 | 0
| Zone | Remainder of System | 9 | Average Weekday | SCE | 1-in-10 | 2030 | 6 | 525.6683 | 533.922 | 9.1646 | 67.2573 | 0
| Zone | Remainder of System | 9 | Average Weekday | SCE | 1-in-10 | 2030 | 7 | 554.3755 | 541.8244 | 9.1369 | 66.785 | 0
| Zone | Remainder of System | 9 | Average Weekday | SCE | 1-in-10 | 2030 | 8 | 527.87 | 524.9388 | 9.0896 | 66.4866 | 0
| Zone | Remainder of System | 9 | Average Weekday | SCE | 1-in-10 | 2030 | 9 | 484.3719 | 506.4576 | 9.0775 | 67.9182 | 0
| Zone | Remainder of System | 9 | Average Weekday | SCE | 1-in-10 | 2030 | 10 | 478.7503 | 490.8676 | 9.1292 | 71.1915 | 0
| Zone | Remainder of System | 9 | Average Weekday | SCE | 1-in-10 | 2030 | 11 | 447.8009 | 460.0514 | 9.1075 | 74.8699 | 0
| Zone | Remainder of System | 9 | Average Weekday | SCE | 1-in-10 | 2030 | 12 | 440.3356 | 452.9504 | 9.084 | 78.4748 | 0
| Zone | Remainder of System | 9 | Average Weekday | SCE | 1-in-10 | 2030 | 13 | 371.5817 | 385.4306 | 9.0716 | 81.3392 | 0
| Zone | Remainder of System | 9 | Average Weekday | SCE | 1-in-10 | 2030 | 14 | 333.5598 | 347.4665 | 9.0986 | 83.4193 | 0
| Zone | Remainder of System | 9 | Average Weekday | SCE | 1-in-10 | 2030 | 15 | 283.5358 | 298.5495 | 9.1509 | 84.7282 | 0
| Zone | Remainder of System | 9 | Average Weekday | SCE | 1-in-10 | 2030 | 16 | 253.0951 | 255.6837 | 9.1961 | 85.0989 | 0
| Zone | Remainder of System | 9 | Average Weekday | SCE | 1-in-10 | 2030 | 17 | 258.7505 | 264.7522 | 10.1895 | 84.9067 | 0
| Zone | Remainder of System | 9 | Average Weekday | SCE | 1-in-10 | 2030 | 18 | 229.2607 | 246.5633 | 10.0717 | 83.9833 | 0
| Zone | Remainder of System | 9 | Average Weekday | SCE | 1-in-10 | 2030 | 19 | 229.7805 | 249.8828 | 10.0856 | 82.1152 | 0
| Zone | Remainder of System | 9 | Average Weekday | SCE | 1-in-10 | 2030 | 20 | 226.6777 | 238.284 | 9.1842 | 79.1843 | 0
| Zone | Remainder of System | 9 | Average Weekday | SCE | 1-in-10 | 2030 | 21 | 235.8871 | 253.2357 | 9.4092 | 76.077 | 0
| Zone | Remainder of System | 9 | Average Weekday | SCE | 1-in-10 | 2030 | 22 | 394.1079 | 417.1315 | 9.1102 | 74.194 | 0
| Zone | Remainder of System | 9 | Average Weekday | SCE | 1-in-10 | 2030 | 23 | 407.7408 | 430.2985 | 9.1464 | 72.8204 | 0
| Zone | Remainder of System | 9 | Average Weekday | SCE | 1-in-10 | 2030 | 24 | 363.6514 | 382.5371 | 9.1293 | 71.6765 | 0
| Zone | Remainder of System | 9 | Monthly System Peak Day | SCE | 1-in-10 | 2030 | 1 | 270.3411 | 258.9321 | 9.2172 | 76.687 | 0
| Zone | Remainder of System | 9 | Monthly System Peak Day | SCE | 1-in-10 | 2030 | 2 | 277.6936 | 252.9237 | 9.2365 | 75.5862 | 0
| Zone | Remainder of System | 9 | Monthly System Peak Day | SCE | 1-in-10 | 2030 | 3 | 440.8831 | 371.7979 | 9.2408 | 74.4318 | 0
| Zone | Remainder of System | 9 | Monthly System Peak Day | SCE | 1-in-10 | 2030 | 4 | 601.2952 | 471.1505 | 9.2394 | 73.9341 | 0
| Zone | Remainder of System | 9 | Monthly System Peak Day | SCE | 1-in-10 | 2030 | 5 | 537.192 | 419.8393 | 9.2347 | 73.6038 | 0
| Zone | Remainder of System | 9 | Monthly System Peak Day | SCE | 1-in-10 | 2030 | 6 | 525.6683 | 421.1659 | 9.2262 | 73.0773 | 0
| Zone | Remainder of System | 9 | Monthly System Peak Day | SCE | 1-in-10 | 2030 | 7 | 554.3755 | 440.4245 | 9.2263 | 72.7773 | 0
| Zone | Remainder of System | 9 | Monthly System Peak Day | SCE | 1-in-10 | 2030 | 8 | 527.87 | 431.8101 | 9.1647 | 72.7038 | 0
| Zone | Remainder of System | 9 | Monthly System Peak Day | SCE | 1-in-10 | 2030 | 9 | 484.3719 | 459.3387 | 9.1456 | 74.5191 | 0
| Zone | Remainder of System | 9 | Monthly System Peak Day | SCE | 1-in-10 | 2030 | 10 | 478.7503 | 439.8976 | 9.1964 | 78.503 | 0
| Zone | Remainder of System | 9 | Monthly System Peak Day | SCE | 1-in-10 | 2030 | 11 | 447.8009 | 409.4669 | 9.1573 | 83.6091 | 0
| Zone | Remainder of System | 9 | Monthly System Peak Day | SCE | 1-in-10 | 2030 | 12 | 440.3356 | 405.9562 | 9.1186 | 88.3848 | 0
| Zone | Remainder of System | 9 | Monthly System Peak Day | SCE | 1-in-10 | 2030 | 13 | 371.5817 | 349.2605 | 9.1028 | 92.25 | 0
| Zone | Remainder of System | 9 | Monthly System Peak Day | SCE | 1-in-10 | 2030 | 14 | 333.5598 | 320.7687 | 9.1368 | 94.8682 | 0
| Zone | Remainder of System | 9 | Monthly System Peak Day | SCE | 1-in-10 | 2030 | 15 | 283.5358 | 281.8954 | 9.2239 | 96.4333 | 0
| Zone | Remainder of System | 9 | Monthly System Peak Day | SCE | 1-in-10 | 2030 | 16 | 253.0951 | 240.57 | 9.282 | 97.0258 | 0
| Zone | Remainder of System | 9 | Monthly System Peak Day | SCE | 1-in-10 | 2030 | 17 | 258.7505 | 262.2249 | 10.2065 | 97.1515 | 0
| Zone | Remainder of System | 9 | Monthly System Peak Day | SCE | 1-in-10 | 2030 | 18 | 229.2607 | 258.9588 | 10.1931 | 95.8727 | 0
| Zone | Remainder of System | 9 | Monthly System Peak Day | SCE | 1-in-10 | 2030 | 19 | 229.7805 | 210.2339 | 9.6438 | 93.2273 | 0
| Zone | Remainder of System | 9 | Monthly System Peak Day | SCE | 1-in-10 | 2030 | 20 | 226.6777 | 197.7779 | 8.9727 | 90.2697 | 0
| Zone | Remainder of System | 9 | Monthly System Peak Day | SCE | 1-in-10 | 2030 | 21 | 235.8871 | 216.3563 | 10.4147 | 87.0545 | 0
| Zone | Remainder of System | 9 | Monthly System Peak Day | SCE | 1-in-10 | 2030 | 22 | 394.1079 | 354.8703 | 9.3228 | 85.3015 | 0
| Zone | Remainder of System | 9 | Monthly System Peak Day | SCE | 1-in-10 | 2030 | 23 | 407.7408 | 354.956 | 9.1739 | 84.0152 | 0
| Zone | Remainder of System | 9 | Monthly System Peak Day | SCE | 1-in-10 | 2030 | 24 | 363.6514 | 331.2397 | 9.181 | 82.7955 | 0
| Zone | Remainder of System | 10 | Average Weekday | SCE | 1-in-10 | 2030 | 1 | 287.5123 | 298.0948 | 8.5704 | 66.821 | 0
| Zone | Remainder of System | 10 | Average Weekday | SCE | 1-in-10 | 2030 | 2 | 281.2718 | 287.872 | 8.4597 | 65.8764 | 0
| Zone | Remainder of System | 10 | Average Weekday | SCE | 1-in-10 | 2030 | 3 | 433.5836 | 443.0033 | 8.4445 | 65.1487 | 0
| Zone | Remainder of System | 10 | Average Weekday | SCE | 1-in-10 | 2030 | 4 | 598.9763 | 613.7189 | 8.407 | 64.4441 | 0
| Zone | Remainder of System | 10 | Average Weekday | SCE | 1-in-10 | 2030 | 5 | 584.9812 | 598.8047 | 8.4034 | 63.7957 | 0
| Zone | Remainder of System | 10 | Average Weekday | SCE | 1-in-10 | 2030 | 6 | 582.0419 | 597.1361 | 8.353 | 63.2505 | 0
| Zone | Remainder of System | 10 | Average Weekday | SCE | 1-in-10 | 2030 | 7 | 582.0464 | 581.5726 | 8.3387 | 62.7507 | 0
| Zone | Remainder of System | 10 | Average Weekday | SCE | 1-in-10 | 2030 | 8 | 570.0698 | 574.3705 | 8.6425 | 62.4032 | 0
| Zone | Remainder of System | 10 | Average Weekday | SCE | 1-in-10 | 2030 | 9 | 543.8347 | 582.0166 | 9.0699 | 62.8006 | 0
| Zone | Remainder of System | 10 | Average Weekday | SCE | 1-in-10 | 2030 | 10 | 525.3868 | 542.9855 | 8.7892 | 65.6724 | 0
| Zone | Remainder of System | 10 | Average Weekday | SCE | 1-in-10 | 2030 | 11 | 508.5146 | 521.5084 | 9.0104 | 69.5905 | 0
| Zone | Remainder of System | 10 | Average Weekday | SCE | 1-in-10 | 2030 | 12 | 497.2427 | 509.308 | 9.2556 | 73.4477 | 0
| Zone | Remainder of System | 10 | Average Weekday | SCE | 1-in-10 | 2030 | 13 | 399.6176 | 409.9993 | 9.4508 | 76.5732 | 0
| Zone | Remainder of System | 10 | Average Weekday | SCE | 1-in-10 | 2030 | 14 | 350.3542 | 357.5643 | 9.3137 | 78.6528 | 0
| Zone | Remainder of System | 10 | Average Weekday | SCE | 1-in-10 | 2030 | 15 | 304.2055 | 310.9622 | 8.9197 | 79.9522 | 0
| Zone | Remainder of System | 10 | Average Weekday | SCE | 1-in-10 | 2030 | 16 | 273.5169 | 276.2133 | 8.4167 | 80.5984 | 0
| Zone | Remainder of System | 10 | Average Weekday | SCE | 1-in-10 | 2030 | 17 | 270.808 | 276.9988 | 8.2127 | 80.5533 | 0
| Zone | Remainder of System | 10 | Average Weekday | SCE | 1-in-10 | 2030 | 18 | 252.201 | 258.8959 | 8.2702 | 79.6615 | 0
| Zone | Remainder of System | 10 | Average Weekday | SCE | 1-in-10 | 2030 | 19 | 266.9886 | 273.6052 | 8.698 | 77.699 | 0
| Zone | Remainder of System | 10 | Average Weekday | SCE | 1-in-10 | 2030 | 20 | 258.5378 | 261.998 | 8.4027 | 74.602 | 0
| Zone | Remainder of System | 10 | Average Weekday | SCE | 1-in-10 | 2030 | 21 | 246.372 | 252.0209 | 8.1023 | 72.2635 | 0
| Zone | Remainder of System | 10 | Average Weekday | SCE | 1-in-10 | 2030 | 22 | 431.1448 | 448.9636 | 8.3348 | 70.5604 | 0
| Zone | Remainder of System | 10 | Average Weekday | SCE | 1-in-10 | 2030 | 23 | 411.711 | 432.2766 | 8.4884 | 69.1121 | 0
| Zone | Remainder of System | 10 | Average Weekday | SCE | 1-in-10 | 2030 | 24 | 341.7502 | 365.1615 | 8.6686 | 67.8831 | 0
| Zone | Remainder of System | 10 | Monthly System Peak Day | SCE | 1-in-10 | 2030 | 1 | 287.5123 | 307.9114 | 8.3992 | 76.0256 | 0
| Zone | Remainder of System | 10 | Monthly System Peak Day | SCE | 1-in-10 | 2030 | 2 | 281.2718 | 293.1946 | 8.3437 | 75.3478 | 0
| Zone | Remainder of System | 10 | Monthly System Peak Day | SCE | 1-in-10 | 2030 | 3 | 433.5836 | 447.9842 | 8.3373 | 75.072 | 0
| Zone | Remainder of System | 10 | Monthly System Peak Day | SCE | 1-in-10 | 2030 | 4 | 598.9763 | 615.3672 | 8.3244 | 74.5467 | 0
| Zone | Remainder of System | 10 | Monthly System Peak Day | SCE | 1-in-10 | 2030 | 5 | 584.9812 | 603.9553 | 8.3183 | 73.4519 | 0
| Zone | Remainder of System | 10 | Monthly System Peak Day | SCE | 1-in-10 | 2030 | 6 | 582.0419 | 595.7922 | 8.2957 | 73.5303 | 0
| Zone | Remainder of System | 10 | Monthly System Peak Day | SCE | 1-in-10 | 2030 | 7 | 582.0464 | 575.7986 | 8.2837 | 73.6352 | 0
| Zone | Remainder of System | 10 | Monthly System Peak Day | SCE | 1-in-10 | 2030 | 8 | 570.0698 | 574.6732 | 8.4408 | 73.808 | 0
| Zone | Remainder of System | 10 | Monthly System Peak Day | SCE | 1-in-10 | 2030 | 9 | 543.8347 | 593.752 | 8.7382 | 73.7278 | 0
| Zone | Remainder of System | 10 | Monthly System Peak Day | SCE | 1-in-10 | 2030 | 10 | 525.3868 | 549.8978 | 8.5254 | 77.7894 | 0
| Zone | Remainder of System | 10 | Monthly System Peak Day | SCE | 1-in-10 | 2030 | 11 | 508.5146 | 530.5148 | 8.667 | 82.6678 | 0
| Zone | Remainder of System | 10 | Monthly System Peak Day | SCE | 1-in-10 | 2030 | 12 | 497.2427 | 522.6976 | 8.838 | 88.4141 | 0
| Zone | Remainder of System | 10 | Monthly System Peak Day | SCE | 1-in-10 | 2030 | 13 | 399.6176 | 409.2288 | 8.985 | 92.9031 | 0
| Zone | Remainder of System | 10 | Monthly System Peak Day | SCE | 1-in-10 | 2030 | 14 | 350.3542 | 356.2839 | 8.8895 | 95.1859 | 0
| Zone | Remainder of System | 10 | Monthly System Peak Day | SCE | 1-in-10 | 2030 | 15 | 304.2055 | 311.3089 | 8.6008 | 96.7359 | 0
| Zone | Remainder of System | 10 | Monthly System Peak Day | SCE | 1-in-10 | 2030 | 16 | 273.5169 | 274.8682 | 8.2874 | 97.5891 | 0
| Zone | Remainder of System | 10 | Monthly System Peak Day | SCE | 1-in-10 | 2030 | 17 | 270.808 | 276.9583 | 8.1588 | 97.4922 | 0
| Zone | Remainder of System | 10 | Monthly System Peak Day | SCE | 1-in-10 | 2030 | 18 | 252.201 | 258.6836 | 8.1552 | 96.7734 | 0
| Zone | Remainder of System | 10 | Monthly System Peak Day | SCE | 1-in-10 | 2030 | 19 | 266.9886 | 272.6868 | 8.6571 | 94.4938 | 0
| Zone | Remainder of System | 10 | Monthly System Peak Day | SCE | 1-in-10 | 2030 | 20 | 258.5378 | 262.576 | 8.4022 | 90.1375 | 0
| Zone | Remainder of System | 10 | Monthly System Peak Day | SCE | 1-in-10 | 2030 | 21 | 246.372 | 254.6081 | 8.3435 | 86.2781 | 0
| Zone | Remainder of System | 10 | Monthly System Peak Day | SCE | 1-in-10 | 2030 | 22 | 431.1448 | 448.9149 | 8.2632 | 84.1844 | 0
| Zone | Remainder of System | 10 | Monthly System Peak Day | SCE | 1-in-10 | 2030 | 23 | 411.711 | 435.6298 | 8.3517 | 82.1378 | 0
| Zone | Remainder of System | 10 | Monthly System Peak Day | SCE | 1-in-10 | 2030 | 24 | 341.7502 | 379.4115 | 8.4613 | 80.1997 | 0
| Zone | Remainder of System | 11 | Average Weekday | SCE | 1-in-10 | 2030 | 1 | 270.4073 | 277.0697 | 8.4525 | 56.059 | 0
| Zone | Remainder of System | 11 | Average Weekday | SCE | 1-in-10 | 2030 | 2 | 269.2873 | 275.585 | 8.4711 | 55.0971 | 0
| Zone | Remainder of System | 11 | Average Weekday | SCE | 1-in-10 | 2030 | 3 | 416.2073 | 426.8135 | 8.4461 | 54.1595 | 0
| Zone | Remainder of System | 11 | Average Weekday | SCE | 1-in-10 | 2030 | 4 | 592.3996 | 609.8349 | 8.4577 | 53.2044 | 0
| Zone | Remainder of System | 11 | Average Weekday | SCE | 1-in-10 | 2030 | 5 | 558.043 | 583.7889 | 8.4311 | 52.3654 | 0
| Zone | Remainder of System | 11 | Average Weekday | SCE | 1-in-10 | 2030 | 6 | 546.1853 | 573.7842 | 8.4371 | 51.8116 | 0
| Zone | Remainder of System | 11 | Average Weekday | SCE | 1-in-10 | 2030 | 7 | 554.5573 | 551.7361 | 8.6258 | 51.3221 | 0
| Zone | Remainder of System | 11 | Average Weekday | SCE | 1-in-10 | 2030 | 8 | 532.5506 | 536.8841 | 8.9297 | 51.0234 | 0
| Zone | Remainder of System | 11 | Average Weekday | SCE | 1-in-10 | 2030 | 9 | 517.8348 | 545.1338 | 8.6153 | 52.5111 | 0
| Zone | Remainder of System | 11 | Average Weekday | SCE | 1-in-10 | 2030 | 10 | 495.362 | 507.7317 | 8.9112 | 56.466 | 0
| Zone | Remainder of System | 11 | Average Weekday | SCE | 1-in-10 | 2030 | 11 | 468.5944 | 476.7105 | 9.1019 | 61.1659 | 0
| Zone | Remainder of System | 11 | Average Weekday | SCE | 1-in-10 | 2030 | 12 | 462.1341 | 469.5423 | 9.1987 | 65.0488 | 0
| Zone | Remainder of System | 11 | Average Weekday | SCE | 1-in-10 | 2030 | 13 | 373.343 | 384.5274 | 8.9789 | 67.8408 | 0
| Zone | Remainder of System | 11 | Average Weekday | SCE | 1-in-10 | 2030 | 14 | 340.9219 | 348.6138 | 8.7154 | 69.5124 | 0
| Zone | Remainder of System | 11 | Average Weekday | SCE | 1-in-10 | 2030 | 15 | 287.8839 | 297.3531 | 8.3969 | 70.4672 | 0
| Zone | Remainder of System | 11 | Average Weekday | SCE | 1-in-10 | 2030 | 16 | 260.151 | 262.7134 | 8.4792 | 70.7027 | 0
| Zone | Remainder of System | 11 | Average Weekday | SCE | 1-in-10 | 2030 | 17 | 264.9868 | 270.5519 | 8.2944 | 69.9819 | 0
| Zone | Remainder of System | 11 | Average Weekday | SCE | 1-in-10 | 2030 | 18 | 247.1583 | 253.2916 | 8.4638 | 67.953 | 0
| Zone | Remainder of System | 11 | Average Weekday | SCE | 1-in-10 | 2030 | 19 | 263.9122 | 268.2392 | 8.4198 | 65.3114 | 0
| Zone | Remainder of System | 11 | Average Weekday | SCE | 1-in-10 | 2030 | 20 | 248.6324 | 309.5994 | 10.4877 | 63.0346 | 0
| Zone | Remainder of System | 11 | Average Weekday | SCE | 1-in-10 | 2030 | 21 | 235.4168 | 241.6857 | 8.0704 | 61.213 | 0
| Zone | Remainder of System | 11 | Average Weekday | SCE | 1-in-10 | 2030 | 22 | 412.9691 | 428.9045 | 8.4189 | 59.5838 | 0
| Zone | Remainder of System | 11 | Average Weekday | SCE | 1-in-10 | 2030 | 23 | 393.9188 | 409.013 | 8.5846 | 58.2328 | 0
| Zone | Remainder of System | 11 | Average Weekday | SCE | 1-in-10 | 2030 | 24 | 322.3872 | 335.1221 | 8.5089 | 57.0822 | 0
| Zone | Remainder of System | 11 | Monthly System Peak Day | SCE | 1-in-10 | 2030 | 1 | 270.4073 | 282.1351 | 8.3704 | 69.4034 | 0
| Zone | Remainder of System | 11 | Monthly System Peak Day | SCE | 1-in-10 | 2030 | 2 | 269.2873 | 279.4808 | 8.3924 | 68.1516 | 0
| Zone | Remainder of System | 11 | Monthly System Peak Day | SCE | 1-in-10 | 2030 | 3 | 416.2073 | 430.2941 | 8.38 | 67.393 | 0
| Zone | Remainder of System | 11 | Monthly System Peak Day | SCE | 1-in-10 | 2030 | 4 | 592.3996 | 613.5724 | 8.3898 | 66.0125 | 0
| Zone | Remainder of System | 11 | Monthly System Peak Day | SCE | 1-in-10 | 2030 | 5 | 558.043 | 587.5024 | 8.3806 | 65.1814 | 0
| Zone | Remainder of System | 11 | Monthly System Peak Day | SCE | 1-in-10 | 2030 | 6 | 546.1853 | 574.8481 | 8.3871 | 64.2144 | 0
| Zone | Remainder of System | 11 | Monthly System Peak Day | SCE | 1-in-10 | 2030 | 7 | 554.5573 | 540.115 | 8.5396 | 63.6647 | 0
| Zone | Remainder of System | 11 | Monthly System Peak Day | SCE | 1-in-10 | 2030 | 8 | 532.5506 | 542.3322 | 8.9272 | 63.8962 | 0
| Zone | Remainder of System | 11 | Monthly System Peak Day | SCE | 1-in-10 | 2030 | 9 | 517.8348 | 553.5548 | 8.5313 | 65.4002 | 0
| Zone | Remainder of System | 11 | Monthly System Peak Day | SCE | 1-in-10 | 2030 | 10 | 495.362 | 517.9279 | 8.8994 | 69.6937 | 0
| Zone | Remainder of System | 11 | Monthly System Peak Day | SCE | 1-in-10 | 2030 | 11 | 468.5944 | 490.1292 | 9.1822 | 76.562 | 0
| Zone | Remainder of System | 11 | Monthly System Peak Day | SCE | 1-in-10 | 2030 | 12 | 462.1341 | 485.1409 | 9.3433 | 82.3128 | 0
| Zone | Remainder of System | 11 | Monthly System Peak Day | SCE | 1-in-10 | 2030 | 13 | 373.343 | 384.7228 | 9.0221 | 85.9891 | 0
| Zone | Remainder of System | 11 | Monthly System Peak Day | SCE | 1-in-10 | 2030 | 14 | 340.9219 | 347.2869 | 8.6527 | 87.9797 | 0
| Zone | Remainder of System | 11 | Monthly System Peak Day | SCE | 1-in-10 | 2030 | 15 | 287.8839 | 297.4091 | 8.3067 | 88.7703 | 0
| Zone | Remainder of System | 11 | Monthly System Peak Day | SCE | 1-in-10 | 2030 | 16 | 260.151 | 261.5628 | 8.3901 | 89.0578 | 0
| Zone | Remainder of System | 11 | Monthly System Peak Day | SCE | 1-in-10 | 2030 | 17 | 264.9868 | 272.5009 | 8.2073 | 88.5875 | 0
| Zone | Remainder of System | 11 | Monthly System Peak Day | SCE | 1-in-10 | 2030 | 18 | 247.1583 | 255.8652 | 8.3706 | 86.8453 | 0
| Zone | Remainder of System | 11 | Monthly System Peak Day | SCE | 1-in-10 | 2030 | 19 | 263.9122 | 269.3835 | 8.4188 | 83.7578 | 0
| Zone | Remainder of System | 11 | Monthly System Peak Day | SCE | 1-in-10 | 2030 | 20 | 248.6324 | 356.8448 | 17.1622 | 79.8594 | 0
| Zone | Remainder of System | 11 | Monthly System Peak Day | SCE | 1-in-10 | 2030 | 21 | 235.4168 | 243.9753 | 8.3768 | 76.3664 | 0
| Zone | Remainder of System | 11 | Monthly System Peak Day | SCE | 1-in-10 | 2030 | 22 | 412.9691 | 430.2755 | 8.3412 | 73.8492 | 0
| Zone | Remainder of System | 11 | Monthly System Peak Day | SCE | 1-in-10 | 2030 | 23 | 393.9188 | 414.8107 | 8.4965 | 71.6486 | 0
| Zone | Remainder of System | 11 | Monthly System Peak Day | SCE | 1-in-10 | 2030 | 24 | 322.3872 | 344.959 | 8.4149 | 70.3994 | 0
| Zone | Remainder of System | 12 | Average Weekday | SCE | 1-in-10 | 2030 | 1 | 255.3819 | 262.4406 | 8.314 | 48.7864 | 0
| Zone | Remainder of System | 12 | Average Weekday | SCE | 1-in-10 | 2030 | 2 | 251.3637 | 258.0654 | 8.34 | 47.947 | 0
| Zone | Remainder of System | 12 | Average Weekday | SCE | 1-in-10 | 2030 | 3 | 392.6744 | 404.9214 | 8.3456 | 47.1857 | 0
| Zone | Remainder of System | 12 | Average Weekday | SCE | 1-in-10 | 2030 | 4 | 568.025 | 587.4552 | 8.3523 | 46.3928 | 0
| Zone | Remainder of System | 12 | Average Weekday | SCE | 1-in-10 | 2030 | 5 | 537.9383 | 566.7916 | 8.3558 | 45.8878 | 0
| Zone | Remainder of System | 12 | Average Weekday | SCE | 1-in-10 | 2030 | 6 | 514.8764 | 547.1677 | 8.361 | 45.4234 | 0
| Zone | Remainder of System | 12 | Average Weekday | SCE | 1-in-10 | 2030 | 7 | 508.9586 | 507.8077 | 8.3221 | 45.0246 | 0
| Zone | Remainder of System | 12 | Average Weekday | SCE | 1-in-10 | 2030 | 8 | 499.9848 | 506.8401 | 8.2737 | 44.9313 | 0
| Zone | Remainder of System | 12 | Average Weekday | SCE | 1-in-10 | 2030 | 9 | 480.9399 | 509.1075 | 8.2253 | 45.6373 | 0
| Zone | Remainder of System | 12 | Average Weekday | SCE | 1-in-10 | 2030 | 10 | 451.4265 | 467.9548 | 8.2525 | 48.6216 | 0
| Zone | Remainder of System | 12 | Average Weekday | SCE | 1-in-10 | 2030 | 11 | 426.5193 | 436.574 | 8.2099 | 52.4485 | 0
| Zone | Remainder of System | 12 | Average Weekday | SCE | 1-in-10 | 2030 | 12 | 418.9507 | 425.9699 | 8.1706 | 55.8659 | 0
| Zone | Remainder of System | 12 | Average Weekday | SCE | 1-in-10 | 2030 | 13 | 339.4912 | 350.2657 | 8.1609 | 58.3704 | 0
| Zone | Remainder of System | 12 | Average Weekday | SCE | 1-in-10 | 2030 | 14 | 309.5808 | 318.107 | 8.1943 | 60.0313 | 0
| Zone | Remainder of System | 12 | Average Weekday | SCE | 1-in-10 | 2030 | 15 | 270.8251 | 279.5613 | 8.2497 | 60.9602 | 0
| Zone | Remainder of System | 12 | Average Weekday | SCE | 1-in-10 | 2030 | 16 | 237.9323 | 240.4336 | 8.3082 | 61.3074 | 0
| Zone | Remainder of System | 12 | Average Weekday | SCE | 1-in-10 | 2030 | 17 | 243.8056 | 250.3485 | 8.1737 | 60.7301 | 0
| Zone | Remainder of System | 12 | Average Weekday | SCE | 1-in-10 | 2030 | 18 | 228.1628 | 234.0571 | 8.1525 | 58.7054 | 0
| Zone | Remainder of System | 12 | Average Weekday | SCE | 1-in-10 | 2030 | 19 | 246.1538 | 250.4724 | 8.4194 | 56.3345 | 0
| Zone | Remainder of System | 12 | Average Weekday | SCE | 1-in-10 | 2030 | 20 | 238.3028 | 300.0672 | 8.435 | 54.597 | 0
| Zone | Remainder of System | 12 | Average Weekday | SCE | 1-in-10 | 2030 | 21 | 225.2956 | 231.9904 | 8.0702 | 53.159 | 0
| Zone | Remainder of System | 12 | Average Weekday | SCE | 1-in-10 | 2030 | 22 | 400.3852 | 415.9926 | 8.2569 | 51.881 | 0
| Zone | Remainder of System | 12 | Average Weekday | SCE | 1-in-10 | 2030 | 23 | 382.8496 | 397.5454 | 8.2824 | 50.7727 | 0
| Zone | Remainder of System | 12 | Average Weekday | SCE | 1-in-10 | 2030 | 24 | 312.3294 | 325.886 | 8.2857 | 49.8739 | 0
| Zone | Remainder of System | 12 | Monthly System Peak Day | SCE | 1-in-10 | 2030 | 1 | 255.3819 | 262.4406 | 8.314 | 42.5695 | 0
| Zone | Remainder of System | 12 | Monthly System Peak Day | SCE | 1-in-10 | 2030 | 2 | 251.3637 | 258.0654 | 8.34 | 41.708 | 0
| Zone | Remainder of System | 12 | Monthly System Peak Day | SCE | 1-in-10 | 2030 | 3 | 392.6744 | 404.9214 | 8.3456 | 40.6634 | 0
| Zone | Remainder of System | 12 | Monthly System Peak Day | SCE | 1-in-10 | 2030 | 4 | 568.025 | 587.4552 | 8.3523 | 39.7536 | 0
| Zone | Remainder of System | 12 | Monthly System Peak Day | SCE | 1-in-10 | 2030 | 5 | 537.9383 | 566.7916 | 8.3558 | 38.8297 | 0
| Zone | Remainder of System | 12 | Monthly System Peak Day | SCE | 1-in-10 | 2030 | 6 | 514.8764 | 547.1677 | 8.361 | 37.7472 | 0
| Zone | Remainder of System | 12 | Monthly System Peak Day | SCE | 1-in-10 | 2030 | 7 | 508.9586 | 507.8077 | 8.3221 | 36.5995 | 0
| Zone | Remainder of System | 12 | Monthly System Peak Day | SCE | 1-in-10 | 2030 | 8 | 499.9848 | 506.8401 | 8.2737 | 36.6103 | 0
| Zone | Remainder of System | 12 | Monthly System Peak Day | SCE | 1-in-10 | 2030 | 9 | 480.9399 | 509.1075 | 8.2253 | 37.7047 | 0
| Zone | Remainder of System | 12 | Monthly System Peak Day | SCE | 1-in-10 | 2030 | 10 | 451.4265 | 467.9548 | 8.2525 | 41.4383 | 0
| Zone | Remainder of System | 12 | Monthly System Peak Day | SCE | 1-in-10 | 2030 | 11 | 426.5193 | 436.574 | 8.2099 | 45.7698 | 0
| Zone | Remainder of System | 12 | Monthly System Peak Day | SCE | 1-in-10 | 2030 | 12 | 418.9507 | 425.9699 | 8.1706 | 48.8809 | 0
| Zone | Remainder of System | 12 | Monthly System Peak Day | SCE | 1-in-10 | 2030 | 13 | 339.4912 | 350.2657 | 8.1609 | 50.4759 | 0
| Zone | Remainder of System | 12 | Monthly System Peak Day | SCE | 1-in-10 | 2030 | 14 | 309.5808 | 318.107 | 8.1943 | 51.6747 | 0
| Zone | Remainder of System | 12 | Monthly System Peak Day | SCE | 1-in-10 | 2030 | 15 | 270.8251 | 279.5613 | 8.2497 | 52.7272 | 0
| Zone | Remainder of System | 12 | Monthly System Peak Day | SCE | 1-in-10 | 2030 | 16 | 237.9323 | 240.4336 | 8.3082 | 53.1839 | 0
| Zone | Remainder of System | 12 | Monthly System Peak Day | SCE | 1-in-10 | 2030 | 17 | 243.8056 | 250.3485 | 8.1737 | 52.9211 | 0
| Zone | Remainder of System | 12 | Monthly System Peak Day | SCE | 1-in-10 | 2030 | 18 | 228.1628 | 234.0571 | 8.1525 | 51.1658 | 0
| Zone | Remainder of System | 12 | Monthly System Peak Day | SCE | 1-in-10 | 2030 | 19 | 246.1538 | 250.4724 | 8.4194 | 49.0081 | 0
| Zone | Remainder of System | 12 | Monthly System Peak Day | SCE | 1-in-10 | 2030 | 20 | 238.3028 | 300.0672 | 8.435 | 47.4864 | 0
| Zone | Remainder of System | 12 | Monthly System Peak Day | SCE | 1-in-10 | 2030 | 21 | 225.2956 | 231.9904 | 8.0702 | 46.0752 | 0
| Zone | Remainder of System | 12 | Monthly System Peak Day | SCE | 1-in-10 | 2030 | 22 | 400.3852 | 415.9926 | 8.2569 | 44.3067 | 0
| Zone | Remainder of System | 12 | Monthly System Peak Day | SCE | 1-in-10 | 2030 | 23 | 382.8496 | 397.5454 | 8.2824 | 43.3595 | 0
| Zone | Remainder of System | 12 | Monthly System Peak Day | SCE | 1-in-10 | 2030 | 24 | 312.3294 | 325.886 | 8.2857 | 42.7814 | 0
| Zone | Remainder of System | 1 | Average Weekday | SCE | 1-in-10 | 2031 | 1 | 264.2133 | 270.5602 | 8.3129 | 48.5418 | 0
| Zone | Remainder of System | 1 | Average Weekday | SCE | 1-in-10 | 2031 | 2 | 261.9668 | 269.2266 | 8.3387 | 47.7538 | 0
| Zone | Remainder of System | 1 | Average Weekday | SCE | 1-in-10 | 2031 | 3 | 405.8554 | 417.6187 | 8.3443 | 47.1481 | 0
| Zone | Remainder of System | 1 | Average Weekday | SCE | 1-in-10 | 2031 | 4 | 577.2267 | 595.5885 | 8.351 | 46.4563 | 0
| Zone | Remainder of System | 1 | Average Weekday | SCE | 1-in-10 | 2031 | 5 | 549.2726 | 577.2512 | 8.3545 | 45.7587 | 0
| Zone | Remainder of System | 1 | Average Weekday | SCE | 1-in-10 | 2031 | 6 | 535.6451 | 566.8371 | 8.3598 | 45.1036 | 0
| Zone | Remainder of System | 1 | Average Weekday | SCE | 1-in-10 | 2031 | 7 | 542.465 | 540.3316 | 8.321 | 44.5655 | 0
| Zone | Remainder of System | 1 | Average Weekday | SCE | 1-in-10 | 2031 | 8 | 533.7269 | 539.5085 | 8.2729 | 44.3307 | 0
| Zone | Remainder of System | 1 | Average Weekday | SCE | 1-in-10 | 2031 | 9 | 501.8966 | 527.5773 | 8.2249 | 44.8068 | 0
| Zone | Remainder of System | 1 | Average Weekday | SCE | 1-in-10 | 2031 | 10 | 483.8355 | 496.9937 | 8.2517 | 47.5928 | 0
| Zone | Remainder of System | 1 | Average Weekday | SCE | 1-in-10 | 2031 | 11 | 455.1088 | 463.4817 | 8.2096 | 51.3252 | 0
| Zone | Remainder of System | 1 | Average Weekday | SCE | 1-in-10 | 2031 | 12 | 450.1303 | 457.229 | 8.1707 | 54.7156 | 0
| Zone | Remainder of System | 1 | Average Weekday | SCE | 1-in-10 | 2031 | 13 | 378.0856 | 388.8773 | 8.1612 | 57.1933 | 0
| Zone | Remainder of System | 1 | Average Weekday | SCE | 1-in-10 | 2031 | 14 | 342.8955 | 350.585 | 8.1942 | 58.7299 | 0
| Zone | Remainder of System | 1 | Average Weekday | SCE | 1-in-10 | 2031 | 15 | 297.339 | 305.1169 | 8.249 | 59.7358 | 0
| Zone | Remainder of System | 1 | Average Weekday | SCE | 1-in-10 | 2031 | 16 | 264.3854 | 266.6266 | 8.3071 | 60.1875 | 0
| Zone | Remainder of System | 1 | Average Weekday | SCE | 1-in-10 | 2031 | 17 | 267.7439 | 274.1243 | 8.1798 | 59.7999 | 0
| Zone | Remainder of System | 1 | Average Weekday | SCE | 1-in-10 | 2031 | 18 | 248.8756 | 254.9452 | 8.1586 | 58.3041 | 0
| Zone | Remainder of System | 1 | Average Weekday | SCE | 1-in-10 | 2031 | 19 | 262.5458 | 266.9283 | 8.422 | 55.9215 | 0
| Zone | Remainder of System | 1 | Average Weekday | SCE | 1-in-10 | 2031 | 20 | 252.9203 | 314.7245 | 8.4369 | 54.1041 | 0
| Zone | Remainder of System | 1 | Average Weekday | SCE | 1-in-10 | 2031 | 21 | 235.8364 | 242.2888 | 8.0747 | 52.7602 | 0
| Zone | Remainder of System | 1 | Average Weekday | SCE | 1-in-10 | 2031 | 22 | 410.3665 | 426.2364 | 8.2557 | 51.5587 | 0
| Zone | Remainder of System | 1 | Average Weekday | SCE | 1-in-10 | 2031 | 23 | 397.6696 | 412.4399 | 8.2816 | 50.4809 | 0
| Zone | Remainder of System | 1 | Average Weekday | SCE | 1-in-10 | 2031 | 24 | 328.2159 | 340.6122 | 8.2848 | 49.576 | 0
| Zone | Remainder of System | 1 | Monthly System Peak Day | SCE | 1-in-10 | 2031 | 1 | 264.2133 | 270.5602 | 8.3129 | 44.4388 | 0
| Zone | Remainder of System | 1 | Monthly System Peak Day | SCE | 1-in-10 | 2031 | 2 | 261.9668 | 269.2266 | 8.3387 | 43.8073 | 0
| Zone | Remainder of System | 1 | Monthly System Peak Day | SCE | 1-in-10 | 2031 | 3 | 405.8554 | 417.6187 | 8.3443 | 43.0442 | 0
| Zone | Remainder of System | 1 | Monthly System Peak Day | SCE | 1-in-10 | 2031 | 4 | 577.2267 | 595.5885 | 8.351 | 42.3247 | 0
| Zone | Remainder of System | 1 | Monthly System Peak Day | SCE | 1-in-10 | 2031 | 5 | 549.2726 | 577.2512 | 8.3545 | 42.0786 | 0
| Zone | Remainder of System | 1 | Monthly System Peak Day | SCE | 1-in-10 | 2031 | 6 | 535.6451 | 566.8371 | 8.3598 | 41.1127 | 0
| Zone | Remainder of System | 1 | Monthly System Peak Day | SCE | 1-in-10 | 2031 | 7 | 542.465 | 540.3316 | 8.321 | 40.5433 | 0
| Zone | Remainder of System | 1 | Monthly System Peak Day | SCE | 1-in-10 | 2031 | 8 | 533.7269 | 539.5085 | 8.2729 | 40.1802 | 0
| Zone | Remainder of System | 1 | Monthly System Peak Day | SCE | 1-in-10 | 2031 | 9 | 501.8966 | 527.5773 | 8.2249 | 40.587 | 0
| Zone | Remainder of System | 1 | Monthly System Peak Day | SCE | 1-in-10 | 2031 | 10 | 483.8355 | 496.9937 | 8.2517 | 43.0014 | 0
| Zone | Remainder of System | 1 | Monthly System Peak Day | SCE | 1-in-10 | 2031 | 11 | 455.1088 | 463.4817 | 8.2096 | 45.635 | 0
| Zone | Remainder of System | 1 | Monthly System Peak Day | SCE | 1-in-10 | 2031 | 12 | 450.1303 | 457.229 | 8.1707 | 47.7783 | 0
| Zone | Remainder of System | 1 | Monthly System Peak Day | SCE | 1-in-10 | 2031 | 13 | 378.0856 | 388.8773 | 8.1612 | 47.6958 | 0
| Zone | Remainder of System | 1 | Monthly System Peak Day | SCE | 1-in-10 | 2031 | 14 | 342.8955 | 350.585 | 8.1942 | 48.1105 | 0
| Zone | Remainder of System | 1 | Monthly System Peak Day | SCE | 1-in-10 | 2031 | 15 | 297.339 | 305.1169 | 8.249 | 48.9491 | 0
| Zone | Remainder of System | 1 | Monthly System Peak Day | SCE | 1-in-10 | 2031 | 16 | 264.3854 | 266.6266 | 8.3071 | 50.1039 | 0
| Zone | Remainder of System | 1 | Monthly System Peak Day | SCE | 1-in-10 | 2031 | 17 | 267.7439 | 274.1243 | 8.1798 | 49.5105 | 0
| Zone | Remainder of System | 1 | Monthly System Peak Day | SCE | 1-in-10 | 2031 | 18 | 248.8756 | 254.9452 | 8.1586 | 48.4556 | 0
| Zone | Remainder of System | 1 | Monthly System Peak Day | SCE | 1-in-10 | 2031 | 19 | 262.5458 | 266.9283 | 8.422 | 46.6627 | 0
| Zone | Remainder of System | 1 | Monthly System Peak Day | SCE | 1-in-10 | 2031 | 20 | 252.9203 | 314.7245 | 8.4369 | 45.7192 | 0
| Zone | Remainder of System | 1 | Monthly System Peak Day | SCE | 1-in-10 | 2031 | 21 | 235.8364 | 242.2888 | 8.0747 | 44.9309 | 0
| Zone | Remainder of System | 1 | Monthly System Peak Day | SCE | 1-in-10 | 2031 | 22 | 410.3665 | 426.2364 | 8.2557 | 44.2384 | 0
| Zone | Remainder of System | 1 | Monthly System Peak Day | SCE | 1-in-10 | 2031 | 23 | 397.6696 | 412.4399 | 8.2816 | 43.5948 | 0
| Zone | Remainder of System | 1 | Monthly System Peak Day | SCE | 1-in-10 | 2031 | 24 | 328.2159 | 340.6122 | 8.2848 | 43.1517 | 0
| Zone | Remainder of System | 2 | Average Weekday | SCE | 1-in-10 | 2031 | 1 | 264.2679 | 271.4318 | 8.3696 | 54.0382 | 0
| Zone | Remainder of System | 2 | Average Weekday | SCE | 1-in-10 | 2031 | 2 | 258.632 | 266.7766 | 8.401 | 53.0249 | 0
| Zone | Remainder of System | 2 | Average Weekday | SCE | 1-in-10 | 2031 | 3 | 398.9239 | 412.1198 | 8.4077 | 52.103 | 0
| Zone | Remainder of System | 2 | Average Weekday | SCE | 1-in-10 | 2031 | 4 | 566.5366 | 587.7264 | 8.4155 | 51.1364 | 0
| Zone | Remainder of System | 2 | Average Weekday | SCE | 1-in-10 | 2031 | 5 | 546.8792 | 577.8505 | 8.4189 | 50.31 | 0
| Zone | Remainder of System | 2 | Average Weekday | SCE | 1-in-10 | 2031 | 6 | 537.4132 | 570.5652 | 8.4236 | 49.696 | 0
| Zone | Remainder of System | 2 | Average Weekday | SCE | 1-in-10 | 2031 | 7 | 530.1985 | 529.5339 | 8.3763 | 49.1834 | 0
| Zone | Remainder of System | 2 | Average Weekday | SCE | 1-in-10 | 2031 | 8 | 520.3616 | 526.5835 | 8.3191 | 48.888 | 0
| Zone | Remainder of System | 2 | Average Weekday | SCE | 1-in-10 | 2031 | 9 | 500.7915 | 526.8862 | 8.2609 | 50.259 | 0
| Zone | Remainder of System | 2 | Average Weekday | SCE | 1-in-10 | 2031 | 10 | 478.5303 | 491.0578 | 8.2958 | 54.1964 | 0
| Zone | Remainder of System | 2 | Average Weekday | SCE | 1-in-10 | 2031 | 11 | 454.2907 | 462.8972 | 8.2424 | 58.8515 | 0
| Zone | Remainder of System | 2 | Average Weekday | SCE | 1-in-10 | 2031 | 12 | 449.1203 | 456.8998 | 8.1918 | 62.7996 | 0
| Zone | Remainder of System | 2 | Average Weekday | SCE | 1-in-10 | 2031 | 13 | 372.834 | 384.6721 | 8.1784 | 65.5213 | 0
| Zone | Remainder of System | 2 | Average Weekday | SCE | 1-in-10 | 2031 | 14 | 334.6246 | 342.9389 | 8.2216 | 67.2527 | 0
| Zone | Remainder of System | 2 | Average Weekday | SCE | 1-in-10 | 2031 | 15 | 283.7662 | 293.8521 | 8.2913 | 68.2047 | 0
| Zone | Remainder of System | 2 | Average Weekday | SCE | 1-in-10 | 2031 | 16 | 254.0054 | 257.8368 | 8.3631 | 68.6737 | 0
| Zone | Remainder of System | 2 | Average Weekday | SCE | 1-in-10 | 2031 | 17 | 246.522 | 251.6626 | 8.2121 | 68.2788 | 0
| Zone | Remainder of System | 2 | Average Weekday | SCE | 1-in-10 | 2031 | 18 | 233.1703 | 238.3311 | 8.1845 | 66.7848 | 0
| Zone | Remainder of System | 2 | Average Weekday | SCE | 1-in-10 | 2031 | 19 | 254.9906 | 259.4542 | 8.422 | 63.8259 | 0
| Zone | Remainder of System | 2 | Average Weekday | SCE | 1-in-10 | 2031 | 20 | 246.0981 | 306.0232 | 8.4404 | 61.1681 | 0
| Zone | Remainder of System | 2 | Average Weekday | SCE | 1-in-10 | 2031 | 21 | 224.3076 | 230.4978 | 8.0491 | 59.2506 | 0
| Zone | Remainder of System | 2 | Average Weekday | SCE | 1-in-10 | 2031 | 22 | 395.3236 | 411.041 | 8.2966 | 57.5462 | 0
| Zone | Remainder of System | 2 | Average Weekday | SCE | 1-in-10 | 2031 | 23 | 380.9596 | 396.1292 | 8.3305 | 56.0923 | 0
| Zone | Remainder of System | 2 | Average Weekday | SCE | 1-in-10 | 2031 | 24 | 321.2086 | 334.8733 | 8.3348 | 54.8445 | 0
| Zone | Remainder of System | 2 | Monthly System Peak Day | SCE | 1-in-10 | 2031 | 1 | 264.2679 | 271.4318 | 8.3696 | 64.3403 | 0
| Zone | Remainder of System | 2 | Monthly System Peak Day | SCE | 1-in-10 | 2031 | 2 | 258.632 | 266.7766 | 8.401 | 62.5731 | 0
| Zone | Remainder of System | 2 | Monthly System Peak Day | SCE | 1-in-10 | 2031 | 3 | 398.9239 | 412.1198 | 8.4077 | 61.5461 | 0
| Zone | Remainder of System | 2 | Monthly System Peak Day | SCE | 1-in-10 | 2031 | 4 | 566.5366 | 587.7264 | 8.4155 | 60.398 | 0
| Zone | Remainder of System | 2 | Monthly System Peak Day | SCE | 1-in-10 | 2031 | 5 | 546.8792 | 577.8505 | 8.4189 | 59.4783 | 0
| Zone | Remainder of System | 2 | Monthly System Peak Day | SCE | 1-in-10 | 2031 | 6 | 537.4132 | 570.5652 | 8.4236 | 58.1067 | 0
| Zone | Remainder of System | 2 | Monthly System Peak Day | SCE | 1-in-10 | 2031 | 7 | 530.1985 | 529.5339 | 8.3763 | 57.6506 | 0
| Zone | Remainder of System | 2 | Monthly System Peak Day | SCE | 1-in-10 | 2031 | 8 | 520.3616 | 526.5835 | 8.3191 | 57.142 | 0
| Zone | Remainder of System | 2 | Monthly System Peak Day | SCE | 1-in-10 | 2031 | 9 | 500.7915 | 526.8862 | 8.2609 | 59.1553 | 0
| Zone | Remainder of System | 2 | Monthly System Peak Day | SCE | 1-in-10 | 2031 | 10 | 478.5303 | 491.0578 | 8.2958 | 64.6281 | 0
| Zone | Remainder of System | 2 | Monthly System Peak Day | SCE | 1-in-10 | 2031 | 11 | 454.2907 | 462.8972 | 8.2424 | 70.3806 | 0
| Zone | Remainder of System | 2 | Monthly System Peak Day | SCE | 1-in-10 | 2031 | 12 | 449.1203 | 456.8998 | 8.1918 | 75.0772 | 0
| Zone | Remainder of System | 2 | Monthly System Peak Day | SCE | 1-in-10 | 2031 | 13 | 372.834 | 384.6721 | 8.1784 | 78.5178 | 0
| Zone | Remainder of System | 2 | Monthly System Peak Day | SCE | 1-in-10 | 2031 | 14 | 334.6246 | 342.9389 | 8.2216 | 80.4984 | 0
| Zone | Remainder of System | 2 | Monthly System Peak Day | SCE | 1-in-10 | 2031 | 15 | 283.7662 | 293.8521 | 8.2913 | 81.6891 | 0
| Zone | Remainder of System | 2 | Monthly System Peak Day | SCE | 1-in-10 | 2031 | 16 | 254.0054 | 257.8368 | 8.3631 | 82.4677 | 0
| Zone | Remainder of System | 2 | Monthly System Peak Day | SCE | 1-in-10 | 2031 | 17 | 246.522 | 251.6626 | 8.2121 | 82.0663 | 0
| Zone | Remainder of System | 2 | Monthly System Peak Day | SCE | 1-in-10 | 2031 | 18 | 233.1703 | 238.3311 | 8.1845 | 79.9572 | 0
| Zone | Remainder of System | 2 | Monthly System Peak Day | SCE | 1-in-10 | 2031 | 19 | 254.9906 | 259.4542 | 8.422 | 75.7559 | 0
| Zone | Remainder of System | 2 | Monthly System Peak Day | SCE | 1-in-10 | 2031 | 20 | 246.0981 | 306.0232 | 8.4404 | 71.8606 | 0
| Zone | Remainder of System | 2 | Monthly System Peak Day | SCE | 1-in-10 | 2031 | 21 | 224.3076 | 230.4978 | 8.0491 | 68.5952 | 0
| Zone | Remainder of System | 2 | Monthly System Peak Day | SCE | 1-in-10 | 2031 | 22 | 395.3236 | 411.041 | 8.2966 | 66.3128 | 0
| Zone | Remainder of System | 2 | Monthly System Peak Day | SCE | 1-in-10 | 2031 | 23 | 380.9596 | 396.1292 | 8.3305 | 64.6469 | 0
| Zone | Remainder of System | 2 | Monthly System Peak Day | SCE | 1-in-10 | 2031 | 24 | 321.2086 | 334.8733 | 8.3348 | 63.0592 | 0
| Zone | Remainder of System | 3 | Average Weekday | SCE | 1-in-10 | 2031 | 1 | 271.7286 | 283.5728 | 8.4564 | 57.5537 | 0
| Zone | Remainder of System | 3 | Average Weekday | SCE | 1-in-10 | 2031 | 2 | 266.3632 | 274.1714 | 8.4077 | 56.4206 | 0
| Zone | Remainder of System | 3 | Average Weekday | SCE | 1-in-10 | 2031 | 3 | 425.7502 | 436.9267 | 8.4005 | 55.3452 | 0
| Zone | Remainder of System | 3 | Average Weekday | SCE | 1-in-10 | 2031 | 4 | 599.1603 | 616.0167 | 8.3833 | 54.4215 | 0
| Zone | Remainder of System | 3 | Average Weekday | SCE | 1-in-10 | 2031 | 5 | 565.5468 | 584.9297 | 8.3771 | 53.6273 | 0
| Zone | Remainder of System | 3 | Average Weekday | SCE | 1-in-10 | 2031 | 6 | 556.4883 | 575.8386 | 8.3457 | 52.9063 | 0
| Zone | Remainder of System | 3 | Average Weekday | SCE | 1-in-10 | 2031 | 7 | 560.6113 | 561.2991 | 8.3307 | 52.44 | 0
| Zone | Remainder of System | 3 | Average Weekday | SCE | 1-in-10 | 2031 | 8 | 538.4758 | 548.9395 | 8.4848 | 52.295 | 0
| Zone | Remainder of System | 3 | Average Weekday | SCE | 1-in-10 | 2031 | 9 | 523.3001 | 563.1671 | 8.6752 | 53.6088 | 0
| Zone | Remainder of System | 3 | Average Weekday | SCE | 1-in-10 | 2031 | 10 | 504.1051 | 526.7528 | 8.5426 | 57.1162 | 0
| Zone | Remainder of System | 3 | Average Weekday | SCE | 1-in-10 | 2031 | 11 | 471.7861 | 488.2903 | 8.6217 | 61.4632 | 0
| Zone | Remainder of System | 3 | Average Weekday | SCE | 1-in-10 | 2031 | 12 | 471.4676 | 483.5658 | 8.7111 | 65.4775 | 0
| Zone | Remainder of System | 3 | Average Weekday | SCE | 1-in-10 | 2031 | 13 | 377.9348 | 388.7837 | 8.786 | 68.7024 | 0
| Zone | Remainder of System | 3 | Average Weekday | SCE | 1-in-10 | 2031 | 14 | 353.4382 | 361.084 | 8.7358 | 70.914 | 0
| Zone | Remainder of System | 3 | Average Weekday | SCE | 1-in-10 | 2031 | 15 | 306.3638 | 313.37 | 8.5692 | 72.242 | 0
| Zone | Remainder of System | 3 | Average Weekday | SCE | 1-in-10 | 2031 | 16 | 272.8777 | 275.7621 | 8.3524 | 72.9142 | 0
| Zone | Remainder of System | 3 | Average Weekday | SCE | 1-in-10 | 2031 | 17 | 274.5072 | 280.2332 | 8.2082 | 72.9266 | 0
| Zone | Remainder of System | 3 | Average Weekday | SCE | 1-in-10 | 2031 | 18 | 247.7401 | 254.1177 | 8.2227 | 71.945 | 0
| Zone | Remainder of System | 3 | Average Weekday | SCE | 1-in-10 | 2031 | 19 | 262.3384 | 268.9877 | 8.5088 | 70.1003 | 0
| Zone | Remainder of System | 3 | Average Weekday | SCE | 1-in-10 | 2031 | 20 | 248.6435 | 251.838 | 8.4048 | 67.4013 | 0
| Zone | Remainder of System | 3 | Average Weekday | SCE | 1-in-10 | 2031 | 21 | 220.8648 | 225.8634 | 8.0782 | 64.6072 | 0
| Zone | Remainder of System | 3 | Average Weekday | SCE | 1-in-10 | 2031 | 22 | 419.5272 | 437.8668 | 8.3102 | 62.6982 | 0
| Zone | Remainder of System | 3 | Average Weekday | SCE | 1-in-10 | 2031 | 23 | 409.9626 | 431.4076 | 8.4116 | 61.2385 | 0
| Zone | Remainder of System | 3 | Average Weekday | SCE | 1-in-10 | 2031 | 24 | 352.8265 | 377.8507 | 8.5016 | 59.8218 | 0
| Zone | Remainder of System | 3 | Monthly System Peak Day | SCE | 1-in-10 | 2031 | 1 | 271.7286 | 294.3872 | 8.4458 | 65.5264 | 0
| Zone | Remainder of System | 3 | Monthly System Peak Day | SCE | 1-in-10 | 2031 | 2 | 266.3632 | 281.5766 | 8.3628 | 63.8061 | 0
| Zone | Remainder of System | 3 | Monthly System Peak Day | SCE | 1-in-10 | 2031 | 3 | 425.7502 | 444.462 | 8.354 | 62.6338 | 0
| Zone | Remainder of System | 3 | Monthly System Peak Day | SCE | 1-in-10 | 2031 | 4 | 599.1603 | 620.5667 | 8.3361 | 61.4338 | 0
| Zone | Remainder of System | 3 | Monthly System Peak Day | SCE | 1-in-10 | 2031 | 5 | 565.5468 | 592.4321 | 8.3302 | 60.3541 | 0
| Zone | Remainder of System | 3 | Monthly System Peak Day | SCE | 1-in-10 | 2031 | 6 | 556.4883 | 575.4297 | 8.3053 | 59.3344 | 0
| Zone | Remainder of System | 3 | Monthly System Peak Day | SCE | 1-in-10 | 2031 | 7 | 560.6113 | 555.574 | 8.2923 | 58.333 | 0
| Zone | Remainder of System | 3 | Monthly System Peak Day | SCE | 1-in-10 | 2031 | 8 | 538.4758 | 561.1644 | 8.5117 | 57.6456 | 0
| Zone | Remainder of System | 3 | Monthly System Peak Day | SCE | 1-in-10 | 2031 | 9 | 523.3001 | 574.7947 | 8.9869 | 58.9664 | 0
| Zone | Remainder of System | 3 | Monthly System Peak Day | SCE | 1-in-10 | 2031 | 10 | 504.1051 | 535.3477 | 8.658 | 63.8406 | 0
| Zone | Remainder of System | 3 | Monthly System Peak Day | SCE | 1-in-10 | 2031 | 11 | 471.7861 | 501.7488 | 8.9133 | 69.4223 | 0
| Zone | Remainder of System | 3 | Monthly System Peak Day | SCE | 1-in-10 | 2031 | 12 | 471.4676 | 496.7126 | 9.226 | 74.8961 | 0
| Zone | Remainder of System | 3 | Monthly System Peak Day | SCE | 1-in-10 | 2031 | 13 | 377.9348 | 390.078 | 9.4904 | 78.9659 | 0
| Zone | Remainder of System | 3 | Monthly System Peak Day | SCE | 1-in-10 | 2031 | 14 | 353.4382 | 361.7339 | 9.3069 | 81.4947 | 0
| Zone | Remainder of System | 3 | Monthly System Peak Day | SCE | 1-in-10 | 2031 | 15 | 306.3638 | 314.7313 | 8.8127 | 83.6188 | 0
| Zone | Remainder of System | 3 | Monthly System Peak Day | SCE | 1-in-10 | 2031 | 16 | 272.8777 | 274.436 | 8.3095 | 84.7072 | 0
| Zone | Remainder of System | 3 | Monthly System Peak Day | SCE | 1-in-10 | 2031 | 17 | 274.5072 | 280.4641 | 8.1694 | 84.82 | 0
| Zone | Remainder of System | 3 | Monthly System Peak Day | SCE | 1-in-10 | 2031 | 18 | 247.7401 | 254.0511 | 8.1765 | 83.6134 | 0
| Zone | Remainder of System | 3 | Monthly System Peak Day | SCE | 1-in-10 | 2031 | 19 | 262.3384 | 268.2498 | 8.916 | 81.9964 | 0
| Zone | Remainder of System | 3 | Monthly System Peak Day | SCE | 1-in-10 | 2031 | 20 | 248.6435 | 252.6264 | 8.4044 | 79.4273 | 0
| Zone | Remainder of System | 3 | Monthly System Peak Day | SCE | 1-in-10 | 2031 | 21 | 220.8648 | 228.2737 | 8.4887 | 75.4836 | 0
| Zone | Remainder of System | 3 | Monthly System Peak Day | SCE | 1-in-10 | 2031 | 22 | 419.5272 | 437.9473 | 8.272 | 72.1747 | 0
| Zone | Remainder of System | 3 | Monthly System Peak Day | SCE | 1-in-10 | 2031 | 23 | 409.9626 | 434.9631 | 8.3786 | 69.3213 | 0
| Zone | Remainder of System | 3 | Monthly System Peak Day | SCE | 1-in-10 | 2031 | 24 | 352.8265 | 392.7565 | 8.5381 | 67.0591 | 0
| Zone | Remainder of System | 4 | Average Weekday | SCE | 1-in-10 | 2031 | 1 | 269.8711 | 281.0835 | 8.4729 | 58.4495 | 0
| Zone | Remainder of System | 4 | Average Weekday | SCE | 1-in-10 | 2031 | 2 | 268.2946 | 276.8842 | 8.4249 | 57.3661 | 0
| Zone | Remainder of System | 4 | Average Weekday | SCE | 1-in-10 | 2031 | 3 | 427.6874 | 439.5258 | 8.4177 | 56.3776 | 0
| Zone | Remainder of System | 4 | Average Weekday | SCE | 1-in-10 | 2031 | 4 | 595.8516 | 612.7848 | 8.4007 | 55.4443 | 0
| Zone | Remainder of System | 4 | Average Weekday | SCE | 1-in-10 | 2031 | 5 | 550.6481 | 568.8322 | 8.3943 | 54.7398 | 0
| Zone | Remainder of System | 4 | Average Weekday | SCE | 1-in-10 | 2031 | 6 | 546.6115 | 565.0589 | 8.3626 | 54.2066 | 0
| Zone | Remainder of System | 4 | Average Weekday | SCE | 1-in-10 | 2031 | 7 | 550.0663 | 551.2273 | 8.3465 | 53.7036 | 0
| Zone | Remainder of System | 4 | Average Weekday | SCE | 1-in-10 | 2031 | 8 | 534.3639 | 541.8037 | 8.4999 | 53.6121 | 0
| Zone | Remainder of System | 4 | Average Weekday | SCE | 1-in-10 | 2031 | 9 | 505.415 | 543.8621 | 8.6889 | 55.6221 | 0
| Zone | Remainder of System | 4 | Average Weekday | SCE | 1-in-10 | 2031 | 10 | 486.9735 | 510.1858 | 8.5576 | 59.1742 | 0
| Zone | Remainder of System | 4 | Average Weekday | SCE | 1-in-10 | 2031 | 11 | 460.5151 | 474.7887 | 8.635 | 62.771 | 0
| Zone | Remainder of System | 4 | Average Weekday | SCE | 1-in-10 | 2031 | 12 | 460.0209 | 472.1206 | 8.7226 | 66.0998 | 0
| Zone | Remainder of System | 4 | Average Weekday | SCE | 1-in-10 | 2031 | 13 | 375.9296 | 386.7105 | 8.7964 | 68.7702 | 0
| Zone | Remainder of System | 4 | Average Weekday | SCE | 1-in-10 | 2031 | 14 | 346.9093 | 354.6049 | 8.7473 | 70.6578 | 0
| Zone | Remainder of System | 4 | Average Weekday | SCE | 1-in-10 | 2031 | 15 | 293.9882 | 301.2704 | 8.5824 | 71.9352 | 0
| Zone | Remainder of System | 4 | Average Weekday | SCE | 1-in-10 | 2031 | 16 | 261.8626 | 264.8565 | 8.3681 | 72.6742 | 0
| Zone | Remainder of System | 4 | Average Weekday | SCE | 1-in-10 | 2031 | 17 | 260.8324 | 265.1924 | 8.2412 | 72.7612 | 0
| Zone | Remainder of System | 4 | Average Weekday | SCE | 1-in-10 | 2031 | 18 | 224.9657 | 230.5819 | 8.2533 | 71.9582 | 0
| Zone | Remainder of System | 4 | Average Weekday | SCE | 1-in-10 | 2031 | 19 | 230.5435 | 237.2151 | 8.509 | 70.5355 | 0
| Zone | Remainder of System | 4 | Average Weekday | SCE | 1-in-10 | 2031 | 20 | 222.6869 | 226.0404 | 8.4049 | 68.3812 | 0
| Zone | Remainder of System | 4 | Average Weekday | SCE | 1-in-10 | 2031 | 21 | 223.8435 | 229.0956 | 8.0934 | 65.3369 | 0
| Zone | Remainder of System | 4 | Average Weekday | SCE | 1-in-10 | 2031 | 22 | 409.7458 | 427.7251 | 8.3223 | 63.1079 | 0
| Zone | Remainder of System | 4 | Average Weekday | SCE | 1-in-10 | 2031 | 23 | 404.4364 | 425.4253 | 8.428 | 61.521 | 0
| Zone | Remainder of System | 4 | Average Weekday | SCE | 1-in-10 | 2031 | 24 | 347.1786 | 371.3454 | 8.5175 | 60.1435 | 0
| Zone | Remainder of System | 4 | Monthly System Peak Day | SCE | 1-in-10 | 2031 | 1 | 269.8711 | 291.1867 | 8.4635 | 70.5794 | 0
| Zone | Remainder of System | 4 | Monthly System Peak Day | SCE | 1-in-10 | 2031 | 2 | 268.2946 | 283.8719 | 8.3809 | 68.6806 | 0
| Zone | Remainder of System | 4 | Monthly System Peak Day | SCE | 1-in-10 | 2031 | 3 | 427.6874 | 447.0578 | 8.372 | 67.7655 | 0
| Zone | Remainder of System | 4 | Monthly System Peak Day | SCE | 1-in-10 | 2031 | 4 | 595.8516 | 616.4529 | 8.3542 | 66.4139 | 0
| Zone | Remainder of System | 4 | Monthly System Peak Day | SCE | 1-in-10 | 2031 | 5 | 550.6481 | 575.8407 | 8.3481 | 65.4662 | 0
| Zone | Remainder of System | 4 | Monthly System Peak Day | SCE | 1-in-10 | 2031 | 6 | 546.6115 | 564.3711 | 8.3227 | 64.025 | 0
| Zone | Remainder of System | 4 | Monthly System Peak Day | SCE | 1-in-10 | 2031 | 7 | 550.0663 | 545.3587 | 8.3087 | 62.7973 | 0
| Zone | Remainder of System | 4 | Monthly System Peak Day | SCE | 1-in-10 | 2031 | 8 | 534.3639 | 556.8073 | 8.5282 | 62.488 | 0
| Zone | Remainder of System | 4 | Monthly System Peak Day | SCE | 1-in-10 | 2031 | 9 | 505.415 | 555.3329 | 9.0026 | 65.6312 | 0
| Zone | Remainder of System | 4 | Monthly System Peak Day | SCE | 1-in-10 | 2031 | 10 | 486.9735 | 518.1302 | 8.6748 | 71.08 | 0
| Zone | Remainder of System | 4 | Monthly System Peak Day | SCE | 1-in-10 | 2031 | 11 | 460.5151 | 487.38 | 8.9289 | 75.9286 | 0
| Zone | Remainder of System | 4 | Monthly System Peak Day | SCE | 1-in-10 | 2031 | 12 | 460.0209 | 485.093 | 9.2401 | 80.412 | 0
| Zone | Remainder of System | 4 | Monthly System Peak Day | SCE | 1-in-10 | 2031 | 13 | 375.9296 | 388.1941 | 9.5037 | 83.442 | 0
| Zone | Remainder of System | 4 | Monthly System Peak Day | SCE | 1-in-10 | 2031 | 14 | 346.9093 | 355.2468 | 9.321 | 85.4472 | 0
| Zone | Remainder of System | 4 | Monthly System Peak Day | SCE | 1-in-10 | 2031 | 15 | 293.9882 | 302.9263 | 8.828 | 86.8428 | 0
| Zone | Remainder of System | 4 | Monthly System Peak Day | SCE | 1-in-10 | 2031 | 16 | 261.8626 | 263.4859 | 8.3263 | 87.3141 | 0
| Zone | Remainder of System | 4 | Monthly System Peak Day | SCE | 1-in-10 | 2031 | 17 | 260.8324 | 265.4633 | 8.2024 | 87.4866 | 0
| Zone | Remainder of System | 4 | Monthly System Peak Day | SCE | 1-in-10 | 2031 | 18 | 224.9657 | 230.8784 | 8.2072 | 86.6141 | 0
| Zone | Remainder of System | 4 | Monthly System Peak Day | SCE | 1-in-10 | 2031 | 19 | 230.5435 | 236.5217 | 8.9182 | 84.4725 | 0
| Zone | Remainder of System | 4 | Monthly System Peak Day | SCE | 1-in-10 | 2031 | 20 | 222.6869 | 226.7998 | 8.4045 | 79.8427 | 0
| Zone | Remainder of System | 4 | Monthly System Peak Day | SCE | 1-in-10 | 2031 | 21 | 223.8435 | 231.5131 | 8.505 | 74.5391 | 0
| Zone | Remainder of System | 4 | Monthly System Peak Day | SCE | 1-in-10 | 2031 | 22 | 409.7458 | 427.6827 | 8.2849 | 71.1442 | 0
| Zone | Remainder of System | 4 | Monthly System Peak Day | SCE | 1-in-10 | 2031 | 23 | 404.4364 | 428.8487 | 8.3959 | 69.0236 | 0
| Zone | Remainder of System | 4 | Monthly System Peak Day | SCE | 1-in-10 | 2031 | 24 | 347.1786 | 385.8516 | 8.5554 | 67.3797 | 0
| Zone | Remainder of System | 5 | Average Weekday | SCE | 1-in-10 | 2031 | 1 | 282.9658 | 294.3209 | 8.5046 | 62.1727 | 0
| Zone | Remainder of System | 5 | Average Weekday | SCE | 1-in-10 | 2031 | 2 | 283.5362 | 291.3855 | 8.4577 | 61.1648 | 0
| Zone | Remainder of System | 5 | Average Weekday | SCE | 1-in-10 | 2031 | 3 | 443.7898 | 456.8105 | 8.4505 | 60.2356 | 0
| Zone | Remainder of System | 5 | Average Weekday | SCE | 1-in-10 | 2031 | 4 | 606.9948 | 625.0168 | 8.4337 | 59.3569 | 0
| Zone | Remainder of System | 5 | Average Weekday | SCE | 1-in-10 | 2031 | 5 | 567.6642 | 586.7018 | 8.4268 | 58.7412 | 0
| Zone | Remainder of System | 5 | Average Weekday | SCE | 1-in-10 | 2031 | 6 | 553.8793 | 574.393 | 8.3941 | 58.1661 | 0
| Zone | Remainder of System | 5 | Average Weekday | SCE | 1-in-10 | 2031 | 7 | 547.8456 | 549.068 | 8.3762 | 57.8997 | 0
| Zone | Remainder of System | 5 | Average Weekday | SCE | 1-in-10 | 2031 | 8 | 545.0037 | 556.1732 | 8.5291 | 58.7071 | 0
| Zone | Remainder of System | 5 | Average Weekday | SCE | 1-in-10 | 2031 | 9 | 512.3896 | 548.3911 | 8.7161 | 61.456 | 0
| Zone | Remainder of System | 5 | Average Weekday | SCE | 1-in-10 | 2031 | 10 | 502.4526 | 525.6846 | 8.587 | 64.9894 | 0
| Zone | Remainder of System | 5 | Average Weekday | SCE | 1-in-10 | 2031 | 11 | 481.9058 | 496.7712 | 8.6612 | 68.1837 | 0
| Zone | Remainder of System | 5 | Average Weekday | SCE | 1-in-10 | 2031 | 12 | 475.1234 | 486.8193 | 8.7452 | 70.9372 | 0
| Zone | Remainder of System | 5 | Average Weekday | SCE | 1-in-10 | 2031 | 13 | 384.4247 | 395.6553 | 8.8169 | 73.3433 | 0
| Zone | Remainder of System | 5 | Average Weekday | SCE | 1-in-10 | 2031 | 14 | 361.752 | 369.4701 | 8.77 | 75.1538 | 0
| Zone | Remainder of System | 5 | Average Weekday | SCE | 1-in-10 | 2031 | 15 | 318.3831 | 325.4913 | 8.6087 | 76.3764 | 0
| Zone | Remainder of System | 5 | Average Weekday | SCE | 1-in-10 | 2031 | 16 | 277.114 | 279.9576 | 8.3981 | 76.8846 | 0
| Zone | Remainder of System | 5 | Average Weekday | SCE | 1-in-10 | 2031 | 17 | 265.4449 | 270.94 | 8.2709 | 76.8837 | 0
| Zone | Remainder of System | 5 | Average Weekday | SCE | 1-in-10 | 2031 | 18 | 239.1532 | 245.1234 | 8.2799 | 76.1315 | 0
| Zone | Remainder of System | 5 | Average Weekday | SCE | 1-in-10 | 2031 | 19 | 248.2734 | 255.1493 | 8.5071 | 74.7201 | 0
| Zone | Remainder of System | 5 | Average Weekday | SCE | 1-in-10 | 2031 | 20 | 235.7263 | 239.0937 | 8.4045 | 72.5958 | 0
| Zone | Remainder of System | 5 | Average Weekday | SCE | 1-in-10 | 2031 | 21 | 240.7696 | 246.1396 | 8.0953 | 69.615 | 0
| Zone | Remainder of System | 5 | Average Weekday | SCE | 1-in-10 | 2031 | 22 | 430.1066 | 448.3712 | 8.3488 | 66.8354 | 0
| Zone | Remainder of System | 5 | Average Weekday | SCE | 1-in-10 | 2031 | 23 | 430.6133 | 452.2974 | 8.458 | 64.9385 | 0
| Zone | Remainder of System | 5 | Average Weekday | SCE | 1-in-10 | 2031 | 24 | 369.2424 | 394.2011 | 8.5479 | 63.4049 | 0
| Zone | Remainder of System | 5 | Monthly System Peak Day | SCE | 1-in-10 | 2031 | 1 | 282.9658 | 305.0185 | 8.4918 | 73.6895 | 0
| Zone | Remainder of System | 5 | Monthly System Peak Day | SCE | 1-in-10 | 2031 | 2 | 283.5362 | 298.7715 | 8.4114 | 72.0766 | 0
| Zone | Remainder of System | 5 | Monthly System Peak Day | SCE | 1-in-10 | 2031 | 3 | 443.7898 | 464.8504 | 8.4028 | 70.6422 | 0
| Zone | Remainder of System | 5 | Monthly System Peak Day | SCE | 1-in-10 | 2031 | 4 | 606.9948 | 629.3425 | 8.3856 | 69.0833 | 0
| Zone | Remainder of System | 5 | Monthly System Peak Day | SCE | 1-in-10 | 2031 | 5 | 567.6642 | 594.3297 | 8.3789 | 68.0722 | 0
| Zone | Remainder of System | 5 | Monthly System Peak Day | SCE | 1-in-10 | 2031 | 6 | 553.8793 | 574.7387 | 8.3531 | 67.0072 | 0
| Zone | Remainder of System | 5 | Monthly System Peak Day | SCE | 1-in-10 | 2031 | 7 | 547.8456 | 543.1664 | 8.3374 | 66.5788 | 0
| Zone | Remainder of System | 5 | Monthly System Peak Day | SCE | 1-in-10 | 2031 | 8 | 545.0037 | 565.6349 | 8.5537 | 66.8927 | 0
| Zone | Remainder of System | 5 | Monthly System Peak Day | SCE | 1-in-10 | 2031 | 9 | 512.3896 | 560.2775 | 9.0234 | 71.0933 | 0
| Zone | Remainder of System | 5 | Monthly System Peak Day | SCE | 1-in-10 | 2031 | 10 | 502.4526 | 533.3596 | 8.699 | 77.5111 | 0
| Zone | Remainder of System | 5 | Monthly System Peak Day | SCE | 1-in-10 | 2031 | 11 | 481.9058 | 508.963 | 8.9485 | 83.59 | 0
| Zone | Remainder of System | 5 | Monthly System Peak Day | SCE | 1-in-10 | 2031 | 12 | 475.1234 | 498.8391 | 9.2552 | 87.7347 | 0
| Zone | Remainder of System | 5 | Monthly System Peak Day | SCE | 1-in-10 | 2031 | 13 | 384.4247 | 396.1843 | 9.516 | 90.7541 | 0
| Zone | Remainder of System | 5 | Monthly System Peak Day | SCE | 1-in-10 | 2031 | 14 | 361.752 | 367.9951 | 9.3358 | 92.7356 | 0
| Zone | Remainder of System | 5 | Monthly System Peak Day | SCE | 1-in-10 | 2031 | 15 | 318.3831 | 327.1407 | 8.848 | 93.8294 | 0
| Zone | Remainder of System | 5 | Monthly System Peak Day | SCE | 1-in-10 | 2031 | 16 | 277.114 | 278.7213 | 8.3539 | 93.7816 | 0
| Zone | Remainder of System | 5 | Monthly System Peak Day | SCE | 1-in-10 | 2031 | 17 | 265.4449 | 271.2012 | 8.2312 | 93.1462 | 0
| Zone | Remainder of System | 5 | Monthly System Peak Day | SCE | 1-in-10 | 2031 | 18 | 239.1532 | 245.0809 | 8.2316 | 92.5491 | 0
| Zone | Remainder of System | 5 | Monthly System Peak Day | SCE | 1-in-10 | 2031 | 19 | 248.2734 | 254.2963 | 8.9024 | 91.3375 | 0
| Zone | Remainder of System | 5 | Monthly System Peak Day | SCE | 1-in-10 | 2031 | 20 | 235.7263 | 239.8616 | 8.4041 | 88.9545 | 0
| Zone | Remainder of System | 5 | Monthly System Peak Day | SCE | 1-in-10 | 2031 | 21 | 240.7696 | 248.5764 | 8.5053 | 85.287 | 0
| Zone | Remainder of System | 5 | Monthly System Peak Day | SCE | 1-in-10 | 2031 | 22 | 430.1066 | 448.3636 | 8.3103 | 81.6912 | 0
| Zone | Remainder of System | 5 | Monthly System Peak Day | SCE | 1-in-10 | 2031 | 23 | 430.6133 | 455.8661 | 8.4234 | 79.1098 | 0
| Zone | Remainder of System | 5 | Monthly System Peak Day | SCE | 1-in-10 | 2031 | 24 | 369.2424 | 409.0623 | 8.5817 | 76.3587 | 0
| Zone | Remainder of System | 6 | Average Weekday | SCE | 1-in-10 | 2031 | 1 | 273.0478 | 290.3579 | 8.3523 | 66.1798 | 0
| Zone | Remainder of System | 6 | Average Weekday | SCE | 1-in-10 | 2031 | 2 | 269.7167 | 284.0441 | 8.3617 | 65.4593 | 0
| Zone | Remainder of System | 6 | Average Weekday | SCE | 1-in-10 | 2031 | 3 | 419.8416 | 440.982 | 8.3634 | 64.7904 | 0
| Zone | Remainder of System | 6 | Average Weekday | SCE | 1-in-10 | 2031 | 4 | 575.3591 | 594.3751 | 8.3658 | 64.1255 | 0
| Zone | Remainder of System | 6 | Average Weekday | SCE | 1-in-10 | 2031 | 5 | 530.7288 | 558.2869 | 8.3646 | 63.6086 | 0
| Zone | Remainder of System | 6 | Average Weekday | SCE | 1-in-10 | 2031 | 6 | 536.3369 | 566.2671 | 8.3662 | 63.1772 | 0
| Zone | Remainder of System | 6 | Average Weekday | SCE | 1-in-10 | 2031 | 7 | 545.792 | 543.8709 | 8.4081 | 62.8134 | 0
| Zone | Remainder of System | 6 | Average Weekday | SCE | 1-in-10 | 2031 | 8 | 537.3862 | 551.1736 | 8.2861 | 63.3196 | 0
| Zone | Remainder of System | 6 | Average Weekday | SCE | 1-in-10 | 2031 | 9 | 539.2997 | 565.5972 | 8.278 | 65.3704 | 0
| Zone | Remainder of System | 6 | Average Weekday | SCE | 1-in-10 | 2031 | 10 | 524.4158 | 540.7036 | 8.3594 | 68.2381 | 0
| Zone | Remainder of System | 6 | Average Weekday | SCE | 1-in-10 | 2031 | 11 | 486.9855 | 501.674 | 8.3439 | 71.5251 | 0
| Zone | Remainder of System | 6 | Average Weekday | SCE | 1-in-10 | 2031 | 12 | 480.0098 | 498.1305 | 8.3033 | 74.7391 | 0
| Zone | Remainder of System | 6 | Average Weekday | SCE | 1-in-10 | 2031 | 13 | 389.0468 | 414.1618 | 8.3087 | 77.286 | 0
| Zone | Remainder of System | 6 | Average Weekday | SCE | 1-in-10 | 2031 | 14 | 362.3618 | 383.6169 | 8.3337 | 79.241 | 0
| Zone | Remainder of System | 6 | Average Weekday | SCE | 1-in-10 | 2031 | 15 | 301.2982 | 321.0343 | 8.4429 | 80.4784 | 0
| Zone | Remainder of System | 6 | Average Weekday | SCE | 1-in-10 | 2031 | 16 | 264.4149 | 271.4124 | 8.5702 | 81.0262 | 0
| Zone | Remainder of System | 6 | Average Weekday | SCE | 1-in-10 | 2031 | 17 | 260.9935 | 268.6129 | 9.42 | 80.9375 | 0
| Zone | Remainder of System | 6 | Average Weekday | SCE | 1-in-10 | 2031 | 18 | 226.3726 | 244.3388 | 9.3171 | 80.0399 | 0
| Zone | Remainder of System | 6 | Average Weekday | SCE | 1-in-10 | 2031 | 19 | 218.146 | 240.5245 | 10.2168 | 78.5607 | 0
| Zone | Remainder of System | 6 | Average Weekday | SCE | 1-in-10 | 2031 | 20 | 199.6253 | 213.2595 | 8.4833 | 76.4905 | 0
| Zone | Remainder of System | 6 | Average Weekday | SCE | 1-in-10 | 2031 | 21 | 218.9826 | 238.9132 | 9.1059 | 73.5536 | 0
| Zone | Remainder of System | 6 | Average Weekday | SCE | 1-in-10 | 2031 | 22 | 386.7225 | 414.1553 | 8.3733 | 70.5065 | 0
| Zone | Remainder of System | 6 | Average Weekday | SCE | 1-in-10 | 2031 | 23 | 409.5107 | 441.758 | 8.36 | 68.5894 | 0
| Zone | Remainder of System | 6 | Average Weekday | SCE | 1-in-10 | 2031 | 24 | 377.95 | 407.5818 | 8.3245 | 67.2621 | 0
| Zone | Remainder of System | 6 | Monthly System Peak Day | SCE | 1-in-10 | 2031 | 1 | 273.0478 | 270.3288 | 9.9522 | 75.2497 | 0
| Zone | Remainder of System | 6 | Monthly System Peak Day | SCE | 1-in-10 | 2031 | 2 | 269.7167 | 257.6301 | 9.971 | 73.6623 | 0
| Zone | Remainder of System | 6 | Monthly System Peak Day | SCE | 1-in-10 | 2031 | 3 | 419.8416 | 371.5923 | 9.9757 | 72.3676 | 0
| Zone | Remainder of System | 6 | Monthly System Peak Day | SCE | 1-in-10 | 2031 | 4 | 575.3591 | 478.3435 | 9.9762 | 71.3377 | 0
| Zone | Remainder of System | 6 | Monthly System Peak Day | SCE | 1-in-10 | 2031 | 5 | 530.7288 | 450.3934 | 9.9709 | 70.2939 | 0
| Zone | Remainder of System | 6 | Monthly System Peak Day | SCE | 1-in-10 | 2031 | 6 | 536.3369 | 469.7407 | 9.9643 | 69.2464 | 0
| Zone | Remainder of System | 6 | Monthly System Peak Day | SCE | 1-in-10 | 2031 | 7 | 545.792 | 458.5865 | 9.9692 | 68.5603 | 0
| Zone | Remainder of System | 6 | Monthly System Peak Day | SCE | 1-in-10 | 2031 | 8 | 537.3862 | 474.6734 | 9.9027 | 69.4842 | 0
| Zone | Remainder of System | 6 | Monthly System Peak Day | SCE | 1-in-10 | 2031 | 9 | 539.2997 | 520.5865 | 9.8849 | 73.2547 | 0
| Zone | Remainder of System | 6 | Monthly System Peak Day | SCE | 1-in-10 | 2031 | 10 | 524.4158 | 494.855 | 9.9279 | 79.1301 | 0
| Zone | Remainder of System | 6 | Monthly System Peak Day | SCE | 1-in-10 | 2031 | 11 | 486.9855 | 456.8217 | 9.8997 | 84.158 | 0
| Zone | Remainder of System | 6 | Monthly System Peak Day | SCE | 1-in-10 | 2031 | 12 | 480.0098 | 453.4797 | 9.8709 | 88.4332 | 0
| Zone | Remainder of System | 6 | Monthly System Peak Day | SCE | 1-in-10 | 2031 | 13 | 389.0468 | 382.856 | 9.8666 | 90.1858 | 0
| Zone | Remainder of System | 6 | Monthly System Peak Day | SCE | 1-in-10 | 2031 | 14 | 362.3618 | 361.6627 | 9.8889 | 91.7815 | 0
| Zone | Remainder of System | 6 | Monthly System Peak Day | SCE | 1-in-10 | 2031 | 15 | 301.2982 | 306.8111 | 9.9738 | 92.7276 | 0
| Zone | Remainder of System | 6 | Monthly System Peak Day | SCE | 1-in-10 | 2031 | 16 | 264.4149 | 258.389 | 10.0455 | 93.7033 | 0
| Zone | Remainder of System | 6 | Monthly System Peak Day | SCE | 1-in-10 | 2031 | 17 | 260.9935 | 265.8115 | 11.0406 | 94.2451 | 0
| Zone | Remainder of System | 6 | Monthly System Peak Day | SCE | 1-in-10 | 2031 | 18 | 226.3726 | 258.6039 | 11.0764 | 94.087 | 0
| Zone | Remainder of System | 6 | Monthly System Peak Day | SCE | 1-in-10 | 2031 | 19 | 218.146 | 201.2121 | 10.6318 | 92.3042 | 0
| Zone | Remainder of System | 6 | Monthly System Peak Day | SCE | 1-in-10 | 2031 | 20 | 199.6253 | 178.1687 | 9.9908 | 88.685 | 0
| Zone | Remainder of System | 6 | Monthly System Peak Day | SCE | 1-in-10 | 2031 | 21 | 218.9826 | 200.797 | 11.7352 | 83.638 | 0
| Zone | Remainder of System | 6 | Monthly System Peak Day | SCE | 1-in-10 | 2031 | 22 | 386.7225 | 356.6499 | 10.1093 | 78.8774 | 0
| Zone | Remainder of System | 6 | Monthly System Peak Day | SCE | 1-in-10 | 2031 | 23 | 409.5107 | 371.2079 | 9.9454 | 75.1697 | 0
| Zone | Remainder of System | 6 | Monthly System Peak Day | SCE | 1-in-10 | 2031 | 24 | 377.95 | 359.7765 | 9.9261 | 73.0779 | 0
| Zone | Remainder of System | 7 | Average Weekday | SCE | 1-in-10 | 2031 | 1 | 265.3947 | 282.5078 | 8.889 | 71.9581 | 0
| Zone | Remainder of System | 7 | Average Weekday | SCE | 1-in-10 | 2031 | 2 | 263.6416 | 275.1321 | 8.9003 | 71.2274 | 0
| Zone | Remainder of System | 7 | Average Weekday | SCE | 1-in-10 | 2031 | 3 | 405.8491 | 426.4026 | 8.9023 | 70.5958 | 0
| Zone | Remainder of System | 7 | Average Weekday | SCE | 1-in-10 | 2031 | 4 | 559.777 | 581.3068 | 8.9047 | 70.0707 | 0
| Zone | Remainder of System | 7 | Average Weekday | SCE | 1-in-10 | 2031 | 5 | 515.2864 | 540.808 | 8.9028 | 69.613 | 0
| Zone | Remainder of System | 7 | Average Weekday | SCE | 1-in-10 | 2031 | 6 | 515.83 | 543.4372 | 8.9012 | 69.2234 | 0
| Zone | Remainder of System | 7 | Average Weekday | SCE | 1-in-10 | 2031 | 7 | 524.45 | 523.3337 | 8.8837 | 69.0054 | 0
| Zone | Remainder of System | 7 | Average Weekday | SCE | 1-in-10 | 2031 | 8 | 514.973 | 530.5244 | 8.8279 | 69.4109 | 0
| Zone | Remainder of System | 7 | Average Weekday | SCE | 1-in-10 | 2031 | 9 | 504.1918 | 532.3211 | 8.8153 | 71.6124 | 0
| Zone | Remainder of System | 7 | Average Weekday | SCE | 1-in-10 | 2031 | 10 | 489.7547 | 505.9353 | 8.8555 | 74.5635 | 0
| Zone | Remainder of System | 7 | Average Weekday | SCE | 1-in-10 | 2031 | 11 | 459.1212 | 474.3747 | 8.8402 | 77.9936 | 0
| Zone | Remainder of System | 7 | Average Weekday | SCE | 1-in-10 | 2031 | 12 | 452.6615 | 472.7894 | 8.8266 | 81.273 | 0
| Zone | Remainder of System | 7 | Average Weekday | SCE | 1-in-10 | 2031 | 13 | 362.6266 | 387.382 | 8.8204 | 83.8927 | 0
| Zone | Remainder of System | 7 | Average Weekday | SCE | 1-in-10 | 2031 | 14 | 335.9261 | 357.5204 | 8.8437 | 85.8828 | 0
| Zone | Remainder of System | 7 | Average Weekday | SCE | 1-in-10 | 2031 | 15 | 283.7378 | 303.683 | 8.8971 | 87.0524 | 0
| Zone | Remainder of System | 7 | Average Weekday | SCE | 1-in-10 | 2031 | 16 | 245.6064 | 252.3328 | 8.9362 | 87.6036 | 0
| Zone | Remainder of System | 7 | Average Weekday | SCE | 1-in-10 | 2031 | 17 | 247.2796 | 255.9068 | 9.8726 | 87.406 | 0
| Zone | Remainder of System | 7 | Average Weekday | SCE | 1-in-10 | 2031 | 18 | 217.9497 | 236.0691 | 9.7836 | 86.5106 | 0
| Zone | Remainder of System | 7 | Average Weekday | SCE | 1-in-10 | 2031 | 19 | 214.0428 | 236.6835 | 9.5485 | 84.947 | 0
| Zone | Remainder of System | 7 | Average Weekday | SCE | 1-in-10 | 2031 | 20 | 202.4774 | 216.113 | 9.1894 | 82.535 | 0
| Zone | Remainder of System | 7 | Average Weekday | SCE | 1-in-10 | 2031 | 21 | 220.2131 | 240.2146 | 9.2871 | 79.3713 | 0
| Zone | Remainder of System | 7 | Average Weekday | SCE | 1-in-10 | 2031 | 22 | 385.4291 | 412.3737 | 8.8928 | 76.2956 | 0
| Zone | Remainder of System | 7 | Average Weekday | SCE | 1-in-10 | 2031 | 23 | 402.3101 | 433.5199 | 8.9016 | 74.5072 | 0
| Zone | Remainder of System | 7 | Average Weekday | SCE | 1-in-10 | 2031 | 24 | 362.3015 | 390.6109 | 8.8698 | 73.3159 | 0
| Zone | Remainder of System | 7 | Monthly System Peak Day | SCE | 1-in-10 | 2031 | 1 | 265.3947 | 261.9993 | 8.9593 | 76.6508 | 0
| Zone | Remainder of System | 7 | Monthly System Peak Day | SCE | 1-in-10 | 2031 | 2 | 263.6416 | 245.5716 | 8.9728 | 74.5577 | 0
| Zone | Remainder of System | 7 | Monthly System Peak Day | SCE | 1-in-10 | 2031 | 3 | 405.8491 | 350.9631 | 8.9764 | 72.8235 | 0
| Zone | Remainder of System | 7 | Monthly System Peak Day | SCE | 1-in-10 | 2031 | 4 | 559.777 | 461.6357 | 8.9753 | 71.76 | 0
| Zone | Remainder of System | 7 | Monthly System Peak Day | SCE | 1-in-10 | 2031 | 5 | 515.2864 | 430.9794 | 8.9735 | 70.7758 | 0
| Zone | Remainder of System | 7 | Monthly System Peak Day | SCE | 1-in-10 | 2031 | 6 | 515.83 | 454.4887 | 8.9719 | 69.8783 | 0
| Zone | Remainder of System | 7 | Monthly System Peak Day | SCE | 1-in-10 | 2031 | 7 | 524.45 | 444.6266 | 8.9794 | 69.1827 | 0
| Zone | Remainder of System | 7 | Monthly System Peak Day | SCE | 1-in-10 | 2031 | 8 | 514.973 | 459.4764 | 8.9105 | 70.1442 | 0
| Zone | Remainder of System | 7 | Monthly System Peak Day | SCE | 1-in-10 | 2031 | 9 | 504.1918 | 486.0793 | 8.8916 | 73.6845 | 0
| Zone | Remainder of System | 7 | Monthly System Peak Day | SCE | 1-in-10 | 2031 | 10 | 489.7547 | 458.4539 | 8.9331 | 79.1197 | 0
| Zone | Remainder of System | 7 | Monthly System Peak Day | SCE | 1-in-10 | 2031 | 11 | 459.1212 | 428.2516 | 8.9011 | 85.4833 | 0
| Zone | Remainder of System | 7 | Monthly System Peak Day | SCE | 1-in-10 | 2031 | 12 | 452.6615 | 426.7514 | 8.8719 | 90.3667 | 0
| Zone | Remainder of System | 7 | Monthly System Peak Day | SCE | 1-in-10 | 2031 | 13 | 362.6266 | 358.9247 | 8.8622 | 94.5 | 0
| Zone | Remainder of System | 7 | Monthly System Peak Day | SCE | 1-in-10 | 2031 | 14 | 335.9261 | 336.2679 | 8.892 | 97.9379 | 0
| Zone | Remainder of System | 7 | Monthly System Peak Day | SCE | 1-in-10 | 2031 | 15 | 283.7378 | 290.9539 | 8.9774 | 100.6849 | 0
| Zone | Remainder of System | 7 | Monthly System Peak Day | SCE | 1-in-10 | 2031 | 16 | 245.6064 | 240.2295 | 9.0308 | 101.5894 | 0
| Zone | Remainder of System | 7 | Monthly System Peak Day | SCE | 1-in-10 | 2031 | 17 | 247.2796 | 252.9952 | 9.9332 | 101.5455 | 0
| Zone | Remainder of System | 7 | Monthly System Peak Day | SCE | 1-in-10 | 2031 | 18 | 217.9497 | 249.5205 | 9.9613 | 100.5 | 0
| Zone | Remainder of System | 7 | Monthly System Peak Day | SCE | 1-in-10 | 2031 | 19 | 214.0428 | 199.4541 | 9.1228 | 99.1227 | 0
| Zone | Remainder of System | 7 | Monthly System Peak Day | SCE | 1-in-10 | 2031 | 20 | 202.4774 | 176.8334 | 8.9607 | 97.0364 | 0
| Zone | Remainder of System | 7 | Monthly System Peak Day | SCE | 1-in-10 | 2031 | 21 | 220.2131 | 201.7439 | 10.5049 | 94.1515 | 0
| Zone | Remainder of System | 7 | Monthly System Peak Day | SCE | 1-in-10 | 2031 | 22 | 385.4291 | 355.2806 | 9.0927 | 90.04 | 0
| Zone | Remainder of System | 7 | Monthly System Peak Day | SCE | 1-in-10 | 2031 | 23 | 402.3101 | 364.1169 | 8.9383 | 86.8336 | 0
| Zone | Remainder of System | 7 | Monthly System Peak Day | SCE | 1-in-10 | 2031 | 24 | 362.3015 | 342.7042 | 8.9308 | 84.7888 | 0
| Zone | Remainder of System | 8 | Average Weekday | SCE | 1-in-10 | 2031 | 1 | 274.5385 | 296.2197 | 8.4545 | 72.37 | 0
| Zone | Remainder of System | 8 | Average Weekday | SCE | 1-in-10 | 2031 | 2 | 274.735 | 291.1703 | 8.4682 | 71.61 | 0
| Zone | Remainder of System | 8 | Average Weekday | SCE | 1-in-10 | 2031 | 3 | 414.3161 | 434.185 | 8.4707 | 70.9118 | 0
| Zone | Remainder of System | 8 | Average Weekday | SCE | 1-in-10 | 2031 | 4 | 571.1855 | 594.8768 | 8.4733 | 70.2563 | 0
| Zone | Remainder of System | 8 | Average Weekday | SCE | 1-in-10 | 2031 | 5 | 523.0577 | 555.0746 | 8.4708 | 69.6981 | 0
| Zone | Remainder of System | 8 | Average Weekday | SCE | 1-in-10 | 2031 | 6 | 527.9099 | 562.6913 | 8.4686 | 69.2074 | 0
| Zone | Remainder of System | 8 | Average Weekday | SCE | 1-in-10 | 2031 | 7 | 537.6923 | 537.879 | 8.4498 | 68.8104 | 0
| Zone | Remainder of System | 8 | Average Weekday | SCE | 1-in-10 | 2031 | 8 | 528.2487 | 546.8939 | 8.3835 | 68.7422 | 0
| Zone | Remainder of System | 8 | Average Weekday | SCE | 1-in-10 | 2031 | 9 | 511.6748 | 538.5262 | 8.3666 | 70.4402 | 0
| Zone | Remainder of System | 8 | Average Weekday | SCE | 1-in-10 | 2031 | 10 | 499.7553 | 516.3882 | 8.4158 | 73.6806 | 0
| Zone | Remainder of System | 8 | Average Weekday | SCE | 1-in-10 | 2031 | 11 | 463.6816 | 479.3312 | 8.3946 | 77.4085 | 0
| Zone | Remainder of System | 8 | Average Weekday | SCE | 1-in-10 | 2031 | 12 | 453.7616 | 474.3619 | 8.3743 | 81.036 | 0
| Zone | Remainder of System | 8 | Average Weekday | SCE | 1-in-10 | 2031 | 13 | 373.2744 | 399.3373 | 8.3651 | 83.7838 | 0
| Zone | Remainder of System | 8 | Average Weekday | SCE | 1-in-10 | 2031 | 14 | 343.4874 | 365.347 | 8.3964 | 85.8153 | 0
| Zone | Remainder of System | 8 | Average Weekday | SCE | 1-in-10 | 2031 | 15 | 291.7176 | 311.8981 | 8.4641 | 87.091 | 0
| Zone | Remainder of System | 8 | Average Weekday | SCE | 1-in-10 | 2031 | 16 | 251.6766 | 258.6705 | 8.5116 | 87.363 | 0
| Zone | Remainder of System | 8 | Average Weekday | SCE | 1-in-10 | 2031 | 17 | 255.5603 | 261.7975 | 9.5892 | 87.0549 | 0
| Zone | Remainder of System | 8 | Average Weekday | SCE | 1-in-10 | 2031 | 18 | 224.0458 | 241.669 | 9.4921 | 86.0276 | 0
| Zone | Remainder of System | 8 | Average Weekday | SCE | 1-in-10 | 2031 | 19 | 218.7614 | 240.8357 | 9.0136 | 84.3658 | 0
| Zone | Remainder of System | 8 | Average Weekday | SCE | 1-in-10 | 2031 | 20 | 215.3205 | 228.5579 | 8.682 | 81.8452 | 0
| Zone | Remainder of System | 8 | Average Weekday | SCE | 1-in-10 | 2031 | 21 | 229.9817 | 249.9912 | 8.929 | 78.4693 | 0
| Zone | Remainder of System | 8 | Average Weekday | SCE | 1-in-10 | 2031 | 22 | 388.3735 | 416.5462 | 8.4646 | 75.852 | 0
| Zone | Remainder of System | 8 | Average Weekday | SCE | 1-in-10 | 2031 | 23 | 406.248 | 439.9325 | 8.4653 | 74.3631 | 0
| Zone | Remainder of System | 8 | Average Weekday | SCE | 1-in-10 | 2031 | 24 | 367.5234 | 399.0204 | 8.4311 | 73.2805 | 0
| Zone | Remainder of System | 8 | Monthly System Peak Day | SCE | 1-in-10 | 2031 | 1 | 274.5385 | 269.6743 | 7.5115 | 77.5297 | 0
| Zone | Remainder of System | 8 | Monthly System Peak Day | SCE | 1-in-10 | 2031 | 2 | 274.735 | 259.3053 | 7.5307 | 76.3174 | 0
| Zone | Remainder of System | 8 | Monthly System Peak Day | SCE | 1-in-10 | 2031 | 3 | 414.3161 | 367.4395 | 7.5357 | 75.3311 | 0
| Zone | Remainder of System | 8 | Monthly System Peak Day | SCE | 1-in-10 | 2031 | 4 | 571.1855 | 477.939 | 7.5348 | 74.0045 | 0
| Zone | Remainder of System | 8 | Monthly System Peak Day | SCE | 1-in-10 | 2031 | 5 | 523.0577 | 449.2435 | 7.5321 | 73.0998 | 0
| Zone | Remainder of System | 8 | Monthly System Peak Day | SCE | 1-in-10 | 2031 | 6 | 527.9099 | 464.0423 | 7.5296 | 72.373 | 0
| Zone | Remainder of System | 8 | Monthly System Peak Day | SCE | 1-in-10 | 2031 | 7 | 537.6923 | 450.4132 | 7.5325 | 71.488 | 0
| Zone | Remainder of System | 8 | Monthly System Peak Day | SCE | 1-in-10 | 2031 | 8 | 528.2487 | 468.9827 | 7.4427 | 71.1909 | 0
| Zone | Remainder of System | 8 | Monthly System Peak Day | SCE | 1-in-10 | 2031 | 9 | 511.6748 | 493.7522 | 7.4105 | 73.4649 | 0
| Zone | Remainder of System | 8 | Monthly System Peak Day | SCE | 1-in-10 | 2031 | 10 | 499.7553 | 469.6255 | 7.4662 | 78.3818 | 0
| Zone | Remainder of System | 8 | Monthly System Peak Day | SCE | 1-in-10 | 2031 | 11 | 463.6816 | 432.1803 | 7.4179 | 83.7945 | 0
| Zone | Remainder of System | 8 | Monthly System Peak Day | SCE | 1-in-10 | 2031 | 12 | 453.7616 | 426.3518 | 7.3731 | 87.8152 | 0
| Zone | Remainder of System | 8 | Monthly System Peak Day | SCE | 1-in-10 | 2031 | 13 | 373.2744 | 370.7191 | 7.3543 | 89.7121 | 0
| Zone | Remainder of System | 8 | Monthly System Peak Day | SCE | 1-in-10 | 2031 | 14 | 343.4874 | 344.5541 | 7.4057 | 91.6227 | 0
| Zone | Remainder of System | 8 | Monthly System Peak Day | SCE | 1-in-10 | 2031 | 15 | 291.7176 | 299.325 | 7.5267 | 93.2955 | 0
| Zone | Remainder of System | 8 | Monthly System Peak Day | SCE | 1-in-10 | 2031 | 16 | 251.6766 | 246.6758 | 7.5926 | 94.803 | 0
| Zone | Remainder of System | 8 | Monthly System Peak Day | SCE | 1-in-10 | 2031 | 17 | 255.5603 | 258.9886 | 8.6388 | 94.6455 | 0
| Zone | Remainder of System | 8 | Monthly System Peak Day | SCE | 1-in-10 | 2031 | 18 | 224.0458 | 256.5413 | 8.6738 | 94.1818 | 0
| Zone | Remainder of System | 8 | Monthly System Peak Day | SCE | 1-in-10 | 2031 | 19 | 218.7614 | 202.9975 | 7.2423 | 92.9409 | 0
| Zone | Remainder of System | 8 | Monthly System Peak Day | SCE | 1-in-10 | 2031 | 20 | 215.3205 | 187.5955 | 7.1207 | 89.9697 | 0
| Zone | Remainder of System | 8 | Monthly System Peak Day | SCE | 1-in-10 | 2031 | 21 | 229.9817 | 209.218 | 9.3075 | 86.6023 | 0
| Zone | Remainder of System | 8 | Monthly System Peak Day | SCE | 1-in-10 | 2031 | 22 | 388.3735 | 361.0125 | 7.6872 | 83.613 | 0
| Zone | Remainder of System | 8 | Monthly System Peak Day | SCE | 1-in-10 | 2031 | 23 | 406.248 | 373.424 | 7.4894 | 81.0338 | 0
| Zone | Remainder of System | 8 | Monthly System Peak Day | SCE | 1-in-10 | 2031 | 24 | 367.5234 | 351.56 | 7.4746 | 79.6071 | 0
| Zone | Remainder of System | 8 | Typical Event Day | SCE | 1-in-10 | 2031 | 1 | 274.5385 | 269.6743 | 7.5115 | 76.5293 | 0
| Zone | Remainder of System | 8 | Typical Event Day | SCE | 1-in-10 | 2031 | 2 | 274.735 | 259.3053 | 7.5307 | 75.0309 | 0
| Zone | Remainder of System | 8 | Typical Event Day | SCE | 1-in-10 | 2031 | 3 | 414.3161 | 367.4395 | 7.5357 | 73.7385 | 0
| Zone | Remainder of System | 8 | Typical Event Day | SCE | 1-in-10 | 2031 | 4 | 571.1855 | 477.939 | 7.5348 | 72.7591 | 0
| Zone | Remainder of System | 8 | Typical Event Day | SCE | 1-in-10 | 2031 | 5 | 523.0577 | 449.2435 | 7.5321 | 71.9433 | 0
| Zone | Remainder of System | 8 | Typical Event Day | SCE | 1-in-10 | 2031 | 6 | 527.9099 | 464.0423 | 7.5296 | 71.1438 | 0
| Zone | Remainder of System | 8 | Typical Event Day | SCE | 1-in-10 | 2031 | 7 | 537.6923 | 450.4132 | 7.5325 | 70.5021 | 0
| Zone | Remainder of System | 8 | Typical Event Day | SCE | 1-in-10 | 2031 | 8 | 528.2487 | 468.9827 | 7.4427 | 70.8808 | 0
| Zone | Remainder of System | 8 | Typical Event Day | SCE | 1-in-10 | 2031 | 9 | 511.6748 | 493.7522 | 7.4105 | 73.7308 | 0
| Zone | Remainder of System | 8 | Typical Event Day | SCE | 1-in-10 | 2031 | 10 | 499.7553 | 469.6255 | 7.4662 | 78.7837 | 0
| Zone | Remainder of System | 8 | Typical Event Day | SCE | 1-in-10 | 2031 | 11 | 463.6816 | 432.1803 | 7.4179 | 84.2613 | 0
| Zone | Remainder of System | 8 | Typical Event Day | SCE | 1-in-10 | 2031 | 12 | 453.7616 | 426.3518 | 7.3731 | 88.75 | 0
| Zone | Remainder of System | 8 | Typical Event Day | SCE | 1-in-10 | 2031 | 13 | 373.2744 | 370.7191 | 7.3543 | 91.662 | 0
| Zone | Remainder of System | 8 | Typical Event Day | SCE | 1-in-10 | 2031 | 14 | 343.4874 | 344.5541 | 7.4057 | 94.0526 | 0
| Zone | Remainder of System | 8 | Typical Event Day | SCE | 1-in-10 | 2031 | 15 | 291.7176 | 299.325 | 7.5267 | 95.7853 | 0
| Zone | Remainder of System | 8 | Typical Event Day | SCE | 1-in-10 | 2031 | 16 | 251.6766 | 246.6758 | 7.5926 | 96.7804 | 0
| Zone | Remainder of System | 8 | Typical Event Day | SCE | 1-in-10 | 2031 | 17 | 255.5603 | 258.9886 | 8.6388 | 96.8969 | 0
| Zone | Remainder of System | 8 | Typical Event Day | SCE | 1-in-10 | 2031 | 18 | 224.0458 | 256.5413 | 8.6738 | 96.1604 | 0
| Zone | Remainder of System | 8 | Typical Event Day | SCE | 1-in-10 | 2031 | 19 | 218.7614 | 202.9975 | 7.2423 | 94.3988 | 0
| Zone | Remainder of System | 8 | Typical Event Day | SCE | 1-in-10 | 2031 | 20 | 215.3205 | 187.5955 | 7.1207 | 91.4902 | 0
| Zone | Remainder of System | 8 | Typical Event Day | SCE | 1-in-10 | 2031 | 21 | 229.9817 | 209.218 | 9.3075 | 87.8616 | 0
| Zone | Remainder of System | 8 | Typical Event Day | SCE | 1-in-10 | 2031 | 22 | 388.3735 | 361.0125 | 7.6872 | 84.458 | 0
| Zone | Remainder of System | 8 | Typical Event Day | SCE | 1-in-10 | 2031 | 23 | 406.248 | 373.424 | 7.4894 | 81.7631 | 0
| Zone | Remainder of System | 8 | Typical Event Day | SCE | 1-in-10 | 2031 | 24 | 367.5234 | 351.56 | 7.4746 | 80.0673 | 0
| Zone | Remainder of System | 9 | Average Weekday | SCE | 1-in-10 | 2031 | 1 | 270.36 | 279.7654 | 9.1582 | 71.0646 | 0
| Zone | Remainder of System | 9 | Average Weekday | SCE | 1-in-10 | 2031 | 2 | 277.7178 | 279.4244 | 9.1755 | 70.1203 | 0
| Zone | Remainder of System | 9 | Average Weekday | SCE | 1-in-10 | 2031 | 3 | 440.9255 | 435.8851 | 9.1779 | 69.2506 | 0
| Zone | Remainder of System | 9 | Average Weekday | SCE | 1-in-10 | 2031 | 4 | 601.3506 | 598.2101 | 9.1805 | 68.4826 | 0
| Zone | Remainder of System | 9 | Average Weekday | SCE | 1-in-10 | 2031 | 5 | 537.2256 | 536.1469 | 9.1752 | 67.8093 | 0
| Zone | Remainder of System | 9 | Average Weekday | SCE | 1-in-10 | 2031 | 6 | 525.7145 | 533.9703 | 9.1665 | 67.2573 | 0
| Zone | Remainder of System | 9 | Average Weekday | SCE | 1-in-10 | 2031 | 7 | 554.4225 | 541.8736 | 9.1388 | 66.785 | 0
| Zone | Remainder of System | 9 | Average Weekday | SCE | 1-in-10 | 2031 | 8 | 527.8969 | 524.9696 | 9.0915 | 66.4866 | 0
| Zone | Remainder of System | 9 | Average Weekday | SCE | 1-in-10 | 2031 | 9 | 484.4059 | 506.4916 | 9.0795 | 67.9182 | 0
| Zone | Remainder of System | 9 | Average Weekday | SCE | 1-in-10 | 2031 | 10 | 478.7785 | 490.8959 | 9.1311 | 71.1915 | 0
| Zone | Remainder of System | 9 | Average Weekday | SCE | 1-in-10 | 2031 | 11 | 447.8189 | 460.0694 | 9.1095 | 74.8699 | 0
| Zone | Remainder of System | 9 | Average Weekday | SCE | 1-in-10 | 2031 | 12 | 440.3489 | 452.9637 | 9.086 | 78.4748 | 0
| Zone | Remainder of System | 9 | Average Weekday | SCE | 1-in-10 | 2031 | 13 | 371.5914 | 385.4403 | 9.0736 | 81.3392 | 0
| Zone | Remainder of System | 9 | Average Weekday | SCE | 1-in-10 | 2031 | 14 | 333.5738 | 347.4804 | 9.1006 | 83.4193 | 0
| Zone | Remainder of System | 9 | Average Weekday | SCE | 1-in-10 | 2031 | 15 | 283.5395 | 298.5532 | 9.1528 | 84.7282 | 0
| Zone | Remainder of System | 9 | Average Weekday | SCE | 1-in-10 | 2031 | 16 | 253.0986 | 255.6871 | 9.198 | 85.0989 | 0
| Zone | Remainder of System | 9 | Average Weekday | SCE | 1-in-10 | 2031 | 17 | 258.7618 | 264.7629 | 10.1913 | 84.9067 | 0
| Zone | Remainder of System | 9 | Average Weekday | SCE | 1-in-10 | 2031 | 18 | 229.2724 | 246.5749 | 10.0735 | 83.9833 | 0
| Zone | Remainder of System | 9 | Average Weekday | SCE | 1-in-10 | 2031 | 19 | 229.7869 | 249.8892 | 10.0878 | 82.1152 | 0
| Zone | Remainder of System | 9 | Average Weekday | SCE | 1-in-10 | 2031 | 20 | 226.675 | 238.2815 | 9.1865 | 79.1843 | 0
| Zone | Remainder of System | 9 | Average Weekday | SCE | 1-in-10 | 2031 | 21 | 235.8809 | 253.2296 | 9.4112 | 76.077 | 0
| Zone | Remainder of System | 9 | Average Weekday | SCE | 1-in-10 | 2031 | 22 | 394.126 | 417.1496 | 9.1121 | 74.194 | 0
| Zone | Remainder of System | 9 | Average Weekday | SCE | 1-in-10 | 2031 | 23 | 407.7794 | 430.3372 | 9.1482 | 72.8204 | 0
| Zone | Remainder of System | 9 | Average Weekday | SCE | 1-in-10 | 2031 | 24 | 363.6975 | 382.5832 | 9.1312 | 71.6765 | 0
| Zone | Remainder of System | 9 | Monthly System Peak Day | SCE | 1-in-10 | 2031 | 1 | 270.36 | 258.951 | 9.2191 | 76.687 | 0
| Zone | Remainder of System | 9 | Monthly System Peak Day | SCE | 1-in-10 | 2031 | 2 | 277.7178 | 252.9593 | 9.2384 | 75.5862 | 0
| Zone | Remainder of System | 9 | Monthly System Peak Day | SCE | 1-in-10 | 2031 | 3 | 440.9255 | 371.8345 | 9.2427 | 74.4318 | 0
| Zone | Remainder of System | 9 | Monthly System Peak Day | SCE | 1-in-10 | 2031 | 4 | 601.3506 | 471.2037 | 9.2413 | 73.9341 | 0
| Zone | Remainder of System | 9 | Monthly System Peak Day | SCE | 1-in-10 | 2031 | 5 | 537.2256 | 419.8734 | 9.2365 | 73.6038 | 0
| Zone | Remainder of System | 9 | Monthly System Peak Day | SCE | 1-in-10 | 2031 | 6 | 525.7145 | 421.1986 | 9.228 | 73.0773 | 0
| Zone | Remainder of System | 9 | Monthly System Peak Day | SCE | 1-in-10 | 2031 | 7 | 554.4225 | 440.4551 | 9.2281 | 72.7773 | 0
| Zone | Remainder of System | 9 | Monthly System Peak Day | SCE | 1-in-10 | 2031 | 8 | 527.8969 | 431.8281 | 9.1666 | 72.7038 | 0
| Zone | Remainder of System | 9 | Monthly System Peak Day | SCE | 1-in-10 | 2031 | 9 | 484.4059 | 459.3705 | 9.1475 | 74.5191 | 0
| Zone | Remainder of System | 9 | Monthly System Peak Day | SCE | 1-in-10 | 2031 | 10 | 478.7785 | 439.9258 | 9.1983 | 78.503 | 0
| Zone | Remainder of System | 9 | Monthly System Peak Day | SCE | 1-in-10 | 2031 | 11 | 447.8189 | 409.4848 | 9.1593 | 83.6091 | 0
| Zone | Remainder of System | 9 | Monthly System Peak Day | SCE | 1-in-10 | 2031 | 12 | 440.3489 | 405.9619 | 9.1206 | 88.3848 | 0
| Zone | Remainder of System | 9 | Monthly System Peak Day | SCE | 1-in-10 | 2031 | 13 | 371.5914 | 349.261 | 9.1048 | 92.25 | 0
| Zone | Remainder of System | 9 | Monthly System Peak Day | SCE | 1-in-10 | 2031 | 14 | 333.5738 | 320.7844 | 9.1387 | 94.8682 | 0
| Zone | Remainder of System | 9 | Monthly System Peak Day | SCE | 1-in-10 | 2031 | 15 | 283.5395 | 281.8995 | 9.2257 | 96.4333 | 0
| Zone | Remainder of System | 9 | Monthly System Peak Day | SCE | 1-in-10 | 2031 | 16 | 253.0986 | 240.5734 | 9.2838 | 97.0258 | 0
| Zone | Remainder of System | 9 | Monthly System Peak Day | SCE | 1-in-10 | 2031 | 17 | 258.7618 | 262.2356 | 10.2083 | 97.1515 | 0
| Zone | Remainder of System | 9 | Monthly System Peak Day | SCE | 1-in-10 | 2031 | 18 | 229.2724 | 258.9704 | 10.195 | 95.8727 | 0
| Zone | Remainder of System | 9 | Monthly System Peak Day | SCE | 1-in-10 | 2031 | 19 | 229.7869 | 210.2435 | 9.6461 | 93.2273 | 0
| Zone | Remainder of System | 9 | Monthly System Peak Day | SCE | 1-in-10 | 2031 | 20 | 226.675 | 197.7809 | 8.975 | 90.2697 | 0
| Zone | Remainder of System | 9 | Monthly System Peak Day | SCE | 1-in-10 | 2031 | 21 | 235.8809 | 216.3518 | 10.4166 | 87.0545 | 0
| Zone | Remainder of System | 9 | Monthly System Peak Day | SCE | 1-in-10 | 2031 | 22 | 394.126 | 354.8868 | 9.3246 | 85.3015 | 0
| Zone | Remainder of System | 9 | Monthly System Peak Day | SCE | 1-in-10 | 2031 | 23 | 407.7794 | 354.9917 | 9.1757 | 84.0152 | 0
| Zone | Remainder of System | 9 | Monthly System Peak Day | SCE | 1-in-10 | 2031 | 24 | 363.6975 | 331.2852 | 9.1829 | 82.7955 | 0
| Zone | Remainder of System | 10 | Average Weekday | SCE | 1-in-10 | 2031 | 1 | 287.5361 | 298.1194 | 8.5724 | 66.821 | 0
| Zone | Remainder of System | 10 | Average Weekday | SCE | 1-in-10 | 2031 | 2 | 281.2959 | 287.8961 | 8.4617 | 65.8764 | 0
| Zone | Remainder of System | 10 | Average Weekday | SCE | 1-in-10 | 2031 | 3 | 433.6248 | 443.0446 | 8.4466 | 65.1487 | 0
| Zone | Remainder of System | 10 | Average Weekday | SCE | 1-in-10 | 2031 | 4 | 599.0242 | 613.7668 | 8.409 | 64.4441 | 0
| Zone | Remainder of System | 10 | Average Weekday | SCE | 1-in-10 | 2031 | 5 | 585.0169 | 598.8333 | 8.4055 | 63.7957 | 0
| Zone | Remainder of System | 10 | Average Weekday | SCE | 1-in-10 | 2031 | 6 | 582.0902 | 597.1844 | 8.3551 | 63.2505 | 0
| Zone | Remainder of System | 10 | Average Weekday | SCE | 1-in-10 | 2031 | 7 | 582.0949 | 581.6231 | 8.3408 | 62.7507 | 0
| Zone | Remainder of System | 10 | Average Weekday | SCE | 1-in-10 | 2031 | 8 | 570.0975 | 574.4093 | 8.6445 | 62.4032 | 0
| Zone | Remainder of System | 10 | Average Weekday | SCE | 1-in-10 | 2031 | 9 | 543.8682 | 582.0561 | 9.0719 | 62.8006 | 0
| Zone | Remainder of System | 10 | Average Weekday | SCE | 1-in-10 | 2031 | 10 | 525.416 | 543.0147 | 8.7912 | 65.6724 | 0
| Zone | Remainder of System | 10 | Average Weekday | SCE | 1-in-10 | 2031 | 11 | 508.5332 | 521.527 | 9.0124 | 69.5905 | 0
| Zone | Remainder of System | 10 | Average Weekday | SCE | 1-in-10 | 2031 | 12 | 497.2631 | 509.3285 | 9.2575 | 73.4477 | 0
| Zone | Remainder of System | 10 | Average Weekday | SCE | 1-in-10 | 2031 | 13 | 399.6235 | 410.0053 | 9.4528 | 76.5732 | 0
| Zone | Remainder of System | 10 | Average Weekday | SCE | 1-in-10 | 2031 | 14 | 350.3695 | 357.5795 | 9.3157 | 78.6528 | 0
| Zone | Remainder of System | 10 | Average Weekday | SCE | 1-in-10 | 2031 | 15 | 304.2093 | 310.9659 | 8.9217 | 79.9522 | 0
| Zone | Remainder of System | 10 | Average Weekday | SCE | 1-in-10 | 2031 | 16 | 273.5198 | 276.2162 | 8.4187 | 80.5984 | 0
| Zone | Remainder of System | 10 | Average Weekday | SCE | 1-in-10 | 2031 | 17 | 270.819 | 277.0111 | 8.215 | 80.5533 | 0
| Zone | Remainder of System | 10 | Average Weekday | SCE | 1-in-10 | 2031 | 18 | 252.211 | 258.9082 | 8.2724 | 79.6615 | 0
| Zone | Remainder of System | 10 | Average Weekday | SCE | 1-in-10 | 2031 | 19 | 266.9941 | 273.6107 | 8.7005 | 77.699 | 0
| Zone | Remainder of System | 10 | Average Weekday | SCE | 1-in-10 | 2031 | 20 | 258.5353 | 261.9955 | 8.4052 | 74.602 | 0
| Zone | Remainder of System | 10 | Average Weekday | SCE | 1-in-10 | 2031 | 21 | 246.3648 | 252.0137 | 8.1046 | 72.2635 | 0
| Zone | Remainder of System | 10 | Average Weekday | SCE | 1-in-10 | 2031 | 22 | 431.1631 | 448.9822 | 8.3368 | 70.5604 | 0
| Zone | Remainder of System | 10 | Average Weekday | SCE | 1-in-10 | 2031 | 23 | 411.7509 | 432.3165 | 8.4904 | 69.1121 | 0
| Zone | Remainder of System | 10 | Average Weekday | SCE | 1-in-10 | 2031 | 24 | 341.7973 | 365.2085 | 8.6706 | 67.8831 | 0
| Zone | Remainder of System | 10 | Monthly System Peak Day | SCE | 1-in-10 | 2031 | 1 | 287.5361 | 307.936 | 8.4013 | 76.0256 | 0
| Zone | Remainder of System | 10 | Monthly System Peak Day | SCE | 1-in-10 | 2031 | 2 | 281.2959 | 293.2264 | 8.3458 | 75.3478 | 0
| Zone | Remainder of System | 10 | Monthly System Peak Day | SCE | 1-in-10 | 2031 | 3 | 433.6248 | 448.033 | 8.3394 | 75.072 | 0
| Zone | Remainder of System | 10 | Monthly System Peak Day | SCE | 1-in-10 | 2031 | 4 | 599.0242 | 615.4151 | 8.3264 | 74.5467 | 0
| Zone | Remainder of System | 10 | Monthly System Peak Day | SCE | 1-in-10 | 2031 | 5 | 585.0169 | 603.9841 | 8.3203 | 73.4519 | 0
| Zone | Remainder of System | 10 | Monthly System Peak Day | SCE | 1-in-10 | 2031 | 6 | 582.0902 | 595.842 | 8.2978 | 73.5303 | 0
| Zone | Remainder of System | 10 | Monthly System Peak Day | SCE | 1-in-10 | 2031 | 7 | 582.0949 | 575.8491 | 8.2858 | 73.6352 | 0
| Zone | Remainder of System | 10 | Monthly System Peak Day | SCE | 1-in-10 | 2031 | 8 | 570.0975 | 574.7098 | 8.4428 | 73.808 | 0
| Zone | Remainder of System | 10 | Monthly System Peak Day | SCE | 1-in-10 | 2031 | 9 | 543.8682 | 593.7914 | 8.7402 | 73.7278 | 0
| Zone | Remainder of System | 10 | Monthly System Peak Day | SCE | 1-in-10 | 2031 | 10 | 525.416 | 549.9333 | 8.5274 | 77.7894 | 0
| Zone | Remainder of System | 10 | Monthly System Peak Day | SCE | 1-in-10 | 2031 | 11 | 508.5332 | 530.5383 | 8.669 | 82.6678 | 0
| Zone | Remainder of System | 10 | Monthly System Peak Day | SCE | 1-in-10 | 2031 | 12 | 497.2631 | 522.718 | 8.84 | 88.4141 | 0
| Zone | Remainder of System | 10 | Monthly System Peak Day | SCE | 1-in-10 | 2031 | 13 | 399.6235 | 409.2331 | 8.987 | 92.9031 | 0
| Zone | Remainder of System | 10 | Monthly System Peak Day | SCE | 1-in-10 | 2031 | 14 | 350.3695 | 356.2992 | 8.8915 | 95.1859 | 0
| Zone | Remainder of System | 10 | Monthly System Peak Day | SCE | 1-in-10 | 2031 | 15 | 304.2093 | 311.3134 | 8.6028 | 96.7359 | 0
| Zone | Remainder of System | 10 | Monthly System Peak Day | SCE | 1-in-10 | 2031 | 16 | 273.5198 | 274.8711 | 8.2894 | 97.5891 | 0
| Zone | Remainder of System | 10 | Monthly System Peak Day | SCE | 1-in-10 | 2031 | 17 | 270.819 | 276.9706 | 8.1611 | 97.4922 | 0
| Zone | Remainder of System | 10 | Monthly System Peak Day | SCE | 1-in-10 | 2031 | 18 | 252.211 | 258.696 | 8.1574 | 96.7734 | 0
| Zone | Remainder of System | 10 | Monthly System Peak Day | SCE | 1-in-10 | 2031 | 19 | 266.9941 | 272.6923 | 8.6596 | 94.4938 | 0
| Zone | Remainder of System | 10 | Monthly System Peak Day | SCE | 1-in-10 | 2031 | 20 | 258.5353 | 262.5735 | 8.4047 | 90.1375 | 0
| Zone | Remainder of System | 10 | Monthly System Peak Day | SCE | 1-in-10 | 2031 | 21 | 246.3648 | 254.6009 | 8.3457 | 86.2781 | 0
| Zone | Remainder of System | 10 | Monthly System Peak Day | SCE | 1-in-10 | 2031 | 22 | 431.1631 | 448.9335 | 8.2652 | 84.1844 | 0
| Zone | Remainder of System | 10 | Monthly System Peak Day | SCE | 1-in-10 | 2031 | 23 | 411.7509 | 435.6697 | 8.3538 | 82.1378 | 0
| Zone | Remainder of System | 10 | Monthly System Peak Day | SCE | 1-in-10 | 2031 | 24 | 341.7973 | 379.4586 | 8.4634 | 80.1997 | 0
| Zone | Remainder of System | 11 | Average Weekday | SCE | 1-in-10 | 2031 | 1 | 270.428 | 277.0912 | 8.4545 | 56.059 | 0
| Zone | Remainder of System | 11 | Average Weekday | SCE | 1-in-10 | 2031 | 2 | 269.3082 | 275.606 | 8.4731 | 55.0971 | 0
| Zone | Remainder of System | 11 | Average Weekday | SCE | 1-in-10 | 2031 | 3 | 416.2454 | 426.8531 | 8.4481 | 54.1595 | 0
| Zone | Remainder of System | 11 | Average Weekday | SCE | 1-in-10 | 2031 | 4 | 592.4445 | 609.8809 | 8.4597 | 53.2044 | 0
| Zone | Remainder of System | 11 | Average Weekday | SCE | 1-in-10 | 2031 | 5 | 558.069 | 583.8232 | 8.4331 | 52.3654 | 0
| Zone | Remainder of System | 11 | Average Weekday | SCE | 1-in-10 | 2031 | 6 | 546.2304 | 573.8373 | 8.4391 | 51.8116 | 0
| Zone | Remainder of System | 11 | Average Weekday | SCE | 1-in-10 | 2031 | 7 | 554.6058 | 551.7843 | 8.6278 | 51.3221 | 0
| Zone | Remainder of System | 11 | Average Weekday | SCE | 1-in-10 | 2031 | 8 | 532.5782 | 536.9189 | 8.9317 | 51.0234 | 0
| Zone | Remainder of System | 11 | Average Weekday | SCE | 1-in-10 | 2031 | 9 | 517.8682 | 545.1716 | 8.6173 | 52.5111 | 0
| Zone | Remainder of System | 11 | Average Weekday | SCE | 1-in-10 | 2031 | 10 | 495.3907 | 507.7605 | 8.9131 | 56.466 | 0
| Zone | Remainder of System | 11 | Average Weekday | SCE | 1-in-10 | 2031 | 11 | 468.6128 | 476.729 | 9.1039 | 61.1659 | 0
| Zone | Remainder of System | 11 | Average Weekday | SCE | 1-in-10 | 2031 | 12 | 462.1545 | 469.5627 | 9.2007 | 65.0488 | 0
| Zone | Remainder of System | 11 | Average Weekday | SCE | 1-in-10 | 2031 | 13 | 373.3474 | 384.5317 | 8.9809 | 67.8408 | 0
| Zone | Remainder of System | 11 | Average Weekday | SCE | 1-in-10 | 2031 | 14 | 340.9353 | 348.6272 | 8.7174 | 69.5124 | 0
| Zone | Remainder of System | 11 | Average Weekday | SCE | 1-in-10 | 2031 | 15 | 287.8884 | 297.3576 | 8.399 | 70.4672 | 0
| Zone | Remainder of System | 11 | Average Weekday | SCE | 1-in-10 | 2031 | 16 | 260.1542 | 262.7166 | 8.4812 | 70.7027 | 0
| Zone | Remainder of System | 11 | Average Weekday | SCE | 1-in-10 | 2031 | 17 | 264.9963 | 270.5627 | 8.2967 | 69.9819 | 0
| Zone | Remainder of System | 11 | Average Weekday | SCE | 1-in-10 | 2031 | 18 | 247.1683 | 253.3017 | 8.466 | 67.953 | 0
| Zone | Remainder of System | 11 | Average Weekday | SCE | 1-in-10 | 2031 | 19 | 263.9184 | 268.2454 | 8.4224 | 65.3114 | 0
| Zone | Remainder of System | 11 | Average Weekday | SCE | 1-in-10 | 2031 | 20 | 248.6299 | 309.5969 | 10.4897 | 63.0346 | 0
| Zone | Remainder of System | 11 | Average Weekday | SCE | 1-in-10 | 2031 | 21 | 235.409 | 241.6779 | 8.0728 | 61.213 | 0
| Zone | Remainder of System | 11 | Average Weekday | SCE | 1-in-10 | 2031 | 22 | 412.9873 | 428.9231 | 8.4209 | 59.5838 | 0
| Zone | Remainder of System | 11 | Average Weekday | SCE | 1-in-10 | 2031 | 23 | 393.9587 | 409.0529 | 8.5866 | 58.2328 | 0
| Zone | Remainder of System | 11 | Average Weekday | SCE | 1-in-10 | 2031 | 24 | 322.4305 | 335.1654 | 8.5109 | 57.0822 | 0
| Zone | Remainder of System | 11 | Monthly System Peak Day | SCE | 1-in-10 | 2031 | 1 | 270.428 | 282.1566 | 8.3725 | 69.4034 | 0
| Zone | Remainder of System | 11 | Monthly System Peak Day | SCE | 1-in-10 | 2031 | 2 | 269.3082 | 279.5018 | 8.3944 | 68.1516 | 0
| Zone | Remainder of System | 11 | Monthly System Peak Day | SCE | 1-in-10 | 2031 | 3 | 416.2454 | 430.3338 | 8.382 | 67.393 | 0
| Zone | Remainder of System | 11 | Monthly System Peak Day | SCE | 1-in-10 | 2031 | 4 | 592.4445 | 613.6213 | 8.3918 | 66.0125 | 0
| Zone | Remainder of System | 11 | Monthly System Peak Day | SCE | 1-in-10 | 2031 | 5 | 558.069 | 587.5368 | 8.3826 | 65.1814 | 0
| Zone | Remainder of System | 11 | Monthly System Peak Day | SCE | 1-in-10 | 2031 | 6 | 546.2304 | 574.9004 | 8.3891 | 64.2144 | 0
| Zone | Remainder of System | 11 | Monthly System Peak Day | SCE | 1-in-10 | 2031 | 7 | 554.6058 | 540.16 | 8.5416 | 63.6647 | 0
| Zone | Remainder of System | 11 | Monthly System Peak Day | SCE | 1-in-10 | 2031 | 8 | 532.5782 | 542.3687 | 8.9292 | 63.8962 | 0
| Zone | Remainder of System | 11 | Monthly System Peak Day | SCE | 1-in-10 | 2031 | 9 | 517.8682 | 553.5942 | 8.5334 | 65.4002 | 0
| Zone | Remainder of System | 11 | Monthly System Peak Day | SCE | 1-in-10 | 2031 | 10 | 495.3907 | 517.9631 | 8.9014 | 69.6937 | 0
| Zone | Remainder of System | 11 | Monthly System Peak Day | SCE | 1-in-10 | 2031 | 11 | 468.6128 | 490.1526 | 9.1841 | 76.562 | 0
| Zone | Remainder of System | 11 | Monthly System Peak Day | SCE | 1-in-10 | 2031 | 12 | 462.1545 | 485.1613 | 9.3453 | 82.3128 | 0
| Zone | Remainder of System | 11 | Monthly System Peak Day | SCE | 1-in-10 | 2031 | 13 | 373.3474 | 384.7267 | 9.0241 | 85.9891 | 0
| Zone | Remainder of System | 11 | Monthly System Peak Day | SCE | 1-in-10 | 2031 | 14 | 340.9353 | 347.3053 | 8.6547 | 87.9797 | 0
| Zone | Remainder of System | 11 | Monthly System Peak Day | SCE | 1-in-10 | 2031 | 15 | 287.8884 | 297.4136 | 8.3088 | 88.7703 | 0
| Zone | Remainder of System | 11 | Monthly System Peak Day | SCE | 1-in-10 | 2031 | 16 | 260.1542 | 261.566 | 8.3922 | 89.0578 | 0
| Zone | Remainder of System | 11 | Monthly System Peak Day | SCE | 1-in-10 | 2031 | 17 | 264.9963 | 272.5104 | 8.2096 | 88.5875 | 0
| Zone | Remainder of System | 11 | Monthly System Peak Day | SCE | 1-in-10 | 2031 | 18 | 247.1683 | 255.8753 | 8.3728 | 86.8453 | 0
| Zone | Remainder of System | 11 | Monthly System Peak Day | SCE | 1-in-10 | 2031 | 19 | 263.9184 | 269.3897 | 8.4214 | 83.7578 | 0
| Zone | Remainder of System | 11 | Monthly System Peak Day | SCE | 1-in-10 | 2031 | 20 | 248.6299 | 356.8415 | 17.1634 | 79.8594 | 0
| Zone | Remainder of System | 11 | Monthly System Peak Day | SCE | 1-in-10 | 2031 | 21 | 235.409 | 243.9675 | 8.3791 | 76.3664 | 0
| Zone | Remainder of System | 11 | Monthly System Peak Day | SCE | 1-in-10 | 2031 | 22 | 412.9873 | 430.294 | 8.3432 | 73.8492 | 0
| Zone | Remainder of System | 11 | Monthly System Peak Day | SCE | 1-in-10 | 2031 | 23 | 393.9587 | 414.8504 | 8.4985 | 71.6486 | 0
| Zone | Remainder of System | 11 | Monthly System Peak Day | SCE | 1-in-10 | 2031 | 24 | 322.4305 | 345.0058 | 8.4169 | 70.3994 | 0
| Zone | Remainder of System | 12 | Average Weekday | SCE | 1-in-10 | 2031 | 1 | 255.4055 | 262.4651 | 8.316 | 48.7864 | 0
| Zone | Remainder of System | 12 | Average Weekday | SCE | 1-in-10 | 2031 | 2 | 251.3876 | 258.0971 | 8.342 | 47.947 | 0
| Zone | Remainder of System | 12 | Average Weekday | SCE | 1-in-10 | 2031 | 3 | 392.7231 | 404.9735 | 8.3476 | 47.1857 | 0
| Zone | Remainder of System | 12 | Average Weekday | SCE | 1-in-10 | 2031 | 4 | 568.0799 | 587.511 | 8.3543 | 46.3928 | 0
| Zone | Remainder of System | 12 | Average Weekday | SCE | 1-in-10 | 2031 | 5 | 537.9752 | 566.8285 | 8.3578 | 45.8878 | 0
| Zone | Remainder of System | 12 | Average Weekday | SCE | 1-in-10 | 2031 | 6 | 514.9262 | 547.2261 | 8.3631 | 45.4234 | 0
| Zone | Remainder of System | 12 | Average Weekday | SCE | 1-in-10 | 2031 | 7 | 509.0068 | 507.8582 | 8.3241 | 45.0246 | 0
| Zone | Remainder of System | 12 | Average Weekday | SCE | 1-in-10 | 2031 | 8 | 500.0236 | 506.879 | 8.2758 | 44.9313 | 0
| Zone | Remainder of System | 12 | Average Weekday | SCE | 1-in-10 | 2031 | 9 | 480.9777 | 509.1452 | 8.2275 | 45.6373 | 0
| Zone | Remainder of System | 12 | Average Weekday | SCE | 1-in-10 | 2031 | 10 | 451.4553 | 467.99 | 8.2546 | 48.6216 | 0
| Zone | Remainder of System | 12 | Average Weekday | SCE | 1-in-10 | 2031 | 11 | 426.5378 | 436.5974 | 8.2121 | 52.4485 | 0
| Zone | Remainder of System | 12 | Average Weekday | SCE | 1-in-10 | 2031 | 12 | 418.9702 | 425.9894 | 8.1728 | 55.8659 | 0
| Zone | Remainder of System | 12 | Average Weekday | SCE | 1-in-10 | 2031 | 13 | 339.4967 | 350.2713 | 8.1632 | 58.3704 | 0
| Zone | Remainder of System | 12 | Average Weekday | SCE | 1-in-10 | 2031 | 14 | 309.6011 | 318.1273 | 8.1965 | 60.0313 | 0
| Zone | Remainder of System | 12 | Average Weekday | SCE | 1-in-10 | 2031 | 15 | 270.8297 | 279.5694 | 8.2518 | 60.9602 | 0
| Zone | Remainder of System | 12 | Average Weekday | SCE | 1-in-10 | 2031 | 16 | 237.9356 | 240.4398 | 8.3103 | 61.3074 | 0
| Zone | Remainder of System | 12 | Average Weekday | SCE | 1-in-10 | 2031 | 17 | 243.8168 | 250.3609 | 8.176 | 60.7301 | 0
| Zone | Remainder of System | 12 | Average Weekday | SCE | 1-in-10 | 2031 | 18 | 228.1728 | 234.0671 | 8.1548 | 58.7054 | 0
| Zone | Remainder of System | 12 | Average Weekday | SCE | 1-in-10 | 2031 | 19 | 246.1599 | 250.4786 | 8.422 | 56.3345 | 0
| Zone | Remainder of System | 12 | Average Weekday | SCE | 1-in-10 | 2031 | 20 | 238.2995 | 300.0639 | 8.4376 | 54.597 | 0
| Zone | Remainder of System | 12 | Average Weekday | SCE | 1-in-10 | 2031 | 21 | 225.2878 | 231.9834 | 8.0726 | 53.159 | 0
| Zone | Remainder of System | 12 | Average Weekday | SCE | 1-in-10 | 2031 | 22 | 400.4034 | 416.0112 | 8.2589 | 51.881 | 0
| Zone | Remainder of System | 12 | Average Weekday | SCE | 1-in-10 | 2031 | 23 | 382.8895 | 397.5853 | 8.2844 | 50.7727 | 0
| Zone | Remainder of System | 12 | Average Weekday | SCE | 1-in-10 | 2031 | 24 | 312.3763 | 325.9329 | 8.2877 | 49.8739 | 0
| Zone | Remainder of System | 12 | Monthly System Peak Day | SCE | 1-in-10 | 2031 | 1 | 255.4055 | 262.4651 | 8.316 | 42.5695 | 0
| Zone | Remainder of System | 12 | Monthly System Peak Day | SCE | 1-in-10 | 2031 | 2 | 251.3876 | 258.0971 | 8.342 | 41.708 | 0
| Zone | Remainder of System | 12 | Monthly System Peak Day | SCE | 1-in-10 | 2031 | 3 | 392.7231 | 404.9735 | 8.3476 | 40.6634 | 0
| Zone | Remainder of System | 12 | Monthly System Peak Day | SCE | 1-in-10 | 2031 | 4 | 568.0799 | 587.511 | 8.3543 | 39.7536 | 0
| Zone | Remainder of System | 12 | Monthly System Peak Day | SCE | 1-in-10 | 2031 | 5 | 537.9752 | 566.8285 | 8.3578 | 38.8297 | 0
| Zone | Remainder of System | 12 | Monthly System Peak Day | SCE | 1-in-10 | 2031 | 6 | 514.9262 | 547.2261 | 8.3631 | 37.7472 | 0
| Zone | Remainder of System | 12 | Monthly System Peak Day | SCE | 1-in-10 | 2031 | 7 | 509.0068 | 507.8582 | 8.3241 | 36.5995 | 0
| Zone | Remainder of System | 12 | Monthly System Peak Day | SCE | 1-in-10 | 2031 | 8 | 500.0236 | 506.879 | 8.2758 | 36.6103 | 0
| Zone | Remainder of System | 12 | Monthly System Peak Day | SCE | 1-in-10 | 2031 | 9 | 480.9777 | 509.1452 | 8.2275 | 37.7047 | 0
| Zone | Remainder of System | 12 | Monthly System Peak Day | SCE | 1-in-10 | 2031 | 10 | 451.4553 | 467.99 | 8.2546 | 41.4383 | 0
| Zone | Remainder of System | 12 | Monthly System Peak Day | SCE | 1-in-10 | 2031 | 11 | 426.5378 | 436.5974 | 8.2121 | 45.7698 | 0
| Zone | Remainder of System | 12 | Monthly System Peak Day | SCE | 1-in-10 | 2031 | 12 | 418.9702 | 425.9894 | 8.1728 | 48.8809 | 0
| Zone | Remainder of System | 12 | Monthly System Peak Day | SCE | 1-in-10 | 2031 | 13 | 339.4967 | 350.2713 | 8.1632 | 50.4759 | 0
| Zone | Remainder of System | 12 | Monthly System Peak Day | SCE | 1-in-10 | 2031 | 14 | 309.6011 | 318.1273 | 8.1965 | 51.6747 | 0
| Zone | Remainder of System | 12 | Monthly System Peak Day | SCE | 1-in-10 | 2031 | 15 | 270.8297 | 279.5694 | 8.2518 | 52.7272 | 0
| Zone | Remainder of System | 12 | Monthly System Peak Day | SCE | 1-in-10 | 2031 | 16 | 237.9356 | 240.4398 | 8.3103 | 53.1839 | 0
| Zone | Remainder of System | 12 | Monthly System Peak Day | SCE | 1-in-10 | 2031 | 17 | 243.8168 | 250.3609 | 8.176 | 52.9211 | 0
| Zone | Remainder of System | 12 | Monthly System Peak Day | SCE | 1-in-10 | 2031 | 18 | 228.1728 | 234.0671 | 8.1548 | 51.1658 | 0
| Zone | Remainder of System | 12 | Monthly System Peak Day | SCE | 1-in-10 | 2031 | 19 | 246.1599 | 250.4786 | 8.422 | 49.0081 | 0
| Zone | Remainder of System | 12 | Monthly System Peak Day | SCE | 1-in-10 | 2031 | 20 | 238.2995 | 300.0639 | 8.4376 | 47.4864 | 0
| Zone | Remainder of System | 12 | Monthly System Peak Day | SCE | 1-in-10 | 2031 | 21 | 225.2878 | 231.9834 | 8.0726 | 46.0752 | 0
| Zone | Remainder of System | 12 | Monthly System Peak Day | SCE | 1-in-10 | 2031 | 22 | 400.4034 | 416.0112 | 8.2589 | 44.3067 | 0
| Zone | Remainder of System | 12 | Monthly System Peak Day | SCE | 1-in-10 | 2031 | 23 | 382.8895 | 397.5853 | 8.2844 | 43.3595 | 0
| Zone | Remainder of System | 12 | Monthly System Peak Day | SCE | 1-in-10 | 2031 | 24 | 312.3763 | 325.9329 | 8.2877 | 42.7814 | 0
| Zone | Remainder of System | 1 | Average Weekday | SCE | 1-in-2 | 2021 | 1 | 253.6208 | 259.8562 | 10.0023 | 51.6842 | 0
| Zone | Remainder of System | 1 | Average Weekday | SCE | 1-in-2 | 2021 | 2 | 248.391 | 254.6077 | 10.0179 | 50.7685 | 0
| Zone | Remainder of System | 1 | Average Weekday | SCE | 1-in-2 | 2021 | 3 | 384.0158 | 394.0506 | 10.0214 | 49.9205 | 0
| Zone | Remainder of System | 1 | Average Weekday | SCE | 1-in-2 | 2021 | 4 | 552.9692 | 569.4963 | 10.0253 | 49.2463 | 0
| Zone | Remainder of System | 1 | Average Weekday | SCE | 1-in-2 | 2021 | 5 | 532.2707 | 559.6539 | 10.0278 | 48.4951 | 0
| Zone | Remainder of System | 1 | Average Weekday | SCE | 1-in-2 | 2021 | 6 | 511.7785 | 540.9001 | 10.0303 | 47.8427 | 0
| Zone | Remainder of System | 1 | Average Weekday | SCE | 1-in-2 | 2021 | 7 | 517.6432 | 515.639 | 10.0036 | 47.4947 | 0
| Zone | Remainder of System | 1 | Average Weekday | SCE | 1-in-2 | 2021 | 8 | 517.481 | 521.6807 | 9.9846 | 47.191 | 0
| Zone | Remainder of System | 1 | Average Weekday | SCE | 1-in-2 | 2021 | 9 | 484.8333 | 508.2426 | 9.9687 | 47.8607 | 0
| Zone | Remainder of System | 1 | Average Weekday | SCE | 1-in-2 | 2021 | 10 | 469.1122 | 482.2704 | 9.9815 | 51.2694 | 0
| Zone | Remainder of System | 1 | Average Weekday | SCE | 1-in-2 | 2021 | 11 | 445.6504 | 454.0233 | 9.9717 | 55.8102 | 0
| Zone | Remainder of System | 1 | Average Weekday | SCE | 1-in-2 | 2021 | 12 | 443.7024 | 448.7356 | 9.9652 | 60.0831 | 0
| Zone | Remainder of System | 1 | Average Weekday | SCE | 1-in-2 | 2021 | 13 | 376.0776 | 386.7102 | 9.9699 | 63.2369 | 0
| Zone | Remainder of System | 1 | Average Weekday | SCE | 1-in-2 | 2021 | 14 | 335.5054 | 343.17 | 9.9745 | 65.3415 | 0
| Zone | Remainder of System | 1 | Average Weekday | SCE | 1-in-2 | 2021 | 15 | 295.202 | 302.8063 | 9.9812 | 66.6752 | 0
| Zone | Remainder of System | 1 | Average Weekday | SCE | 1-in-2 | 2021 | 16 | 263.0089 | 265.7578 | 10.0002 | 67.1856 | 0
| Zone | Remainder of System | 1 | Average Weekday | SCE | 1-in-2 | 2021 | 17 | 263.0233 | 268.7646 | 10.0137 | 66.6752 | 0
| Zone | Remainder of System | 1 | Average Weekday | SCE | 1-in-2 | 2021 | 18 | 243.8279 | 249.7578 | 9.9994 | 64.7423 | 0
| Zone | Remainder of System | 1 | Average Weekday | SCE | 1-in-2 | 2021 | 19 | 259.6535 | 263.8759 | 10.4978 | 61.5145 | 0
| Zone | Remainder of System | 1 | Average Weekday | SCE | 1-in-2 | 2021 | 20 | 254.8324 | 316.4283 | 10.4735 | 59.0859 | 0
| Zone | Remainder of System | 1 | Average Weekday | SCE | 1-in-2 | 2021 | 21 | 239.7862 | 246.1482 | 9.9707 | 57.2936 | 0
| Zone | Remainder of System | 1 | Average Weekday | SCE | 1-in-2 | 2021 | 22 | 401.3588 | 416.7732 | 9.9427 | 55.8199 | 0
| Zone | Remainder of System | 1 | Average Weekday | SCE | 1-in-2 | 2021 | 23 | 379.0062 | 392.7652 | 9.9732 | 54.5391 | 0
| Zone | Remainder of System | 1 | Average Weekday | SCE | 1-in-2 | 2021 | 24 | 305.9942 | 318.3905 | 9.9853 | 53.3992 | 0
| Zone | Remainder of System | 1 | Monthly System Peak Day | SCE | 1-in-2 | 2021 | 1 | 253.6208 | 259.8562 | 10.0023 | 45.2329 | 0
| Zone | Remainder of System | 1 | Monthly System Peak Day | SCE | 1-in-2 | 2021 | 2 | 248.391 | 254.6077 | 10.0179 | 44.3477 | 0
| Zone | Remainder of System | 1 | Monthly System Peak Day | SCE | 1-in-2 | 2021 | 3 | 384.0158 | 394.0506 | 10.0214 | 43.1525 | 0
| Zone | Remainder of System | 1 | Monthly System Peak Day | SCE | 1-in-2 | 2021 | 4 | 552.9692 | 569.4963 | 10.0253 | 42.4549 | 0
| Zone | Remainder of System | 1 | Monthly System Peak Day | SCE | 1-in-2 | 2021 | 5 | 532.2707 | 559.6539 | 10.0278 | 41.466 | 0
| Zone | Remainder of System | 1 | Monthly System Peak Day | SCE | 1-in-2 | 2021 | 6 | 511.7785 | 540.9001 | 10.0303 | 41.032 | 0
| Zone | Remainder of System | 1 | Monthly System Peak Day | SCE | 1-in-2 | 2021 | 7 | 517.6432 | 515.639 | 10.0036 | 40.989 | 0
| Zone | Remainder of System | 1 | Monthly System Peak Day | SCE | 1-in-2 | 2021 | 8 | 517.481 | 521.6807 | 9.9846 | 41.1076 | 0
| Zone | Remainder of System | 1 | Monthly System Peak Day | SCE | 1-in-2 | 2021 | 9 | 484.8333 | 508.2426 | 9.9687 | 41.7407 | 0
| Zone | Remainder of System | 1 | Monthly System Peak Day | SCE | 1-in-2 | 2021 | 10 | 469.1122 | 482.2704 | 9.9815 | 44.4336 | 0
| Zone | Remainder of System | 1 | Monthly System Peak Day | SCE | 1-in-2 | 2021 | 11 | 445.6504 | 454.0233 | 9.9717 | 47.8574 | 0
| Zone | Remainder of System | 1 | Monthly System Peak Day | SCE | 1-in-2 | 2021 | 12 | 443.7024 | 448.7356 | 9.9652 | 50.8356 | 0
| Zone | Remainder of System | 1 | Monthly System Peak Day | SCE | 1-in-2 | 2021 | 13 | 376.0776 | 386.7102 | 9.9699 | 52.4705 | 0
| Zone | Remainder of System | 1 | Monthly System Peak Day | SCE | 1-in-2 | 2021 | 14 | 335.5054 | 343.17 | 9.9745 | 52.7748 | 0
| Zone | Remainder of System | 1 | Monthly System Peak Day | SCE | 1-in-2 | 2021 | 15 | 295.202 | 302.8063 | 9.9812 | 53.0031 | 0
| Zone | Remainder of System | 1 | Monthly System Peak Day | SCE | 1-in-2 | 2021 | 16 | 263.0089 | 265.7578 | 10.0002 | 54.3325 | 0
| Zone | Remainder of System | 1 | Monthly System Peak Day | SCE | 1-in-2 | 2021 | 17 | 263.0233 | 268.7646 | 10.0137 | 54.7159 | 0
| Zone | Remainder of System | 1 | Monthly System Peak Day | SCE | 1-in-2 | 2021 | 18 | 243.8279 | 249.7578 | 9.9994 | 53.6653 | 0
| Zone | Remainder of System | 1 | Monthly System Peak Day | SCE | 1-in-2 | 2021 | 19 | 259.6535 | 263.8759 | 10.4978 | 51.839 | 0
| Zone | Remainder of System | 1 | Monthly System Peak Day | SCE | 1-in-2 | 2021 | 20 | 254.8324 | 316.4283 | 10.4735 | 50.4515 | 0
| Zone | Remainder of System | 1 | Monthly System Peak Day | SCE | 1-in-2 | 2021 | 21 | 239.7862 | 246.1482 | 9.9707 | 49.5422 | 0
| Zone | Remainder of System | 1 | Monthly System Peak Day | SCE | 1-in-2 | 2021 | 22 | 401.3588 | 416.7732 | 9.9427 | 48.5366 | 0
| Zone | Remainder of System | 1 | Monthly System Peak Day | SCE | 1-in-2 | 2021 | 23 | 379.0062 | 392.7652 | 9.9732 | 47.118 | 0
| Zone | Remainder of System | 1 | Monthly System Peak Day | SCE | 1-in-2 | 2021 | 24 | 305.9942 | 318.3905 | 9.9853 | 46.2753 | 0
| Zone | Remainder of System | 2 | Average Weekday | SCE | 1-in-2 | 2021 | 1 | 252.1273 | 259.028 | 10.0495 | 51.2742 | 0
| Zone | Remainder of System | 2 | Average Weekday | SCE | 1-in-2 | 2021 | 2 | 246.1565 | 252.6736 | 10.0699 | 50.4072 | 0
| Zone | Remainder of System | 2 | Average Weekday | SCE | 1-in-2 | 2021 | 3 | 375.9218 | 387.3186 | 10.0742 | 49.536 | 0
| Zone | Remainder of System | 2 | Average Weekday | SCE | 1-in-2 | 2021 | 4 | 541.9816 | 561.0117 | 10.0791 | 48.8013 | 0
| Zone | Remainder of System | 2 | Average Weekday | SCE | 1-in-2 | 2021 | 5 | 530.3253 | 558.9337 | 10.0815 | 48.212 | 0
| Zone | Remainder of System | 2 | Average Weekday | SCE | 1-in-2 | 2021 | 6 | 511.9036 | 545.262 | 10.0836 | 47.6223 | 0
| Zone | Remainder of System | 2 | Average Weekday | SCE | 1-in-2 | 2021 | 7 | 505.1941 | 502.4015 | 10.0496 | 47.1867 | 0
| Zone | Remainder of System | 2 | Average Weekday | SCE | 1-in-2 | 2021 | 8 | 502.4792 | 506.699 | 10.0229 | 47.0018 | 0
| Zone | Remainder of System | 2 | Average Weekday | SCE | 1-in-2 | 2021 | 9 | 483.7283 | 506.8102 | 9.9984 | 48.3194 | 0
| Zone | Remainder of System | 2 | Average Weekday | SCE | 1-in-2 | 2021 | 10 | 463.807 | 476.3346 | 10.0179 | 51.798 | 0
| Zone | Remainder of System | 2 | Average Weekday | SCE | 1-in-2 | 2021 | 11 | 444.8323 | 453.4388 | 9.9988 | 55.8778 | 0
| Zone | Remainder of System | 2 | Average Weekday | SCE | 1-in-2 | 2021 | 12 | 440.6422 | 446.732 | 9.9825 | 59.4056 | 0
| Zone | Remainder of System | 2 | Average Weekday | SCE | 1-in-2 | 2021 | 13 | 369.6325 | 380.9868 | 9.984 | 62.0189 | 0
| Zone | Remainder of System | 2 | Average Weekday | SCE | 1-in-2 | 2021 | 14 | 324.9908 | 332.5701 | 9.997 | 63.7177 | 0
| Zone | Remainder of System | 2 | Average Weekday | SCE | 1-in-2 | 2021 | 15 | 284.3265 | 292.9388 | 10.0162 | 64.6926 | 0
| Zone | Remainder of System | 2 | Average Weekday | SCE | 1-in-2 | 2021 | 16 | 252.3541 | 255.2851 | 10.0467 | 64.9768 | 0
| Zone | Remainder of System | 2 | Average Weekday | SCE | 1-in-2 | 2021 | 17 | 241.3199 | 246.0884 | 10.0402 | 64.4648 | 0
| Zone | Remainder of System | 2 | Average Weekday | SCE | 1-in-2 | 2021 | 18 | 228.0501 | 233.3994 | 10.0206 | 63.0519 | 0
| Zone | Remainder of System | 2 | Average Weekday | SCE | 1-in-2 | 2021 | 19 | 251.8227 | 256.2916 | 10.4978 | 60.4631 | 0
| Zone | Remainder of System | 2 | Average Weekday | SCE | 1-in-2 | 2021 | 20 | 248.088 | 307.727 | 10.4763 | 58.0362 | 0
| Zone | Remainder of System | 2 | Average Weekday | SCE | 1-in-2 | 2021 | 21 | 228.1341 | 234.3242 | 9.9499 | 56.2859 | 0
| Zone | Remainder of System | 2 | Average Weekday | SCE | 1-in-2 | 2021 | 22 | 386.27 | 401.4917 | 9.9767 | 54.9557 | 0
| Zone | Remainder of System | 2 | Average Weekday | SCE | 1-in-2 | 2021 | 23 | 361.8017 | 376.0176 | 10.0139 | 53.7427 | 0
| Zone | Remainder of System | 2 | Average Weekday | SCE | 1-in-2 | 2021 | 24 | 297.1472 | 310.8014 | 10.0268 | 52.6077 | 0
| Zone | Remainder of System | 2 | Monthly System Peak Day | SCE | 1-in-2 | 2021 | 1 | 252.1273 | 259.028 | 10.0495 | 43.0796 | 0
| Zone | Remainder of System | 2 | Monthly System Peak Day | SCE | 1-in-2 | 2021 | 2 | 246.1565 | 252.6736 | 10.0699 | 42.6704 | 0
| Zone | Remainder of System | 2 | Monthly System Peak Day | SCE | 1-in-2 | 2021 | 3 | 375.9218 | 387.3186 | 10.0742 | 42.2478 | 0
| Zone | Remainder of System | 2 | Monthly System Peak Day | SCE | 1-in-2 | 2021 | 4 | 541.9816 | 561.0117 | 10.0791 | 41.6455 | 0
| Zone | Remainder of System | 2 | Monthly System Peak Day | SCE | 1-in-2 | 2021 | 5 | 530.3253 | 558.9337 | 10.0815 | 40.9489 | 0
| Zone | Remainder of System | 2 | Monthly System Peak Day | SCE | 1-in-2 | 2021 | 6 | 511.9036 | 545.262 | 10.0836 | 40.2685 | 0
| Zone | Remainder of System | 2 | Monthly System Peak Day | SCE | 1-in-2 | 2021 | 7 | 505.1941 | 502.4015 | 10.0496 | 40.074 | 0
| Zone | Remainder of System | 2 | Monthly System Peak Day | SCE | 1-in-2 | 2021 | 8 | 502.4792 | 506.699 | 10.0229 | 40.4173 | 0
| Zone | Remainder of System | 2 | Monthly System Peak Day | SCE | 1-in-2 | 2021 | 9 | 483.7283 | 506.8102 | 9.9984 | 41.9505 | 0
| Zone | Remainder of System | 2 | Monthly System Peak Day | SCE | 1-in-2 | 2021 | 10 | 463.807 | 476.3346 | 10.0179 | 44.4785 | 0
| Zone | Remainder of System | 2 | Monthly System Peak Day | SCE | 1-in-2 | 2021 | 11 | 444.8323 | 453.4388 | 9.9988 | 47.3478 | 0
| Zone | Remainder of System | 2 | Monthly System Peak Day | SCE | 1-in-2 | 2021 | 12 | 440.6422 | 446.732 | 9.9825 | 49.7673 | 0
| Zone | Remainder of System | 2 | Monthly System Peak Day | SCE | 1-in-2 | 2021 | 13 | 369.6325 | 380.9868 | 9.984 | 51.7034 | 0
| Zone | Remainder of System | 2 | Monthly System Peak Day | SCE | 1-in-2 | 2021 | 14 | 324.9908 | 332.5701 | 9.997 | 53.2478 | 0
| Zone | Remainder of System | 2 | Monthly System Peak Day | SCE | 1-in-2 | 2021 | 15 | 284.3265 | 292.9388 | 10.0162 | 54.4851 | 0
| Zone | Remainder of System | 2 | Monthly System Peak Day | SCE | 1-in-2 | 2021 | 16 | 252.3541 | 255.2851 | 10.0467 | 55.3304 | 0
| Zone | Remainder of System | 2 | Monthly System Peak Day | SCE | 1-in-2 | 2021 | 17 | 241.3199 | 246.0884 | 10.0402 | 55.3557 | 0
| Zone | Remainder of System | 2 | Monthly System Peak Day | SCE | 1-in-2 | 2021 | 18 | 228.0501 | 233.3994 | 10.0206 | 54.5997 | 0
| Zone | Remainder of System | 2 | Monthly System Peak Day | SCE | 1-in-2 | 2021 | 19 | 251.8227 | 256.2916 | 10.4978 | 52.7071 | 0
| Zone | Remainder of System | 2 | Monthly System Peak Day | SCE | 1-in-2 | 2021 | 20 | 248.088 | 307.727 | 10.4763 | 51.0971 | 0
| Zone | Remainder of System | 2 | Monthly System Peak Day | SCE | 1-in-2 | 2021 | 21 | 228.1341 | 234.3242 | 9.9499 | 49.6206 | 0
| Zone | Remainder of System | 2 | Monthly System Peak Day | SCE | 1-in-2 | 2021 | 22 | 386.27 | 401.4917 | 9.9767 | 48.4219 | 0
| Zone | Remainder of System | 2 | Monthly System Peak Day | SCE | 1-in-2 | 2021 | 23 | 361.8017 | 376.0176 | 10.0139 | 47.5168 | 0
| Zone | Remainder of System | 2 | Monthly System Peak Day | SCE | 1-in-2 | 2021 | 24 | 297.1472 | 310.8014 | 10.0268 | 46.4661 | 0
| Zone | Remainder of System | 3 | Average Weekday | SCE | 1-in-2 | 2021 | 1 | 258.7731 | 270.3746 | 10.1219 | 54.1435 | 0
| Zone | Remainder of System | 3 | Average Weekday | SCE | 1-in-2 | 2021 | 2 | 253.2283 | 260.6947 | 10.0754 | 53.2403 | 0
| Zone | Remainder of System | 3 | Average Weekday | SCE | 1-in-2 | 2021 | 3 | 403.6973 | 414.1556 | 10.0682 | 52.4569 | 0
| Zone | Remainder of System | 3 | Average Weekday | SCE | 1-in-2 | 2021 | 4 | 574.1765 | 590.5184 | 10.0522 | 51.7498 | 0
| Zone | Remainder of System | 3 | Average Weekday | SCE | 1-in-2 | 2021 | 5 | 549.9808 | 567.1508 | 10.0466 | 51.0914 | 0
| Zone | Remainder of System | 3 | Average Weekday | SCE | 1-in-2 | 2021 | 6 | 530.9559 | 548.6624 | 10.0185 | 50.5427 | 0
| Zone | Remainder of System | 3 | Average Weekday | SCE | 1-in-2 | 2021 | 7 | 534.625 | 535.4421 | 10.0116 | 50.1566 | 0
| Zone | Remainder of System | 3 | Average Weekday | SCE | 1-in-2 | 2021 | 8 | 522.0717 | 530.0303 | 10.1609 | 49.9464 | 0
| Zone | Remainder of System | 3 | Average Weekday | SCE | 1-in-2 | 2021 | 9 | 505.3802 | 542.9631 | 10.3434 | 51.061 | 0
| Zone | Remainder of System | 3 | Average Weekday | SCE | 1-in-2 | 2021 | 10 | 488.0605 | 508.7503 | 10.2233 | 53.9562 | 0
| Zone | Remainder of System | 3 | Average Weekday | SCE | 1-in-2 | 2021 | 11 | 461.8758 | 476.273 | 10.3137 | 57.3554 | 0
| Zone | Remainder of System | 3 | Average Weekday | SCE | 1-in-2 | 2021 | 12 | 461.0116 | 473.1098 | 10.4129 | 60.4466 | 0
| Zone | Remainder of System | 3 | Average Weekday | SCE | 1-in-2 | 2021 | 13 | 374.8751 | 385.7241 | 10.4876 | 62.898 | 0
| Zone | Remainder of System | 3 | Average Weekday | SCE | 1-in-2 | 2021 | 14 | 345.5565 | 352.9556 | 10.4241 | 64.7007 | 0
| Zone | Remainder of System | 3 | Average Weekday | SCE | 1-in-2 | 2021 | 15 | 304.4159 | 311.4221 | 10.2474 | 65.848 | 0
| Zone | Remainder of System | 3 | Average Weekday | SCE | 1-in-2 | 2021 | 16 | 271.3898 | 274.2743 | 10.0378 | 66.4528 | 0
| Zone | Remainder of System | 3 | Average Weekday | SCE | 1-in-2 | 2021 | 17 | 267.8751 | 273.9229 | 10.037 | 66.4302 | 0
| Zone | Remainder of System | 3 | Average Weekday | SCE | 1-in-2 | 2021 | 18 | 241.1543 | 247.7777 | 10.0518 | 65.606 | 0
| Zone | Remainder of System | 3 | Average Weekday | SCE | 1-in-2 | 2021 | 19 | 258.9767 | 265.6259 | 10.5676 | 63.9302 | 0
| Zone | Remainder of System | 3 | Average Weekday | SCE | 1-in-2 | 2021 | 20 | 249.5413 | 253.0735 | 10.4476 | 61.6012 | 0
| Zone | Remainder of System | 3 | Average Weekday | SCE | 1-in-2 | 2021 | 21 | 223.0803 | 228.8065 | 9.9735 | 59.2809 | 0
| Zone | Remainder of System | 3 | Average Weekday | SCE | 1-in-2 | 2021 | 22 | 409.9778 | 428.3803 | 9.988 | 57.6995 | 0
| Zone | Remainder of System | 3 | Average Weekday | SCE | 1-in-2 | 2021 | 23 | 389.538 | 410.983 | 10.0814 | 56.5104 | 0
| Zone | Remainder of System | 3 | Average Weekday | SCE | 1-in-2 | 2021 | 24 | 327.6873 | 352.7051 | 10.1659 | 55.5042 | 0
| Zone | Remainder of System | 3 | Monthly System Peak Day | SCE | 1-in-2 | 2021 | 1 | 258.7731 | 270.3746 | 10.1219 | 56.5818 | 0
| Zone | Remainder of System | 3 | Monthly System Peak Day | SCE | 1-in-2 | 2021 | 2 | 253.2283 | 260.6947 | 10.0754 | 55.43 | 0
| Zone | Remainder of System | 3 | Monthly System Peak Day | SCE | 1-in-2 | 2021 | 3 | 403.6973 | 414.1556 | 10.0682 | 53.8095 | 0
| Zone | Remainder of System | 3 | Monthly System Peak Day | SCE | 1-in-2 | 2021 | 4 | 574.1765 | 590.5184 | 10.0522 | 52.9917 | 0
| Zone | Remainder of System | 3 | Monthly System Peak Day | SCE | 1-in-2 | 2021 | 5 | 549.9808 | 567.1508 | 10.0466 | 52.1472 | 0
| Zone | Remainder of System | 3 | Monthly System Peak Day | SCE | 1-in-2 | 2021 | 6 | 530.9559 | 548.6624 | 10.0185 | 51.274 | 0
| Zone | Remainder of System | 3 | Monthly System Peak Day | SCE | 1-in-2 | 2021 | 7 | 534.625 | 535.4421 | 10.0116 | 50.7147 | 0
| Zone | Remainder of System | 3 | Monthly System Peak Day | SCE | 1-in-2 | 2021 | 8 | 522.0717 | 530.0303 | 10.1609 | 50.1826 | 0
| Zone | Remainder of System | 3 | Monthly System Peak Day | SCE | 1-in-2 | 2021 | 9 | 505.3802 | 542.9631 | 10.3434 | 50.6921 | 0
| Zone | Remainder of System | 3 | Monthly System Peak Day | SCE | 1-in-2 | 2021 | 10 | 488.0605 | 508.7503 | 10.2233 | 53.8657 | 0
| Zone | Remainder of System | 3 | Monthly System Peak Day | SCE | 1-in-2 | 2021 | 11 | 461.8758 | 476.273 | 10.3137 | 58.4301 | 0
| Zone | Remainder of System | 3 | Monthly System Peak Day | SCE | 1-in-2 | 2021 | 12 | 461.0116 | 473.1098 | 10.4129 | 62.8319 | 0
| Zone | Remainder of System | 3 | Monthly System Peak Day | SCE | 1-in-2 | 2021 | 13 | 374.8751 | 385.7241 | 10.4876 | 66.0819 | 0
| Zone | Remainder of System | 3 | Monthly System Peak Day | SCE | 1-in-2 | 2021 | 14 | 345.5565 | 352.9556 | 10.4241 | 67.8967 | 0
| Zone | Remainder of System | 3 | Monthly System Peak Day | SCE | 1-in-2 | 2021 | 15 | 304.4159 | 311.4221 | 10.2474 | 68.9896 | 0
| Zone | Remainder of System | 3 | Monthly System Peak Day | SCE | 1-in-2 | 2021 | 16 | 271.3898 | 274.2743 | 10.0378 | 69.8232 | 0
| Zone | Remainder of System | 3 | Monthly System Peak Day | SCE | 1-in-2 | 2021 | 17 | 267.8751 | 273.9229 | 10.037 | 70.0976 | 0
| Zone | Remainder of System | 3 | Monthly System Peak Day | SCE | 1-in-2 | 2021 | 18 | 241.1543 | 247.7777 | 10.0518 | 69.6302 | 0
| Zone | Remainder of System | 3 | Monthly System Peak Day | SCE | 1-in-2 | 2021 | 19 | 258.9767 | 265.6259 | 10.5676 | 68.0398 | 0
| Zone | Remainder of System | 3 | Monthly System Peak Day | SCE | 1-in-2 | 2021 | 20 | 249.5413 | 253.0735 | 10.4476 | 65.2065 | 0
| Zone | Remainder of System | 3 | Monthly System Peak Day | SCE | 1-in-2 | 2021 | 21 | 223.0803 | 228.8065 | 9.9735 | 62.3174 | 0
| Zone | Remainder of System | 3 | Monthly System Peak Day | SCE | 1-in-2 | 2021 | 22 | 409.9778 | 428.3803 | 9.988 | 60.1617 | 0
| Zone | Remainder of System | 3 | Monthly System Peak Day | SCE | 1-in-2 | 2021 | 23 | 389.538 | 410.983 | 10.0814 | 58.5692 | 0
| Zone | Remainder of System | 3 | Monthly System Peak Day | SCE | 1-in-2 | 2021 | 24 | 327.6873 | 352.7051 | 10.1659 | 57.2979 | 0
| Zone | Remainder of System | 4 | Average Weekday | SCE | 1-in-2 | 2021 | 1 | 257.6308 | 268.4929 | 10.1357 | 56.7256 | 0
| Zone | Remainder of System | 4 | Average Weekday | SCE | 1-in-2 | 2021 | 2 | 255.4722 | 262.3425 | 10.0898 | 55.8527 | 0
| Zone | Remainder of System | 4 | Average Weekday | SCE | 1-in-2 | 2021 | 3 | 403.8299 | 414.0472 | 10.0825 | 55.0819 | 0
| Zone | Remainder of System | 4 | Average Weekday | SCE | 1-in-2 | 2021 | 4 | 571.0967 | 586.7098 | 10.0667 | 54.4336 | 0
| Zone | Remainder of System | 4 | Average Weekday | SCE | 1-in-2 | 2021 | 5 | 534.3205 | 550.2274 | 10.061 | 53.7938 | 0
| Zone | Remainder of System | 4 | Average Weekday | SCE | 1-in-2 | 2021 | 6 | 520.9645 | 537.8828 | 10.0326 | 53.2767 | 0
| Zone | Remainder of System | 4 | Average Weekday | SCE | 1-in-2 | 2021 | 7 | 524.2093 | 525.3702 | 10.0248 | 52.8415 | 0
| Zone | Remainder of System | 4 | Average Weekday | SCE | 1-in-2 | 2021 | 8 | 516.715 | 523.2609 | 10.1735 | 52.6877 | 0
| Zone | Remainder of System | 4 | Average Weekday | SCE | 1-in-2 | 2021 | 9 | 486.0804 | 523.7777 | 10.3548 | 54.1994 | 0
| Zone | Remainder of System | 4 | Average Weekday | SCE | 1-in-2 | 2021 | 10 | 472.2502 | 492.1832 | 10.2358 | 57.0022 | 0
| Zone | Remainder of System | 4 | Average Weekday | SCE | 1-in-2 | 2021 | 11 | 451.0567 | 464.5284 | 10.3248 | 59.9768 | 0
| Zone | Remainder of System | 4 | Average Weekday | SCE | 1-in-2 | 2021 | 12 | 449.8929 | 461.6837 | 10.4226 | 62.8243 | 0
| Zone | Remainder of System | 4 | Average Weekday | SCE | 1-in-2 | 2021 | 13 | 373.1141 | 383.895 | 10.4963 | 65.1956 | 0
| Zone | Remainder of System | 4 | Average Weekday | SCE | 1-in-2 | 2021 | 14 | 339.0882 | 346.5908 | 10.4337 | 67.0563 | 0
| Zone | Remainder of System | 4 | Average Weekday | SCE | 1-in-2 | 2021 | 15 | 291.9536 | 299.3225 | 10.2585 | 68.3359 | 0
| Zone | Remainder of System | 4 | Average Weekday | SCE | 1-in-2 | 2021 | 16 | 259.7022 | 262.6961 | 10.0509 | 68.9607 | 0
| Zone | Remainder of System | 4 | Average Weekday | SCE | 1-in-2 | 2021 | 17 | 254.6376 | 258.882 | 10.0639 | 69.025 | 0
| Zone | Remainder of System | 4 | Average Weekday | SCE | 1-in-2 | 2021 | 18 | 218.9156 | 223.9961 | 10.0768 | 68.3253 | 0
| Zone | Remainder of System | 4 | Average Weekday | SCE | 1-in-2 | 2021 | 19 | 226.6735 | 233.5221 | 10.5677 | 66.968 | 0
| Zone | Remainder of System | 4 | Average Weekday | SCE | 1-in-2 | 2021 | 20 | 223.4216 | 226.7578 | 10.4477 | 64.7012 | 0
| Zone | Remainder of System | 4 | Average Weekday | SCE | 1-in-2 | 2021 | 21 | 226.6552 | 231.6963 | 9.9858 | 61.7724 | 0
| Zone | Remainder of System | 4 | Average Weekday | SCE | 1-in-2 | 2021 | 22 | 400.1438 | 418.1758 | 9.9981 | 59.6956 | 0
| Zone | Remainder of System | 4 | Average Weekday | SCE | 1-in-2 | 2021 | 23 | 384.0117 | 405.0006 | 10.0951 | 58.3124 | 0
| Zone | Remainder of System | 4 | Average Weekday | SCE | 1-in-2 | 2021 | 24 | 322.7761 | 346.7771 | 10.1792 | 57.2555 | 0
| Zone | Remainder of System | 4 | Monthly System Peak Day | SCE | 1-in-2 | 2021 | 1 | 257.6308 | 268.4929 | 10.1357 | 64.1575 | 0
| Zone | Remainder of System | 4 | Monthly System Peak Day | SCE | 1-in-2 | 2021 | 2 | 255.4722 | 262.3425 | 10.0898 | 62.7754 | 0
| Zone | Remainder of System | 4 | Monthly System Peak Day | SCE | 1-in-2 | 2021 | 3 | 403.8299 | 414.0472 | 10.0825 | 61.6456 | 0
| Zone | Remainder of System | 4 | Monthly System Peak Day | SCE | 1-in-2 | 2021 | 4 | 571.0967 | 586.7098 | 10.0667 | 60.6523 | 0
| Zone | Remainder of System | 4 | Monthly System Peak Day | SCE | 1-in-2 | 2021 | 5 | 534.3205 | 550.2274 | 10.061 | 59.6858 | 0
| Zone | Remainder of System | 4 | Monthly System Peak Day | SCE | 1-in-2 | 2021 | 6 | 520.9645 | 537.8828 | 10.0326 | 58.665 | 0
| Zone | Remainder of System | 4 | Monthly System Peak Day | SCE | 1-in-2 | 2021 | 7 | 524.2093 | 525.3702 | 10.0248 | 57.9631 | 0
| Zone | Remainder of System | 4 | Monthly System Peak Day | SCE | 1-in-2 | 2021 | 8 | 516.715 | 523.2609 | 10.1735 | 57.5916 | 0
| Zone | Remainder of System | 4 | Monthly System Peak Day | SCE | 1-in-2 | 2021 | 9 | 486.0804 | 523.7777 | 10.3548 | 59.2997 | 0
| Zone | Remainder of System | 4 | Monthly System Peak Day | SCE | 1-in-2 | 2021 | 10 | 472.2502 | 492.1832 | 10.2358 | 63.5939 | 0
| Zone | Remainder of System | 4 | Monthly System Peak Day | SCE | 1-in-2 | 2021 | 11 | 451.0567 | 464.5284 | 10.3248 | 69.2791 | 0
| Zone | Remainder of System | 4 | Monthly System Peak Day | SCE | 1-in-2 | 2021 | 12 | 449.8929 | 461.6837 | 10.4226 | 74.446 | 0
| Zone | Remainder of System | 4 | Monthly System Peak Day | SCE | 1-in-2 | 2021 | 13 | 373.1141 | 383.895 | 10.4963 | 78.6886 | 0
| Zone | Remainder of System | 4 | Monthly System Peak Day | SCE | 1-in-2 | 2021 | 14 | 339.0882 | 346.5908 | 10.4337 | 81.3344 | 0
| Zone | Remainder of System | 4 | Monthly System Peak Day | SCE | 1-in-2 | 2021 | 15 | 291.9536 | 299.3225 | 10.2585 | 82.8242 | 0
| Zone | Remainder of System | 4 | Monthly System Peak Day | SCE | 1-in-2 | 2021 | 16 | 259.7022 | 262.6961 | 10.0509 | 83.5658 | 0
| Zone | Remainder of System | 4 | Monthly System Peak Day | SCE | 1-in-2 | 2021 | 17 | 254.6376 | 258.882 | 10.0639 | 83.0798 | 0
| Zone | Remainder of System | 4 | Monthly System Peak Day | SCE | 1-in-2 | 2021 | 18 | 218.9156 | 223.9961 | 10.0768 | 82.7467 | 0
| Zone | Remainder of System | 4 | Monthly System Peak Day | SCE | 1-in-2 | 2021 | 19 | 226.6735 | 233.5221 | 10.5677 | 81.1574 | 0
| Zone | Remainder of System | 4 | Monthly System Peak Day | SCE | 1-in-2 | 2021 | 20 | 223.4216 | 226.7578 | 10.4477 | 78.3726 | 0
| Zone | Remainder of System | 4 | Monthly System Peak Day | SCE | 1-in-2 | 2021 | 21 | 226.6552 | 231.6963 | 9.9858 | 74.0086 | 0
| Zone | Remainder of System | 4 | Monthly System Peak Day | SCE | 1-in-2 | 2021 | 22 | 400.1438 | 418.1758 | 9.9981 | 70.8448 | 0
| Zone | Remainder of System | 4 | Monthly System Peak Day | SCE | 1-in-2 | 2021 | 23 | 384.0117 | 405.0006 | 10.0951 | 68.5482 | 0
| Zone | Remainder of System | 4 | Monthly System Peak Day | SCE | 1-in-2 | 2021 | 24 | 322.7761 | 346.7771 | 10.1792 | 66.4925 | 0
| Zone | Remainder of System | 5 | Average Weekday | SCE | 1-in-2 | 2021 | 1 | 270.8252 | 282.0223 | 10.1622 | 59.7443 | 0
| Zone | Remainder of System | 5 | Average Weekday | SCE | 1-in-2 | 2021 | 2 | 271.7328 | 278.7906 | 10.1172 | 59.0711 | 0
| Zone | Remainder of System | 5 | Average Weekday | SCE | 1-in-2 | 2021 | 3 | 421.9137 | 432.6858 | 10.11 | 58.4673 | 0
| Zone | Remainder of System | 5 | Average Weekday | SCE | 1-in-2 | 2021 | 4 | 582.3839 | 599.0626 | 10.0943 | 57.9163 | 0
| Zone | Remainder of System | 5 | Average Weekday | SCE | 1-in-2 | 2021 | 5 | 550.5143 | 567.785 | 10.0881 | 57.4537 | 0
| Zone | Remainder of System | 5 | Average Weekday | SCE | 1-in-2 | 2021 | 6 | 528.3696 | 546.181 | 10.0589 | 57.0042 | 0
| Zone | Remainder of System | 5 | Average Weekday | SCE | 1-in-2 | 2021 | 7 | 521.9886 | 523.2109 | 10.0496 | 56.5906 | 0
| Zone | Remainder of System | 5 | Average Weekday | SCE | 1-in-2 | 2021 | 8 | 526.0214 | 536.3687 | 10.1979 | 56.9009 | 0
| Zone | Remainder of System | 5 | Average Weekday | SCE | 1-in-2 | 2021 | 9 | 493.0551 | 528.5767 | 10.3777 | 58.6635 | 0
| Zone | Remainder of System | 5 | Average Weekday | SCE | 1-in-2 | 2021 | 10 | 486.8602 | 507.6819 | 10.2604 | 61.0024 | 0
| Zone | Remainder of System | 5 | Average Weekday | SCE | 1-in-2 | 2021 | 11 | 472.4474 | 485.4894 | 10.3467 | 63.674 | 0
| Zone | Remainder of System | 5 | Average Weekday | SCE | 1-in-2 | 2021 | 12 | 465.1096 | 476.8055 | 10.4415 | 66.1969 | 0
| Zone | Remainder of System | 5 | Average Weekday | SCE | 1-in-2 | 2021 | 13 | 382.4528 | 393.4872 | 10.5134 | 68.4385 | 0
| Zone | Remainder of System | 5 | Average Weekday | SCE | 1-in-2 | 2021 | 14 | 354.3224 | 361.8586 | 10.4527 | 70.1752 | 0
| Zone | Remainder of System | 5 | Average Weekday | SCE | 1-in-2 | 2021 | 15 | 316.4337 | 323.228 | 10.2804 | 71.341 | 0
| Zone | Remainder of System | 5 | Average Weekday | SCE | 1-in-2 | 2021 | 16 | 274.8171 | 277.6005 | 10.0759 | 71.901 | 0
| Zone | Remainder of System | 5 | Average Weekday | SCE | 1-in-2 | 2021 | 17 | 259.6564 | 264.6296 | 10.0883 | 71.8083 | 0
| Zone | Remainder of System | 5 | Average Weekday | SCE | 1-in-2 | 2021 | 18 | 233.388 | 238.9288 | 10.0986 | 71.1675 | 0
| Zone | Remainder of System | 5 | Average Weekday | SCE | 1-in-2 | 2021 | 19 | 245.1108 | 251.9866 | 10.5662 | 69.8052 | 0
| Zone | Remainder of System | 5 | Average Weekday | SCE | 1-in-2 | 2021 | 20 | 236.9795 | 240.3919 | 10.4474 | 67.6863 | 0
| Zone | Remainder of System | 5 | Average Weekday | SCE | 1-in-2 | 2021 | 21 | 243.3379 | 248.9187 | 9.9874 | 64.9519 | 0
| Zone | Remainder of System | 5 | Average Weekday | SCE | 1-in-2 | 2021 | 22 | 420.5046 | 438.8219 | 10.0202 | 62.6968 | 0
| Zone | Remainder of System | 5 | Average Weekday | SCE | 1-in-2 | 2021 | 23 | 410.1887 | 431.8728 | 10.1201 | 61.385 | 0
| Zone | Remainder of System | 5 | Average Weekday | SCE | 1-in-2 | 2021 | 24 | 344.8398 | 369.8613 | 10.2046 | 60.3901 | 0
| Zone | Remainder of System | 5 | Monthly System Peak Day | SCE | 1-in-2 | 2021 | 1 | 270.8252 | 282.0223 | 10.1622 | 64.8964 | 0
| Zone | Remainder of System | 5 | Monthly System Peak Day | SCE | 1-in-2 | 2021 | 2 | 271.7328 | 278.7906 | 10.1172 | 63.6406 | 0
| Zone | Remainder of System | 5 | Monthly System Peak Day | SCE | 1-in-2 | 2021 | 3 | 421.9137 | 432.6858 | 10.11 | 62.6729 | 0
| Zone | Remainder of System | 5 | Monthly System Peak Day | SCE | 1-in-2 | 2021 | 4 | 582.3839 | 599.0626 | 10.0943 | 61.8119 | 0
| Zone | Remainder of System | 5 | Monthly System Peak Day | SCE | 1-in-2 | 2021 | 5 | 550.5143 | 567.785 | 10.0881 | 60.6742 | 0
| Zone | Remainder of System | 5 | Monthly System Peak Day | SCE | 1-in-2 | 2021 | 6 | 528.3696 | 546.181 | 10.0589 | 59.7664 | 0
| Zone | Remainder of System | 5 | Monthly System Peak Day | SCE | 1-in-2 | 2021 | 7 | 521.9886 | 523.2109 | 10.0496 | 59.136 | 0
| Zone | Remainder of System | 5 | Monthly System Peak Day | SCE | 1-in-2 | 2021 | 8 | 526.0214 | 536.3687 | 10.1979 | 59.7714 | 0
| Zone | Remainder of System | 5 | Monthly System Peak Day | SCE | 1-in-2 | 2021 | 9 | 493.0551 | 528.5767 | 10.3777 | 62.8957 | 0
| Zone | Remainder of System | 5 | Monthly System Peak Day | SCE | 1-in-2 | 2021 | 10 | 486.8602 | 507.6819 | 10.2604 | 67.3915 | 0
| Zone | Remainder of System | 5 | Monthly System Peak Day | SCE | 1-in-2 | 2021 | 11 | 472.4474 | 485.4894 | 10.3467 | 72.2703 | 0
| Zone | Remainder of System | 5 | Monthly System Peak Day | SCE | 1-in-2 | 2021 | 12 | 465.1096 | 476.8055 | 10.4415 | 76.5772 | 0
| Zone | Remainder of System | 5 | Monthly System Peak Day | SCE | 1-in-2 | 2021 | 13 | 382.4528 | 393.4872 | 10.5134 | 79.8254 | 0
| Zone | Remainder of System | 5 | Monthly System Peak Day | SCE | 1-in-2 | 2021 | 14 | 354.3224 | 361.8586 | 10.4527 | 82.5221 | 0
| Zone | Remainder of System | 5 | Monthly System Peak Day | SCE | 1-in-2 | 2021 | 15 | 316.4337 | 323.228 | 10.2804 | 83.8722 | 0
| Zone | Remainder of System | 5 | Monthly System Peak Day | SCE | 1-in-2 | 2021 | 16 | 274.8171 | 277.6005 | 10.0759 | 84.6226 | 0
| Zone | Remainder of System | 5 | Monthly System Peak Day | SCE | 1-in-2 | 2021 | 17 | 259.6564 | 264.6296 | 10.0883 | 84.5816 | 0
| Zone | Remainder of System | 5 | Monthly System Peak Day | SCE | 1-in-2 | 2021 | 18 | 233.388 | 238.9288 | 10.0986 | 83.3941 | 0
| Zone | Remainder of System | 5 | Monthly System Peak Day | SCE | 1-in-2 | 2021 | 19 | 245.1108 | 251.9866 | 10.5662 | 81.34 | 0
| Zone | Remainder of System | 5 | Monthly System Peak Day | SCE | 1-in-2 | 2021 | 20 | 236.9795 | 240.3919 | 10.4474 | 78.6477 | 0
| Zone | Remainder of System | 5 | Monthly System Peak Day | SCE | 1-in-2 | 2021 | 21 | 243.3379 | 248.9187 | 9.9874 | 74.5744 | 0
| Zone | Remainder of System | 5 | Monthly System Peak Day | SCE | 1-in-2 | 2021 | 22 | 420.5046 | 438.8219 | 10.0202 | 71.0129 | 0
| Zone | Remainder of System | 5 | Monthly System Peak Day | SCE | 1-in-2 | 2021 | 23 | 410.1887 | 431.8728 | 10.1201 | 69.1124 | 0
| Zone | Remainder of System | 5 | Monthly System Peak Day | SCE | 1-in-2 | 2021 | 24 | 344.8398 | 369.8613 | 10.2046 | 67.7685 | 0
| Zone | Remainder of System | 6 | Average Weekday | SCE | 1-in-2 | 2021 | 1 | 263.3816 | 280.5756 | 10.3552 | 63.1112 | 0
| Zone | Remainder of System | 6 | Average Weekday | SCE | 1-in-2 | 2021 | 2 | 252.1216 | 269.9084 | 10.3254 | 62.1452 | 0
| Zone | Remainder of System | 6 | Average Weekday | SCE | 1-in-2 | 2021 | 3 | 398.361 | 429.6684 | 10.3178 | 61.3041 | 0
| Zone | Remainder of System | 6 | Average Weekday | SCE | 1-in-2 | 2021 | 4 | 546.9959 | 596.5093 | 10.312 | 60.6018 | 0
| Zone | Remainder of System | 6 | Average Weekday | SCE | 1-in-2 | 2021 | 5 | 512.8793 | 558.5097 | 10.3247 | 60.0304 | 0
| Zone | Remainder of System | 6 | Average Weekday | SCE | 1-in-2 | 2021 | 6 | 511.6003 | 564.5318 | 10.3477 | 59.4565 | 0
| Zone | Remainder of System | 6 | Average Weekday | SCE | 1-in-2 | 2021 | 7 | 521.8477 | 551.1799 | 10.5825 | 58.9785 | 0
| Zone | Remainder of System | 6 | Average Weekday | SCE | 1-in-2 | 2021 | 8 | 523.6699 | 556.9257 | 10.3463 | 59.7299 | 0
| Zone | Remainder of System | 6 | Average Weekday | SCE | 1-in-2 | 2021 | 9 | 521.9105 | 539.1874 | 10.4194 | 62.174 | 0
| Zone | Remainder of System | 6 | Average Weekday | SCE | 1-in-2 | 2021 | 10 | 509.9439 | 516.9471 | 10.5777 | 65.2314 | 0
| Zone | Remainder of System | 6 | Average Weekday | SCE | 1-in-2 | 2021 | 11 | 477.8137 | 480.0522 | 10.6389 | 68.4714 | 0
| Zone | Remainder of System | 6 | Average Weekday | SCE | 1-in-2 | 2021 | 12 | 473.19 | 484.284 | 10.6065 | 71.628 | 0
| Zone | Remainder of System | 6 | Average Weekday | SCE | 1-in-2 | 2021 | 13 | 384.0904 | 414.6497 | 10.6916 | 74.2421 | 0
| Zone | Remainder of System | 6 | Average Weekday | SCE | 1-in-2 | 2021 | 14 | 354.7777 | 377.6201 | 10.635 | 76.363 | 0
| Zone | Remainder of System | 6 | Average Weekday | SCE | 1-in-2 | 2021 | 15 | 299.0577 | 318.0249 | 10.7505 | 77.827 | 0
| Zone | Remainder of System | 6 | Average Weekday | SCE | 1-in-2 | 2021 | 16 | 262.4512 | 273.0701 | 10.9851 | 78.4645 | 0
| Zone | Remainder of System | 6 | Average Weekday | SCE | 1-in-2 | 2021 | 17 | 254.8982 | 261.3827 | 11.4798 | 78.5503 | 0
| Zone | Remainder of System | 6 | Average Weekday | SCE | 1-in-2 | 2021 | 18 | 219.9588 | 234.5721 | 11.2268 | 77.7222 | 0
| Zone | Remainder of System | 6 | Average Weekday | SCE | 1-in-2 | 2021 | 19 | 214.8861 | 226.1695 | 16.1693 | 76.2164 | 0
| Zone | Remainder of System | 6 | Average Weekday | SCE | 1-in-2 | 2021 | 20 | 201.4934 | 207.7792 | 10.5779 | 74.0276 | 0
| Zone | Remainder of System | 6 | Average Weekday | SCE | 1-in-2 | 2021 | 21 | 221.8251 | 229.2777 | 10.7381 | 70.9789 | 0
| Zone | Remainder of System | 6 | Average Weekday | SCE | 1-in-2 | 2021 | 22 | 377.4625 | 421.6402 | 10.2031 | 67.784 | 0
| Zone | Remainder of System | 6 | Average Weekday | SCE | 1-in-2 | 2021 | 23 | 389.7049 | 435.8948 | 10.283 | 65.8352 | 0
| Zone | Remainder of System | 6 | Average Weekday | SCE | 1-in-2 | 2021 | 24 | 354.3571 | 389.2901 | 10.3173 | 64.4629 | 0
| Zone | Remainder of System | 6 | Monthly System Peak Day | SCE | 1-in-2 | 2021 | 1 | 263.3816 | 280.5529 | 10.0351 | 66.1814 | 0
| Zone | Remainder of System | 6 | Monthly System Peak Day | SCE | 1-in-2 | 2021 | 2 | 252.1216 | 264.1845 | 10.037 | 65.3093 | 0
| Zone | Remainder of System | 6 | Monthly System Peak Day | SCE | 1-in-2 | 2021 | 3 | 398.361 | 416.0481 | 10.0373 | 64.5322 | 0
| Zone | Remainder of System | 6 | Monthly System Peak Day | SCE | 1-in-2 | 2021 | 4 | 546.9959 | 570.2928 | 10.0376 | 63.6849 | 0
| Zone | Remainder of System | 6 | Monthly System Peak Day | SCE | 1-in-2 | 2021 | 5 | 512.8793 | 536.3855 | 10.0362 | 63.0052 | 0
| Zone | Remainder of System | 6 | Monthly System Peak Day | SCE | 1-in-2 | 2021 | 6 | 511.6003 | 540.1345 | 10.0356 | 62.3138 | 0
| Zone | Remainder of System | 6 | Monthly System Peak Day | SCE | 1-in-2 | 2021 | 7 | 521.8477 | 518.9604 | 10.0762 | 61.6708 | 0
| Zone | Remainder of System | 6 | Monthly System Peak Day | SCE | 1-in-2 | 2021 | 8 | 523.6699 | 533.4812 | 9.9956 | 62.4689 | 0
| Zone | Remainder of System | 6 | Monthly System Peak Day | SCE | 1-in-2 | 2021 | 9 | 521.9105 | 548.2081 | 10.0125 | 65.5896 | 0
| Zone | Remainder of System | 6 | Monthly System Peak Day | SCE | 1-in-2 | 2021 | 10 | 509.9439 | 526.2317 | 10.0706 | 69.8796 | 0
| Zone | Remainder of System | 6 | Monthly System Peak Day | SCE | 1-in-2 | 2021 | 11 | 477.8137 | 492.4515 | 10.0826 | 73.7697 | 0
| Zone | Remainder of System | 6 | Monthly System Peak Day | SCE | 1-in-2 | 2021 | 12 | 473.19 | 491.3108 | 10.0743 | 77.0112 | 0
| Zone | Remainder of System | 6 | Monthly System Peak Day | SCE | 1-in-2 | 2021 | 13 | 384.0904 | 409.2054 | 10.0911 | 78.8944 | 0
| Zone | Remainder of System | 6 | Monthly System Peak Day | SCE | 1-in-2 | 2021 | 14 | 354.7777 | 376.0328 | 10.0895 | 80.4202 | 0
| Zone | Remainder of System | 6 | Monthly System Peak Day | SCE | 1-in-2 | 2021 | 15 | 299.0577 | 318.7937 | 10.142 | 82.0385 | 0
| Zone | Remainder of System | 6 | Monthly System Peak Day | SCE | 1-in-2 | 2021 | 16 | 262.4512 | 268.8506 | 10.2198 | 82.9346 | 0
| Zone | Remainder of System | 6 | Monthly System Peak Day | SCE | 1-in-2 | 2021 | 17 | 254.8982 | 262.8142 | 11.05 | 82.8591 | 0
| Zone | Remainder of System | 6 | Monthly System Peak Day | SCE | 1-in-2 | 2021 | 18 | 219.9588 | 238.3862 | 10.9652 | 82.1153 | 0
| Zone | Remainder of System | 6 | Monthly System Peak Day | SCE | 1-in-2 | 2021 | 19 | 214.8861 | 237.2646 | 11.9857 | 80.028 | 0
| Zone | Remainder of System | 6 | Monthly System Peak Day | SCE | 1-in-2 | 2021 | 20 | 201.4934 | 214.9485 | 10.5109 | 76.8822 | 0
| Zone | Remainder of System | 6 | Monthly System Peak Day | SCE | 1-in-2 | 2021 | 21 | 221.8251 | 242.0403 | 10.8227 | 73.8356 | 0
| Zone | Remainder of System | 6 | Monthly System Peak Day | SCE | 1-in-2 | 2021 | 22 | 377.4625 | 405.2085 | 10.0406 | 71.3098 | 0
| Zone | Remainder of System | 6 | Monthly System Peak Day | SCE | 1-in-2 | 2021 | 23 | 389.7049 | 421.9522 | 10.0384 | 69.544 | 0
| Zone | Remainder of System | 6 | Monthly System Peak Day | SCE | 1-in-2 | 2021 | 24 | 354.3571 | 383.9653 | 10.0182 | 68.0731 | 0
| Zone | Remainder of System | 7 | Average Weekday | SCE | 1-in-2 | 2021 | 1 | 255.7285 | 272.4052 | 10.486 | 68.08 | 0
| Zone | Remainder of System | 7 | Average Weekday | SCE | 1-in-2 | 2021 | 2 | 249.3254 | 261.0243 | 10.49 | 67.3516 | 0
| Zone | Remainder of System | 7 | Average Weekday | SCE | 1-in-2 | 2021 | 3 | 384.1844 | 404.6277 | 10.4905 | 66.697 | 0
| Zone | Remainder of System | 7 | Average Weekday | SCE | 1-in-2 | 2021 | 4 | 531.4566 | 557.7089 | 10.491 | 66.1335 | 0
| Zone | Remainder of System | 7 | Average Weekday | SCE | 1-in-2 | 2021 | 5 | 497.7083 | 522.9902 | 10.489 | 65.6106 | 0
| Zone | Remainder of System | 7 | Average Weekday | SCE | 1-in-2 | 2021 | 6 | 491.8369 | 519.7944 | 10.4858 | 65.1256 | 0
| Zone | Remainder of System | 7 | Average Weekday | SCE | 1-in-2 | 2021 | 7 | 499.7109 | 498.2602 | 10.4763 | 64.7652 | 0
| Zone | Remainder of System | 7 | Average Weekday | SCE | 1-in-2 | 2021 | 8 | 500.0104 | 513.2572 | 10.4491 | 65.1789 | 0
| Zone | Remainder of System | 7 | Average Weekday | SCE | 1-in-2 | 2021 | 9 | 486.9565 | 513.3175 | 10.4611 | 67.2839 | 0
| Zone | Remainder of System | 7 | Average Weekday | SCE | 1-in-2 | 2021 | 10 | 475.2828 | 491.4634 | 10.4861 | 70.1065 | 0
| Zone | Remainder of System | 7 | Average Weekday | SCE | 1-in-2 | 2021 | 11 | 449.8987 | 465.1522 | 10.4971 | 73.2348 | 0
| Zone | Remainder of System | 7 | Average Weekday | SCE | 1-in-2 | 2021 | 12 | 443.1175 | 462.6502 | 10.5097 | 76.4308 | 0
| Zone | Remainder of System | 7 | Average Weekday | SCE | 1-in-2 | 2021 | 13 | 359.6717 | 383.8207 | 10.5164 | 79.0108 | 0
| Zone | Remainder of System | 7 | Average Weekday | SCE | 1-in-2 | 2021 | 14 | 328.4471 | 349.9102 | 10.5146 | 81.0239 | 0
| Zone | Remainder of System | 7 | Average Weekday | SCE | 1-in-2 | 2021 | 15 | 281.9544 | 301.7726 | 10.5232 | 82.3721 | 0
| Zone | Remainder of System | 7 | Average Weekday | SCE | 1-in-2 | 2021 | 16 | 243.8334 | 250.4434 | 10.5286 | 82.9063 | 0
| Zone | Remainder of System | 7 | Average Weekday | SCE | 1-in-2 | 2021 | 17 | 241.1393 | 250.4299 | 11.4382 | 82.877 | 0
| Zone | Remainder of System | 7 | Average Weekday | SCE | 1-in-2 | 2021 | 18 | 211.5359 | 230.1165 | 11.3642 | 82.0052 | 0
| Zone | Remainder of System | 7 | Average Weekday | SCE | 1-in-2 | 2021 | 19 | 211.0826 | 233.4236 | 11.4214 | 80.3719 | 0
| Zone | Remainder of System | 7 | Average Weekday | SCE | 1-in-2 | 2021 | 20 | 204.168 | 217.5041 | 11.0886 | 78.1158 | 0
| Zone | Remainder of System | 7 | Average Weekday | SCE | 1-in-2 | 2021 | 21 | 223.581 | 243.3418 | 10.9756 | 75.1175 | 0
| Zone | Remainder of System | 7 | Average Weekday | SCE | 1-in-2 | 2021 | 22 | 376.1692 | 403.2416 | 10.4777 | 71.9882 | 0
| Zone | Remainder of System | 7 | Average Weekday | SCE | 1-in-2 | 2021 | 23 | 382.5044 | 413.7142 | 10.4938 | 70.0845 | 0
| Zone | Remainder of System | 7 | Average Weekday | SCE | 1-in-2 | 2021 | 24 | 338.7086 | 367.018 | 10.4757 | 68.8469 | 0
| Zone | Remainder of System | 7 | Monthly System Peak Day | SCE | 1-in-2 | 2021 | 1 | 255.7285 | 251.859 | 10.5456 | 72.0963 | 0
| Zone | Remainder of System | 7 | Monthly System Peak Day | SCE | 1-in-2 | 2021 | 2 | 249.3254 | 229.9628 | 10.5516 | 71.2256 | 0
| Zone | Remainder of System | 7 | Monthly System Peak Day | SCE | 1-in-2 | 2021 | 3 | 384.1844 | 331.617 | 10.5535 | 70.3178 | 0
| Zone | Remainder of System | 7 | Monthly System Peak Day | SCE | 1-in-2 | 2021 | 4 | 531.4566 | 434.5228 | 10.551 | 69.5301 | 0
| Zone | Remainder of System | 7 | Monthly System Peak Day | SCE | 1-in-2 | 2021 | 5 | 497.7083 | 409.245 | 10.5491 | 69.1043 | 0
| Zone | Remainder of System | 7 | Monthly System Peak Day | SCE | 1-in-2 | 2021 | 6 | 491.8369 | 435.9254 | 10.5459 | 68.6554 | 0
| Zone | Remainder of System | 7 | Monthly System Peak Day | SCE | 1-in-2 | 2021 | 7 | 499.7109 | 429.0916 | 10.5576 | 68.0973 | 0
| Zone | Remainder of System | 7 | Monthly System Peak Day | SCE | 1-in-2 | 2021 | 8 | 500.0104 | 446.7088 | 10.519 | 68.6928 | 0
| Zone | Remainder of System | 7 | Monthly System Peak Day | SCE | 1-in-2 | 2021 | 9 | 486.9565 | 468.2784 | 10.5255 | 71.6543 | 0
| Zone | Remainder of System | 7 | Monthly System Peak Day | SCE | 1-in-2 | 2021 | 10 | 475.2828 | 444.1768 | 10.5517 | 75.5544 | 0
| Zone | Remainder of System | 7 | Monthly System Peak Day | SCE | 1-in-2 | 2021 | 11 | 449.8987 | 425.7006 | 10.5483 | 79.4162 | 0
| Zone | Remainder of System | 7 | Monthly System Peak Day | SCE | 1-in-2 | 2021 | 12 | 443.1175 | 421.5679 | 10.5479 | 83.2174 | 0
| Zone | Remainder of System | 7 | Monthly System Peak Day | SCE | 1-in-2 | 2021 | 13 | 359.6717 | 359.6839 | 10.5515 | 86.2327 | 0
| Zone | Remainder of System | 7 | Monthly System Peak Day | SCE | 1-in-2 | 2021 | 14 | 328.4471 | 329.2639 | 10.5552 | 87.9311 | 0
| Zone | Remainder of System | 7 | Monthly System Peak Day | SCE | 1-in-2 | 2021 | 15 | 281.9544 | 289.4338 | 10.5911 | 89.6186 | 0
| Zone | Remainder of System | 7 | Monthly System Peak Day | SCE | 1-in-2 | 2021 | 16 | 243.8334 | 239.1699 | 10.609 | 90.3848 | 0
| Zone | Remainder of System | 7 | Monthly System Peak Day | SCE | 1-in-2 | 2021 | 17 | 241.1393 | 247.509 | 11.4906 | 90.9913 | 0
| Zone | Remainder of System | 7 | Monthly System Peak Day | SCE | 1-in-2 | 2021 | 18 | 211.5359 | 243.9816 | 11.5176 | 90.0721 | 0
| Zone | Remainder of System | 7 | Monthly System Peak Day | SCE | 1-in-2 | 2021 | 19 | 211.0826 | 194.9628 | 11.0679 | 88.1822 | 0
| Zone | Remainder of System | 7 | Monthly System Peak Day | SCE | 1-in-2 | 2021 | 20 | 204.168 | 177.6166 | 10.8998 | 85.4468 | 0
| Zone | Remainder of System | 7 | Monthly System Peak Day | SCE | 1-in-2 | 2021 | 21 | 223.581 | 203.7599 | 12.0235 | 82.3442 | 0
| Zone | Remainder of System | 7 | Monthly System Peak Day | SCE | 1-in-2 | 2021 | 22 | 376.1692 | 346.89 | 10.648 | 78.7247 | 0
| Zone | Remainder of System | 7 | Monthly System Peak Day | SCE | 1-in-2 | 2021 | 23 | 382.5044 | 346.1742 | 10.5249 | 76.4082 | 0
| Zone | Remainder of System | 7 | Monthly System Peak Day | SCE | 1-in-2 | 2021 | 24 | 338.7086 | 319.3719 | 10.5274 | 74.4873 | 0
| Zone | Remainder of System | 8 | Average Weekday | SCE | 1-in-2 | 2021 | 1 | 262.8035 | 284.0484 | 10.1204 | 68.1134 | 0
| Zone | Remainder of System | 8 | Average Weekday | SCE | 1-in-2 | 2021 | 2 | 258.347 | 272.9588 | 10.126 | 67.1923 | 0
| Zone | Remainder of System | 8 | Average Weekday | SCE | 1-in-2 | 2021 | 3 | 392.1145 | 409.9506 | 10.1269 | 66.3666 | 0
| Zone | Remainder of System | 8 | Average Weekday | SCE | 1-in-2 | 2021 | 4 | 542.8651 | 563.1427 | 10.1274 | 65.6033 | 0
| Zone | Remainder of System | 8 | Average Weekday | SCE | 1-in-2 | 2021 | 5 | 505.2948 | 533.1732 | 10.1249 | 64.9066 | 0
| Zone | Remainder of System | 8 | Average Weekday | SCE | 1-in-2 | 2021 | 6 | 503.181 | 535.3672 | 10.1211 | 64.3295 | 0
| Zone | Remainder of System | 8 | Average Weekday | SCE | 1-in-2 | 2021 | 7 | 512.6188 | 512.8055 | 10.111 | 63.8791 | 0
| Zone | Remainder of System | 8 | Average Weekday | SCE | 1-in-2 | 2021 | 8 | 512.3357 | 527.612 | 10.0765 | 63.8355 | 0
| Zone | Remainder of System | 8 | Average Weekday | SCE | 1-in-2 | 2021 | 9 | 494.8422 | 521.137 | 10.0859 | 65.9972 | 0
| Zone | Remainder of System | 8 | Average Weekday | SCE | 1-in-2 | 2021 | 10 | 485.2834 | 501.9163 | 10.1175 | 69.4323 | 0
| Zone | Remainder of System | 8 | Average Weekday | SCE | 1-in-2 | 2021 | 11 | 454.4592 | 470.1088 | 10.1246 | 73.4127 | 0
| Zone | Remainder of System | 8 | Average Weekday | SCE | 1-in-2 | 2021 | 12 | 445.2872 | 464.2227 | 10.1329 | 77.2854 | 0
| Zone | Remainder of System | 8 | Average Weekday | SCE | 1-in-2 | 2021 | 13 | 369.9805 | 394.5471 | 10.1376 | 80.4135 | 0
| Zone | Remainder of System | 8 | Average Weekday | SCE | 1-in-2 | 2021 | 14 | 336.3496 | 357.763 | 10.1413 | 82.7527 | 0
| Zone | Remainder of System | 8 | Average Weekday | SCE | 1-in-2 | 2021 | 15 | 289.7229 | 309.8492 | 10.1596 | 84.1637 | 0
| Zone | Remainder of System | 8 | Average Weekday | SCE | 1-in-2 | 2021 | 16 | 249.9221 | 256.8975 | 10.1707 | 84.6461 | 0
| Zone | Remainder of System | 8 | Average Weekday | SCE | 1-in-2 | 2021 | 17 | 249.5351 | 256.3207 | 11.1946 | 84.5587 | 0
| Zone | Remainder of System | 8 | Average Weekday | SCE | 1-in-2 | 2021 | 18 | 217.7688 | 235.7164 | 11.1142 | 83.6467 | 0
| Zone | Remainder of System | 8 | Average Weekday | SCE | 1-in-2 | 2021 | 19 | 216.388 | 237.5758 | 10.9781 | 81.9145 | 0
| Zone | Remainder of System | 8 | Average Weekday | SCE | 1-in-2 | 2021 | 20 | 217.4241 | 230.3835 | 10.6719 | 79.2555 | 0
| Zone | Remainder of System | 8 | Average Weekday | SCE | 1-in-2 | 2021 | 21 | 233.3511 | 253.1183 | 10.6743 | 75.5248 | 0
| Zone | Remainder of System | 8 | Average Weekday | SCE | 1-in-2 | 2021 | 22 | 379.1136 | 407.7317 | 10.1168 | 72.4927 | 0
| Zone | Remainder of System | 8 | Average Weekday | SCE | 1-in-2 | 2021 | 23 | 386.4423 | 420.1268 | 10.1263 | 70.5976 | 0
| Zone | Remainder of System | 8 | Average Weekday | SCE | 1-in-2 | 2021 | 24 | 343.9306 | 375.4276 | 10.1069 | 69.2749 | 0
| Zone | Remainder of System | 8 | Monthly System Peak Day | SCE | 1-in-2 | 2021 | 1 | 262.8035 | 259.803 | 9.347 | 76.5583 | 0
| Zone | Remainder of System | 8 | Monthly System Peak Day | SCE | 1-in-2 | 2021 | 2 | 258.347 | 237.8262 | 9.356 | 75.5448 | 0
| Zone | Remainder of System | 8 | Monthly System Peak Day | SCE | 1-in-2 | 2021 | 3 | 392.1145 | 342.3707 | 9.3588 | 74.7414 | 0
| Zone | Remainder of System | 8 | Monthly System Peak Day | SCE | 1-in-2 | 2021 | 4 | 542.8651 | 447.1075 | 9.3563 | 73.777 | 0
| Zone | Remainder of System | 8 | Monthly System Peak Day | SCE | 1-in-2 | 2021 | 5 | 505.2948 | 427.0859 | 9.3537 | 72.987 | 0
| Zone | Remainder of System | 8 | Monthly System Peak Day | SCE | 1-in-2 | 2021 | 6 | 503.181 | 444.6315 | 9.3496 | 72.4561 | 0
| Zone | Remainder of System | 8 | Monthly System Peak Day | SCE | 1-in-2 | 2021 | 7 | 512.6188 | 434.8782 | 9.358 | 71.7849 | 0
| Zone | Remainder of System | 8 | Monthly System Peak Day | SCE | 1-in-2 | 2021 | 8 | 512.3357 | 456.2151 | 9.3083 | 71.7491 | 0
| Zone | Remainder of System | 8 | Monthly System Peak Day | SCE | 1-in-2 | 2021 | 9 | 494.8422 | 477.4698 | 9.3081 | 73.699 | 0
| Zone | Remainder of System | 8 | Monthly System Peak Day | SCE | 1-in-2 | 2021 | 10 | 485.2834 | 455.3484 | 9.3425 | 77.4223 | 0
| Zone | Remainder of System | 8 | Monthly System Peak Day | SCE | 1-in-2 | 2021 | 11 | 454.4592 | 425.7831 | 9.3308 | 81.725 | 0
| Zone | Remainder of System | 8 | Monthly System Peak Day | SCE | 1-in-2 | 2021 | 12 | 445.2872 | 421.5658 | 9.3225 | 85.3394 | 0
| Zone | Remainder of System | 8 | Monthly System Peak Day | SCE | 1-in-2 | 2021 | 13 | 369.9805 | 371.5331 | 9.321 | 87.9907 | 0
| Zone | Remainder of System | 8 | Monthly System Peak Day | SCE | 1-in-2 | 2021 | 14 | 336.3496 | 338.2293 | 9.3376 | 90.3014 | 0
| Zone | Remainder of System | 8 | Monthly System Peak Day | SCE | 1-in-2 | 2021 | 15 | 289.7229 | 298.1899 | 9.3931 | 91.72 | 0
| Zone | Remainder of System | 8 | Monthly System Peak Day | SCE | 1-in-2 | 2021 | 16 | 249.9221 | 246.311 | 9.415 | 91.501 | 0
| Zone | Remainder of System | 8 | Monthly System Peak Day | SCE | 1-in-2 | 2021 | 17 | 249.5351 | 253.8259 | 10.3921 | 90.7507 | 0
| Zone | Remainder of System | 8 | Monthly System Peak Day | SCE | 1-in-2 | 2021 | 18 | 217.7688 | 251.3389 | 10.424 | 89.0636 | 0
| Zone | Remainder of System | 8 | Monthly System Peak Day | SCE | 1-in-2 | 2021 | 19 | 216.388 | 198.5746 | 9.5773 | 87.5076 | 0
| Zone | Remainder of System | 8 | Monthly System Peak Day | SCE | 1-in-2 | 2021 | 20 | 217.4241 | 188.5368 | 9.4454 | 85.999 | 0
| Zone | Remainder of System | 8 | Monthly System Peak Day | SCE | 1-in-2 | 2021 | 21 | 233.3511 | 212.1348 | 10.9929 | 82.5548 | 0
| Zone | Remainder of System | 8 | Monthly System Peak Day | SCE | 1-in-2 | 2021 | 22 | 379.1136 | 352.5568 | 9.476 | 79.5711 | 0
| Zone | Remainder of System | 8 | Monthly System Peak Day | SCE | 1-in-2 | 2021 | 23 | 386.4423 | 355.1409 | 9.3258 | 77.5837 | 0
| Zone | Remainder of System | 8 | Monthly System Peak Day | SCE | 1-in-2 | 2021 | 24 | 343.9306 | 328.2277 | 9.324 | 76.0731 | 0
| Zone | Remainder of System | 8 | Typical Event Day | SCE | 1-in-2 | 2021 | 1 | 262.8035 | 259.803 | 9.347 | 72.4863 | 0
| Zone | Remainder of System | 8 | Typical Event Day | SCE | 1-in-2 | 2021 | 2 | 258.347 | 237.8262 | 9.356 | 71.5219 | 0
| Zone | Remainder of System | 8 | Typical Event Day | SCE | 1-in-2 | 2021 | 3 | 392.1145 | 342.3707 | 9.3588 | 70.628 | 0
| Zone | Remainder of System | 8 | Typical Event Day | SCE | 1-in-2 | 2021 | 4 | 542.8651 | 447.1075 | 9.3563 | 69.7216 | 0
| Zone | Remainder of System | 8 | Typical Event Day | SCE | 1-in-2 | 2021 | 5 | 505.2948 | 427.0859 | 9.3537 | 68.971 | 0
| Zone | Remainder of System | 8 | Typical Event Day | SCE | 1-in-2 | 2021 | 6 | 503.181 | 444.6315 | 9.3496 | 68.3599 | 0
| Zone | Remainder of System | 8 | Typical Event Day | SCE | 1-in-2 | 2021 | 7 | 512.6188 | 434.8782 | 9.358 | 67.7703 | 0
| Zone | Remainder of System | 8 | Typical Event Day | SCE | 1-in-2 | 2021 | 8 | 512.3357 | 456.2151 | 9.3083 | 68.0641 | 0
| Zone | Remainder of System | 8 | Typical Event Day | SCE | 1-in-2 | 2021 | 9 | 494.8422 | 477.4698 | 9.3081 | 70.6394 | 0
| Zone | Remainder of System | 8 | Typical Event Day | SCE | 1-in-2 | 2021 | 10 | 485.2834 | 455.3484 | 9.3425 | 74.7339 | 0
| Zone | Remainder of System | 8 | Typical Event Day | SCE | 1-in-2 | 2021 | 11 | 454.4592 | 425.7831 | 9.3308 | 79.0757 | 0
| Zone | Remainder of System | 8 | Typical Event Day | SCE | 1-in-2 | 2021 | 12 | 445.2872 | 421.5658 | 9.3225 | 82.9721 | 0
| Zone | Remainder of System | 8 | Typical Event Day | SCE | 1-in-2 | 2021 | 13 | 369.9805 | 371.5331 | 9.321 | 85.9025 | 0
| Zone | Remainder of System | 8 | Typical Event Day | SCE | 1-in-2 | 2021 | 14 | 336.3496 | 338.2293 | 9.3376 | 88.018 | 0
| Zone | Remainder of System | 8 | Typical Event Day | SCE | 1-in-2 | 2021 | 15 | 289.7229 | 298.1899 | 9.3931 | 89.4849 | 0
| Zone | Remainder of System | 8 | Typical Event Day | SCE | 1-in-2 | 2021 | 16 | 249.9221 | 246.311 | 9.415 | 89.6902 | 0
| Zone | Remainder of System | 8 | Typical Event Day | SCE | 1-in-2 | 2021 | 17 | 249.5351 | 253.8259 | 10.3921 | 89.5193 | 0
| Zone | Remainder of System | 8 | Typical Event Day | SCE | 1-in-2 | 2021 | 18 | 217.7688 | 251.3389 | 10.424 | 88.4404 | 0
| Zone | Remainder of System | 8 | Typical Event Day | SCE | 1-in-2 | 2021 | 19 | 216.388 | 198.5746 | 9.5773 | 86.7779 | 0
| Zone | Remainder of System | 8 | Typical Event Day | SCE | 1-in-2 | 2021 | 20 | 217.4241 | 188.5368 | 9.4454 | 84.3062 | 0
| Zone | Remainder of System | 8 | Typical Event Day | SCE | 1-in-2 | 2021 | 21 | 233.3511 | 212.1348 | 10.9929 | 80.9554 | 0
| Zone | Remainder of System | 8 | Typical Event Day | SCE | 1-in-2 | 2021 | 22 | 379.1136 | 352.5568 | 9.476 | 78.0579 | 0
| Zone | Remainder of System | 8 | Typical Event Day | SCE | 1-in-2 | 2021 | 23 | 386.4423 | 355.1409 | 9.3258 | 76.0778 | 0
| Zone | Remainder of System | 8 | Typical Event Day | SCE | 1-in-2 | 2021 | 24 | 343.9306 | 328.2277 | 9.324 | 74.4038 | 0
| Zone | Remainder of System | 9 | Average Weekday | SCE | 1-in-2 | 2021 | 1 | 261.9135 | 270.0992 | 10.7152 | 67.7225 | 0
| Zone | Remainder of System | 9 | Average Weekday | SCE | 1-in-2 | 2021 | 2 | 266.3733 | 267.0409 | 10.7245 | 66.8467 | 0
| Zone | Remainder of System | 9 | Average Weekday | SCE | 1-in-2 | 2021 | 3 | 420.2193 | 414.1726 | 10.7254 | 66.0813 | 0
| Zone | Remainder of System | 9 | Average Weekday | SCE | 1-in-2 | 2021 | 4 | 574.0394 | 569.8897 | 10.726 | 65.3971 | 0
| Zone | Remainder of System | 9 | Average Weekday | SCE | 1-in-2 | 2021 | 5 | 521.1524 | 518.7772 | 10.7212 | 64.8121 | 0
| Zone | Remainder of System | 9 | Average Weekday | SCE | 1-in-2 | 2021 | 6 | 503.4258 | 509.2337 | 10.7119 | 64.288 | 0
| Zone | Remainder of System | 9 | Average Weekday | SCE | 1-in-2 | 2021 | 7 | 530.353 | 517.1454 | 10.6935 | 63.8783 | 0
| Zone | Remainder of System | 9 | Average Weekday | SCE | 1-in-2 | 2021 | 8 | 514.1602 | 510.4764 | 10.6727 | 63.6256 | 0
| Zone | Remainder of System | 9 | Average Weekday | SCE | 1-in-2 | 2021 | 9 | 467.2407 | 489.5258 | 10.6846 | 64.6467 | 0
| Zone | Remainder of System | 9 | Average Weekday | SCE | 1-in-2 | 2021 | 10 | 464.3499 | 476.424 | 10.7199 | 67.4421 | 0
| Zone | Remainder of System | 9 | Average Weekday | SCE | 1-in-2 | 2021 | 11 | 438.5965 | 450.847 | 10.7248 | 71.0719 | 0
| Zone | Remainder of System | 9 | Average Weekday | SCE | 1-in-2 | 2021 | 12 | 433.5291 | 446.144 | 10.7285 | 74.7336 | 0
| Zone | Remainder of System | 9 | Average Weekday | SCE | 1-in-2 | 2021 | 13 | 366.635 | 380.4839 | 10.7296 | 77.7354 | 0
| Zone | Remainder of System | 9 | Average Weekday | SCE | 1-in-2 | 2021 | 14 | 326.4159 | 340.3225 | 10.7316 | 79.8337 | 0
| Zone | Remainder of System | 9 | Average Weekday | SCE | 1-in-2 | 2021 | 15 | 281.9042 | 296.7658 | 10.7402 | 81.0599 | 0
| Zone | Remainder of System | 9 | Average Weekday | SCE | 1-in-2 | 2021 | 16 | 251.3256 | 253.9141 | 10.7517 | 81.5924 | 0
| Zone | Remainder of System | 9 | Average Weekday | SCE | 1-in-2 | 2021 | 17 | 252.9631 | 259.286 | 11.7145 | 81.3424 | 0
| Zone | Remainder of System | 9 | Average Weekday | SCE | 1-in-2 | 2021 | 18 | 223.3197 | 240.6223 | 11.6147 | 80.3228 | 0
| Zone | Remainder of System | 9 | Average Weekday | SCE | 1-in-2 | 2021 | 19 | 226.527 | 246.6293 | 11.8759 | 78.4973 | 0
| Zone | Remainder of System | 9 | Average Weekday | SCE | 1-in-2 | 2021 | 20 | 228.066 | 239.6643 | 11.0862 | 75.5853 | 0
| Zone | Remainder of System | 9 | Average Weekday | SCE | 1-in-2 | 2021 | 21 | 239.0081 | 256.3568 | 11.0808 | 72.5789 | 0
| Zone | Remainder of System | 9 | Average Weekday | SCE | 1-in-2 | 2021 | 22 | 384.866 | 407.8896 | 10.6645 | 70.814 | 0
| Zone | Remainder of System | 9 | Average Weekday | SCE | 1-in-2 | 2021 | 23 | 387.9737 | 410.5315 | 10.7038 | 69.5334 | 0
| Zone | Remainder of System | 9 | Average Weekday | SCE | 1-in-2 | 2021 | 24 | 341.6584 | 358.9903 | 10.6979 | 68.4417 | 0
| Zone | Remainder of System | 9 | Monthly System Peak Day | SCE | 1-in-2 | 2021 | 1 | 261.9135 | 249.2848 | 10.7672 | 75.1094 | 0
| Zone | Remainder of System | 9 | Monthly System Peak Day | SCE | 1-in-2 | 2021 | 2 | 266.3733 | 239.4345 | 10.7783 | 74.0078 | 0
| Zone | Remainder of System | 9 | Monthly System Peak Day | SCE | 1-in-2 | 2021 | 3 | 420.2193 | 353.1381 | 10.7809 | 72.9204 | 0
| Zone | Remainder of System | 9 | Monthly System Peak Day | SCE | 1-in-2 | 2021 | 4 | 574.0394 | 443.9601 | 10.7782 | 71.8942 | 0
| Zone | Remainder of System | 9 | Monthly System Peak Day | SCE | 1-in-2 | 2021 | 5 | 521.1524 | 402.5888 | 10.7737 | 70.7876 | 0
| Zone | Remainder of System | 9 | Monthly System Peak Day | SCE | 1-in-2 | 2021 | 6 | 503.4258 | 404.4421 | 10.7646 | 70.0145 | 0
| Zone | Remainder of System | 9 | Monthly System Peak Day | SCE | 1-in-2 | 2021 | 7 | 530.353 | 425.1516 | 10.7699 | 69.5282 | 0
| Zone | Remainder of System | 9 | Monthly System Peak Day | SCE | 1-in-2 | 2021 | 8 | 514.1602 | 423.7934 | 10.7368 | 69.3458 | 0
| Zone | Remainder of System | 9 | Monthly System Peak Day | SCE | 1-in-2 | 2021 | 9 | 467.2407 | 443.0881 | 10.7425 | 71.6146 | 0
| Zone | Remainder of System | 9 | Monthly System Peak Day | SCE | 1-in-2 | 2021 | 10 | 464.3499 | 425.4539 | 10.7772 | 76.0792 | 0
| Zone | Remainder of System | 9 | Monthly System Peak Day | SCE | 1-in-2 | 2021 | 11 | 438.5965 | 404.9175 | 10.7671 | 81.3919 | 0
| Zone | Remainder of System | 9 | Monthly System Peak Day | SCE | 1-in-2 | 2021 | 12 | 433.5291 | 403.2083 | 10.7578 | 86.3206 | 0
| Zone | Remainder of System | 9 | Monthly System Peak Day | SCE | 1-in-2 | 2021 | 13 | 366.635 | 349.4132 | 10.756 | 90.4921 | 0
| Zone | Remainder of System | 9 | Monthly System Peak Day | SCE | 1-in-2 | 2021 | 14 | 326.4159 | 314.2138 | 10.7639 | 93.4192 | 0
| Zone | Remainder of System | 9 | Monthly System Peak Day | SCE | 1-in-2 | 2021 | 15 | 281.9042 | 281.0422 | 10.8024 | 94.5626 | 0
| Zone | Remainder of System | 9 | Monthly System Peak Day | SCE | 1-in-2 | 2021 | 16 | 251.3256 | 239.9735 | 10.8252 | 93.9402 | 0
| Zone | Remainder of System | 9 | Monthly System Peak Day | SCE | 1-in-2 | 2021 | 17 | 252.9631 | 256.7493 | 11.7293 | 93.476 | 0
| Zone | Remainder of System | 9 | Monthly System Peak Day | SCE | 1-in-2 | 2021 | 18 | 223.3197 | 253.2422 | 11.7202 | 92.5105 | 0
| Zone | Remainder of System | 9 | Monthly System Peak Day | SCE | 1-in-2 | 2021 | 19 | 226.527 | 205.4678 | 11.5031 | 91.3939 | 0
| Zone | Remainder of System | 9 | Monthly System Peak Day | SCE | 1-in-2 | 2021 | 20 | 228.066 | 197.9825 | 10.9116 | 88.8968 | 0
| Zone | Remainder of System | 9 | Monthly System Peak Day | SCE | 1-in-2 | 2021 | 21 | 239.0081 | 218.6329 | 11.9465 | 85.0871 | 0
| Zone | Remainder of System | 9 | Monthly System Peak Day | SCE | 1-in-2 | 2021 | 22 | 384.866 | 346.4311 | 10.8466 | 82.6259 | 0
| Zone | Remainder of System | 9 | Monthly System Peak Day | SCE | 1-in-2 | 2021 | 23 | 387.9737 | 336.7031 | 10.7273 | 80.7753 | 0
| Zone | Remainder of System | 9 | Monthly System Peak Day | SCE | 1-in-2 | 2021 | 24 | 341.6584 | 307.9644 | 10.7421 | 78.9817 | 0
| Zone | Remainder of System | 10 | Average Weekday | SCE | 1-in-2 | 2021 | 1 | 275.3954 | 285.5861 | 10.219 | 62.4444 | 0
| Zone | Remainder of System | 10 | Average Weekday | SCE | 1-in-2 | 2021 | 2 | 269.4398 | 275.7998 | 10.1205 | 61.5437 | 0
| Zone | Remainder of System | 10 | Average Weekday | SCE | 1-in-2 | 2021 | 3 | 412.5167 | 421.9364 | 10.1067 | 60.6485 | 0
| Zone | Remainder of System | 10 | Average Weekday | SCE | 1-in-2 | 2021 | 4 | 574.5072 | 589.2499 | 10.0736 | 59.9332 | 0
| Zone | Remainder of System | 10 | Average Weekday | SCE | 1-in-2 | 2021 | 5 | 570.1858 | 584.2537 | 10.0703 | 59.2025 | 0
| Zone | Remainder of System | 10 | Average Weekday | SCE | 1-in-2 | 2021 | 6 | 557.3472 | 572.4415 | 10.0263 | 58.6584 | 0
| Zone | Remainder of System | 10 | Average Weekday | SCE | 1-in-2 | 2021 | 7 | 557.2731 | 556.2313 | 10.0201 | 58.2291 | 0
| Zone | Remainder of System | 10 | Average Weekday | SCE | 1-in-2 | 2021 | 8 | 555.9315 | 554.5336 | 10.2946 | 57.9539 | 0
| Zone | Remainder of System | 10 | Average Weekday | SCE | 1-in-2 | 2021 | 9 | 526.6771 | 561.8522 | 10.6782 | 58.3197 | 0
| Zone | Remainder of System | 10 | Average Weekday | SCE | 1-in-2 | 2021 | 10 | 510.4919 | 528.0906 | 10.4319 | 60.8693 | 0
| Zone | Remainder of System | 10 | Average Weekday | SCE | 1-in-2 | 2021 | 11 | 499.0225 | 512.0164 | 10.6424 | 64.43 | 0
| Zone | Remainder of System | 10 | Average Weekday | SCE | 1-in-2 | 2021 | 12 | 489.66 | 498.8724 | 10.8742 | 68.177 | 0
| Zone | Remainder of System | 10 | Average Weekday | SCE | 1-in-2 | 2021 | 13 | 397.1117 | 407.3307 | 11.0521 | 71.2953 | 0
| Zone | Remainder of System | 10 | Average Weekday | SCE | 1-in-2 | 2021 | 14 | 342.9004 | 350.0014 | 10.9146 | 73.5492 | 0
| Zone | Remainder of System | 10 | Average Weekday | SCE | 1-in-2 | 2021 | 15 | 302.2614 | 309.0181 | 10.5439 | 74.9618 | 0
| Zone | Remainder of System | 10 | Average Weekday | SCE | 1-in-2 | 2021 | 16 | 272.032 | 274.7283 | 10.093 | 75.8111 | 0
| Zone | Remainder of System | 10 | Average Weekday | SCE | 1-in-2 | 2021 | 17 | 265.8036 | 270.7841 | 10.0425 | 75.6843 | 0
| Zone | Remainder of System | 10 | Average Weekday | SCE | 1-in-2 | 2021 | 18 | 247.0824 | 252.8476 | 10.0925 | 74.5942 | 0
| Zone | Remainder of System | 10 | Average Weekday | SCE | 1-in-2 | 2021 | 19 | 264.1628 | 270.7793 | 10.7225 | 72.5631 | 0
| Zone | Remainder of System | 10 | Average Weekday | SCE | 1-in-2 | 2021 | 20 | 259.811 | 263.2712 | 10.448 | 69.6331 | 0
| Zone | Remainder of System | 10 | Average Weekday | SCE | 1-in-2 | 2021 | 21 | 250.0478 | 255.6967 | 9.9949 | 67.329 | 0
| Zone | Remainder of System | 10 | Average Weekday | SCE | 1-in-2 | 2021 | 22 | 421.8238 | 439.4329 | 10.0102 | 65.6424 | 0
| Zone | Remainder of System | 10 | Average Weekday | SCE | 1-in-2 | 2021 | 23 | 391.769 | 411.9341 | 10.1473 | 64.3401 | 0
| Zone | Remainder of System | 10 | Average Weekday | SCE | 1-in-2 | 2021 | 24 | 317.7358 | 341.1471 | 10.3076 | 63.2154 | 0
| Zone | Remainder of System | 10 | Monthly System Peak Day | SCE | 1-in-2 | 2021 | 1 | 275.3954 | 295.3453 | 10.0759 | 70.789 | 0
| Zone | Remainder of System | 10 | Monthly System Peak Day | SCE | 1-in-2 | 2021 | 2 | 269.4398 | 280.6909 | 10.0238 | 69.3827 | 0
| Zone | Remainder of System | 10 | Monthly System Peak Day | SCE | 1-in-2 | 2021 | 3 | 412.5167 | 425.899 | 10.0173 | 67.3456 | 0
| Zone | Remainder of System | 10 | Monthly System Peak Day | SCE | 1-in-2 | 2021 | 4 | 574.5072 | 590.8981 | 10.0048 | 66.5839 | 0
| Zone | Remainder of System | 10 | Monthly System Peak Day | SCE | 1-in-2 | 2021 | 5 | 570.1858 | 589.2776 | 9.9994 | 65.9856 | 0
| Zone | Remainder of System | 10 | Monthly System Peak Day | SCE | 1-in-2 | 2021 | 6 | 557.3472 | 571.003 | 9.9787 | 65.2669 | 0
| Zone | Remainder of System | 10 | Monthly System Peak Day | SCE | 1-in-2 | 2021 | 7 | 557.2731 | 550.2405 | 9.9743 | 64.3182 | 0
| Zone | Remainder of System | 10 | Monthly System Peak Day | SCE | 1-in-2 | 2021 | 8 | 555.9315 | 559.8691 | 10.1259 | 64.1286 | 0
| Zone | Remainder of System | 10 | Monthly System Peak Day | SCE | 1-in-2 | 2021 | 9 | 526.6771 | 573.5875 | 10.3979 | 64.9142 | 0
| Zone | Remainder of System | 10 | Monthly System Peak Day | SCE | 1-in-2 | 2021 | 10 | 510.4919 | 533.0634 | 10.2105 | 69.0419 | 0
| Zone | Remainder of System | 10 | Monthly System Peak Day | SCE | 1-in-2 | 2021 | 11 | 499.0225 | 520.6572 | 10.3533 | 75.3311 | 0
| Zone | Remainder of System | 10 | Monthly System Peak Day | SCE | 1-in-2 | 2021 | 12 | 489.66 | 512.4622 | 10.521 | 81.3694 | 0
| Zone | Remainder of System | 10 | Monthly System Peak Day | SCE | 1-in-2 | 2021 | 13 | 397.1117 | 407.017 | 10.6565 | 85.661 | 0
| Zone | Remainder of System | 10 | Monthly System Peak Day | SCE | 1-in-2 | 2021 | 14 | 342.9004 | 349.3502 | 10.5548 | 88.0198 | 0
| Zone | Remainder of System | 10 | Monthly System Peak Day | SCE | 1-in-2 | 2021 | 15 | 302.2614 | 309.1169 | 10.2755 | 89.3562 | 0
| Zone | Remainder of System | 10 | Monthly System Peak Day | SCE | 1-in-2 | 2021 | 16 | 272.032 | 273.3833 | 9.9855 | 90.0823 | 0
| Zone | Remainder of System | 10 | Monthly System Peak Day | SCE | 1-in-2 | 2021 | 17 | 265.8036 | 270.8871 | 9.9985 | 89.8948 | 0
| Zone | Remainder of System | 10 | Monthly System Peak Day | SCE | 1-in-2 | 2021 | 18 | 247.0824 | 253.0713 | 9.9985 | 88.749 | 0
| Zone | Remainder of System | 10 | Monthly System Peak Day | SCE | 1-in-2 | 2021 | 19 | 264.1628 | 269.8609 | 10.6894 | 86.7542 | 0
| Zone | Remainder of System | 10 | Monthly System Peak Day | SCE | 1-in-2 | 2021 | 20 | 259.811 | 263.8492 | 10.4476 | 83.4368 | 0
| Zone | Remainder of System | 10 | Monthly System Peak Day | SCE | 1-in-2 | 2021 | 21 | 250.0478 | 258.2839 | 10.1914 | 80.0617 | 0
| Zone | Remainder of System | 10 | Monthly System Peak Day | SCE | 1-in-2 | 2021 | 22 | 421.8238 | 439.3842 | 9.9507 | 77.4533 | 0
| Zone | Remainder of System | 10 | Monthly System Peak Day | SCE | 1-in-2 | 2021 | 23 | 391.769 | 415.6187 | 10.0332 | 74.9468 | 0
| Zone | Remainder of System | 10 | Monthly System Peak Day | SCE | 1-in-2 | 2021 | 24 | 317.7358 | 355.3971 | 10.1339 | 73.4656 | 0
| Zone | Remainder of System | 11 | Average Weekday | SCE | 1-in-2 | 2021 | 1 | 259.8744 | 266.3387 | 10.1203 | 56.3377 | 0
| Zone | Remainder of System | 11 | Average Weekday | SCE | 1-in-2 | 2021 | 2 | 259.0464 | 264.8848 | 10.1301 | 55.4292 | 0
| Zone | Remainder of System | 11 | Average Weekday | SCE | 1-in-2 | 2021 | 3 | 396.7296 | 407.232 | 10.108 | 54.7265 | 0
| Zone | Remainder of System | 11 | Average Weekday | SCE | 1-in-2 | 2021 | 4 | 569.4473 | 586.8278 | 10.116 | 54.1046 | 0
| Zone | Remainder of System | 11 | Average Weekday | SCE | 1-in-2 | 2021 | 5 | 544.779 | 569.9127 | 10.0934 | 53.5218 | 0
| Zone | Remainder of System | 11 | Average Weekday | SCE | 1-in-2 | 2021 | 6 | 523.1304 | 548.2541 | 10.0965 | 52.9617 | 0
| Zone | Remainder of System | 11 | Average Weekday | SCE | 1-in-2 | 2021 | 7 | 529.7841 | 527.0917 | 10.2602 | 52.6793 | 0
| Zone | Remainder of System | 11 | Average Weekday | SCE | 1-in-2 | 2021 | 8 | 518.4333 | 520.2261 | 10.5369 | 52.5522 | 0
| Zone | Remainder of System | 11 | Average Weekday | SCE | 1-in-2 | 2021 | 9 | 500.8049 | 525.837 | 10.2948 | 54.1377 | 0
| Zone | Remainder of System | 11 | Average Weekday | SCE | 1-in-2 | 2021 | 10 | 480.6674 | 493.0372 | 10.5348 | 57.6626 | 0
| Zone | Remainder of System | 11 | Average Weekday | SCE | 1-in-2 | 2021 | 11 | 459.1544 | 467.2706 | 10.72 | 61.6392 | 0
| Zone | Remainder of System | 11 | Average Weekday | SCE | 1-in-2 | 2021 | 12 | 453.5522 | 459.9198 | 10.8258 | 65.053 | 0
| Zone | Remainder of System | 11 | Average Weekday | SCE | 1-in-2 | 2021 | 13 | 371.2738 | 382.3156 | 10.6514 | 67.5163 | 0
| Zone | Remainder of System | 11 | Average Weekday | SCE | 1-in-2 | 2021 | 14 | 334.071 | 341.7629 | 10.4086 | 69.0679 | 0
| Zone | Remainder of System | 11 | Average Weekday | SCE | 1-in-2 | 2021 | 15 | 285.9527 | 295.3785 | 10.1055 | 69.9383 | 0
| Zone | Remainder of System | 11 | Average Weekday | SCE | 1-in-2 | 2021 | 16 | 258.5213 | 261.0837 | 10.1452 | 70.0307 | 0
| Zone | Remainder of System | 11 | Average Weekday | SCE | 1-in-2 | 2021 | 17 | 260.1075 | 265.494 | 10.1094 | 69.073 | 0
| Zone | Remainder of System | 11 | Average Weekday | SCE | 1-in-2 | 2021 | 18 | 242.0397 | 248.173 | 10.2518 | 66.8593 | 0
| Zone | Remainder of System | 11 | Average Weekday | SCE | 1-in-2 | 2021 | 19 | 260.8025 | 265.0827 | 10.4981 | 64.2909 | 0
| Zone | Remainder of System | 11 | Average Weekday | SCE | 1-in-2 | 2021 | 20 | 250.4928 | 311.089 | 12.188 | 62.3427 | 0
| Zone | Remainder of System | 11 | Average Weekday | SCE | 1-in-2 | 2021 | 21 | 239.3796 | 245.6485 | 9.9691 | 60.7342 | 0
| Zone | Remainder of System | 11 | Average Weekday | SCE | 1-in-2 | 2021 | 22 | 404.011 | 419.4665 | 10.0803 | 59.3492 | 0
| Zone | Remainder of System | 11 | Average Weekday | SCE | 1-in-2 | 2021 | 23 | 375.1989 | 389.4614 | 10.2279 | 58.1896 | 0
| Zone | Remainder of System | 11 | Average Weekday | SCE | 1-in-2 | 2021 | 24 | 300.2812 | 313.0161 | 10.1736 | 57.2544 | 0
| Zone | Remainder of System | 11 | Monthly System Peak Day | SCE | 1-in-2 | 2021 | 1 | 259.8744 | 271.1531 | 10.0519 | 62.9629 | 0
| Zone | Remainder of System | 11 | Monthly System Peak Day | SCE | 1-in-2 | 2021 | 2 | 259.0464 | 268.7806 | 10.0643 | 61.5748 | 0
| Zone | Remainder of System | 11 | Monthly System Peak Day | SCE | 1-in-2 | 2021 | 3 | 396.7296 | 410.0291 | 10.0528 | 60.682 | 0
| Zone | Remainder of System | 11 | Monthly System Peak Day | SCE | 1-in-2 | 2021 | 4 | 569.4473 | 589.7154 | 10.0593 | 59.921 | 0
| Zone | Remainder of System | 11 | Monthly System Peak Day | SCE | 1-in-2 | 2021 | 5 | 544.779 | 572.6666 | 10.0512 | 59.1649 | 0
| Zone | Remainder of System | 11 | Monthly System Peak Day | SCE | 1-in-2 | 2021 | 6 | 523.1304 | 548.5807 | 10.0547 | 58.0889 | 0
| Zone | Remainder of System | 11 | Monthly System Peak Day | SCE | 1-in-2 | 2021 | 7 | 529.7841 | 517.1118 | 10.1879 | 57.8746 | 0
| Zone | Remainder of System | 11 | Monthly System Peak Day | SCE | 1-in-2 | 2021 | 8 | 518.4333 | 529.841 | 10.5348 | 57.32 | 0
| Zone | Remainder of System | 11 | Monthly System Peak Day | SCE | 1-in-2 | 2021 | 9 | 500.8049 | 534.0698 | 10.2247 | 59.5354 | 0
| Zone | Remainder of System | 11 | Monthly System Peak Day | SCE | 1-in-2 | 2021 | 10 | 480.6674 | 501.2857 | 10.5249 | 64.4605 | 0
| Zone | Remainder of System | 11 | Monthly System Peak Day | SCE | 1-in-2 | 2021 | 11 | 459.1544 | 479.3766 | 10.7883 | 70.7812 | 0
| Zone | Remainder of System | 11 | Monthly System Peak Day | SCE | 1-in-2 | 2021 | 12 | 453.5522 | 475.8607 | 10.949 | 76.6454 | 0
| Zone | Remainder of System | 11 | Monthly System Peak Day | SCE | 1-in-2 | 2021 | 13 | 371.2738 | 382.7548 | 10.6878 | 80.6052 | 0
| Zone | Remainder of System | 11 | Monthly System Peak Day | SCE | 1-in-2 | 2021 | 14 | 334.071 | 339.9932 | 10.3562 | 83.1096 | 0
| Zone | Remainder of System | 11 | Monthly System Peak Day | SCE | 1-in-2 | 2021 | 15 | 285.9527 | 295.6415 | 10.0307 | 84.4602 | 0
| Zone | Remainder of System | 11 | Monthly System Peak Day | SCE | 1-in-2 | 2021 | 16 | 258.5213 | 259.9331 | 10.0709 | 84.6998 | 0
| Zone | Remainder of System | 11 | Monthly System Peak Day | SCE | 1-in-2 | 2021 | 17 | 260.1075 | 267.6216 | 10.0381 | 83.4215 | 0
| Zone | Remainder of System | 11 | Monthly System Peak Day | SCE | 1-in-2 | 2021 | 18 | 242.0397 | 250.7466 | 10.175 | 80.7623 | 0
| Zone | Remainder of System | 11 | Monthly System Peak Day | SCE | 1-in-2 | 2021 | 19 | 260.8025 | 266.2271 | 10.4974 | 76.9132 | 0
| Zone | Remainder of System | 11 | Monthly System Peak Day | SCE | 1-in-2 | 2021 | 20 | 250.4928 | 358.5453 | 18.2509 | 74.1084 | 0
| Zone | Remainder of System | 11 | Monthly System Peak Day | SCE | 1-in-2 | 2021 | 21 | 239.3796 | 247.9381 | 10.2187 | 71.8048 | 0
| Zone | Remainder of System | 11 | Monthly System Peak Day | SCE | 1-in-2 | 2021 | 22 | 404.011 | 420.8119 | 10.0155 | 69.7539 | 0
| Zone | Remainder of System | 11 | Monthly System Peak Day | SCE | 1-in-2 | 2021 | 23 | 375.1989 | 395.5456 | 10.1541 | 68.1384 | 0
| Zone | Remainder of System | 11 | Monthly System Peak Day | SCE | 1-in-2 | 2021 | 24 | 300.2812 | 321.7996 | 10.0951 | 66.5664 | 0
| Zone | Remainder of System | 12 | Average Weekday | SCE | 1-in-2 | 2021 | 1 | 243.9046 | 250.2163 | 10.0049 | 50.1723 | 0
| Zone | Remainder of System | 12 | Average Weekday | SCE | 1-in-2 | 2021 | 2 | 239.9145 | 245.6914 | 10.0207 | 49.47 | 0
| Zone | Remainder of System | 12 | Average Weekday | SCE | 1-in-2 | 2021 | 3 | 371.6171 | 381.7374 | 10.0242 | 48.8424 | 0
| Zone | Remainder of System | 12 | Average Weekday | SCE | 1-in-2 | 2021 | 4 | 544.207 | 560.7903 | 10.028 | 48.2737 | 0
| Zone | Remainder of System | 12 | Average Weekday | SCE | 1-in-2 | 2021 | 5 | 521.3008 | 547.9117 | 10.0306 | 47.7582 | 0
| Zone | Remainder of System | 12 | Average Weekday | SCE | 1-in-2 | 2021 | 6 | 489.6508 | 518.6468 | 10.033 | 47.2208 | 0
| Zone | Remainder of System | 12 | Average Weekday | SCE | 1-in-2 | 2021 | 7 | 484.3142 | 482.3651 | 10.0062 | 46.8903 | 0
| Zone | Remainder of System | 12 | Average Weekday | SCE | 1-in-2 | 2021 | 8 | 481.8032 | 487.2525 | 9.987 | 46.6249 | 0
| Zone | Remainder of System | 12 | Average Weekday | SCE | 1-in-2 | 2021 | 9 | 463.0379 | 489.8106 | 9.9708 | 47.1296 | 0
| Zone | Remainder of System | 12 | Average Weekday | SCE | 1-in-2 | 2021 | 10 | 436.732 | 451.9303 | 9.9838 | 49.7166 | 0
| Zone | Remainder of System | 12 | Average Weekday | SCE | 1-in-2 | 2021 | 11 | 417.0794 | 427.0978 | 9.9738 | 53.0028 | 0
| Zone | Remainder of System | 12 | Average Weekday | SCE | 1-in-2 | 2021 | 12 | 409.8935 | 416.736 | 9.967 | 56.0652 | 0
| Zone | Remainder of System | 12 | Average Weekday | SCE | 1-in-2 | 2021 | 13 | 337.2351 | 347.8506 | 9.9716 | 58.4044 | 0
| Zone | Remainder of System | 12 | Average Weekday | SCE | 1-in-2 | 2021 | 14 | 301.2101 | 308.8539 | 9.9764 | 60.0157 | 0
| Zone | Remainder of System | 12 | Average Weekday | SCE | 1-in-2 | 2021 | 15 | 268.5191 | 277.0743 | 9.9835 | 60.9106 | 0
| Zone | Remainder of System | 12 | Average Weekday | SCE | 1-in-2 | 2021 | 16 | 237.4474 | 239.7657 | 10.0028 | 61.1029 | 0
| Zone | Remainder of System | 12 | Average Weekday | SCE | 1-in-2 | 2021 | 17 | 239.5729 | 245.2726 | 10.0106 | 60.4067 | 0
| Zone | Remainder of System | 12 | Average Weekday | SCE | 1-in-2 | 2021 | 18 | 223.4375 | 229.3593 | 9.9963 | 58.4535 | 0
| Zone | Remainder of System | 12 | Average Weekday | SCE | 1-in-2 | 2021 | 19 | 243.0785 | 247.3159 | 10.4978 | 56.1744 | 0
| Zone | Remainder of System | 12 | Average Weekday | SCE | 1-in-2 | 2021 | 20 | 240.0324 | 301.7677 | 10.474 | 54.5751 | 0
| Zone | Remainder of System | 12 | Average Weekday | SCE | 1-in-2 | 2021 | 21 | 229.2584 | 235.6771 | 9.969 | 53.3029 | 0
| Zone | Remainder of System | 12 | Average Weekday | SCE | 1-in-2 | 2021 | 22 | 391.0905 | 406.7329 | 9.9454 | 52.1925 | 0
| Zone | Remainder of System | 12 | Average Weekday | SCE | 1-in-2 | 2021 | 23 | 363.7993 | 377.4838 | 9.9756 | 51.2585 | 0
| Zone | Remainder of System | 12 | Average Weekday | SCE | 1-in-2 | 2021 | 24 | 289.5388 | 301.9438 | 9.9877 | 50.3709 | 0
| Zone | Remainder of System | 12 | Monthly System Peak Day | SCE | 1-in-2 | 2021 | 1 | 243.9046 | 250.2163 | 10.0049 | 42.6698 | 0
| Zone | Remainder of System | 12 | Monthly System Peak Day | SCE | 1-in-2 | 2021 | 2 | 239.9145 | 245.6914 | 10.0207 | 41.9151 | 0
| Zone | Remainder of System | 12 | Monthly System Peak Day | SCE | 1-in-2 | 2021 | 3 | 371.6171 | 381.7374 | 10.0242 | 41.1108 | 0
| Zone | Remainder of System | 12 | Monthly System Peak Day | SCE | 1-in-2 | 2021 | 4 | 544.207 | 560.7903 | 10.028 | 40.6979 | 0
| Zone | Remainder of System | 12 | Monthly System Peak Day | SCE | 1-in-2 | 2021 | 5 | 521.3008 | 547.9117 | 10.0306 | 40.2189 | 0
| Zone | Remainder of System | 12 | Monthly System Peak Day | SCE | 1-in-2 | 2021 | 6 | 489.6508 | 518.6468 | 10.033 | 39.9074 | 0
| Zone | Remainder of System | 12 | Monthly System Peak Day | SCE | 1-in-2 | 2021 | 7 | 484.3142 | 482.3651 | 10.0062 | 39.547 | 0
| Zone | Remainder of System | 12 | Monthly System Peak Day | SCE | 1-in-2 | 2021 | 8 | 481.8032 | 487.2525 | 9.987 | 38.9194 | 0
| Zone | Remainder of System | 12 | Monthly System Peak Day | SCE | 1-in-2 | 2021 | 9 | 463.0379 | 489.8106 | 9.9708 | 39.6245 | 0
| Zone | Remainder of System | 12 | Monthly System Peak Day | SCE | 1-in-2 | 2021 | 10 | 436.732 | 451.9303 | 9.9838 | 43.6048 | 0
| Zone | Remainder of System | 12 | Monthly System Peak Day | SCE | 1-in-2 | 2021 | 11 | 417.0794 | 427.0978 | 9.9738 | 48.0539 | 0
| Zone | Remainder of System | 12 | Monthly System Peak Day | SCE | 1-in-2 | 2021 | 12 | 409.8935 | 416.736 | 9.967 | 52.486 | 0
| Zone | Remainder of System | 12 | Monthly System Peak Day | SCE | 1-in-2 | 2021 | 13 | 337.2351 | 347.8506 | 9.9716 | 55.021 | 0
| Zone | Remainder of System | 12 | Monthly System Peak Day | SCE | 1-in-2 | 2021 | 14 | 301.2101 | 308.8539 | 9.9764 | 56.6707 | 0
| Zone | Remainder of System | 12 | Monthly System Peak Day | SCE | 1-in-2 | 2021 | 15 | 268.5191 | 277.0743 | 9.9835 | 57.6764 | 0
| Zone | Remainder of System | 12 | Monthly System Peak Day | SCE | 1-in-2 | 2021 | 16 | 237.4474 | 239.7657 | 10.0028 | 58.0747 | 0
| Zone | Remainder of System | 12 | Monthly System Peak Day | SCE | 1-in-2 | 2021 | 17 | 239.5729 | 245.2726 | 10.0106 | 57.8306 | 0
| Zone | Remainder of System | 12 | Monthly System Peak Day | SCE | 1-in-2 | 2021 | 18 | 223.4375 | 229.3593 | 9.9963 | 55.8258 | 0
| Zone | Remainder of System | 12 | Monthly System Peak Day | SCE | 1-in-2 | 2021 | 19 | 243.0785 | 247.3159 | 10.4978 | 52.9366 | 0
| Zone | Remainder of System | 12 | Monthly System Peak Day | SCE | 1-in-2 | 2021 | 20 | 240.0324 | 301.7677 | 10.474 | 50.7595 | 0
| Zone | Remainder of System | 12 | Monthly System Peak Day | SCE | 1-in-2 | 2021 | 21 | 229.2584 | 235.6771 | 9.969 | 48.9271 | 0
| Zone | Remainder of System | 12 | Monthly System Peak Day | SCE | 1-in-2 | 2021 | 22 | 391.0905 | 406.7329 | 9.9454 | 47.1432 | 0
| Zone | Remainder of System | 12 | Monthly System Peak Day | SCE | 1-in-2 | 2021 | 23 | 363.7993 | 377.4838 | 9.9756 | 45.5948 | 0
| Zone | Remainder of System | 12 | Monthly System Peak Day | SCE | 1-in-2 | 2021 | 24 | 289.5388 | 301.9438 | 9.9877 | 44.4353 | 0
| Zone | Remainder of System | 1 | Average Weekday | SCE | 1-in-2 | 2022 | 1 | 258.9171 | 265.1525 | 8.5104 | 51.6842 | 0
| Zone | Remainder of System | 1 | Average Weekday | SCE | 1-in-2 | 2022 | 2 | 254.8678 | 261.8648 | 8.5349 | 50.7685 | 0
| Zone | Remainder of System | 1 | Average Weekday | SCE | 1-in-2 | 2022 | 3 | 393.8292 | 405.4141 | 8.5402 | 49.9205 | 0
| Zone | Remainder of System | 1 | Average Weekday | SCE | 1-in-2 | 2022 | 4 | 564.4678 | 582.1497 | 8.5465 | 49.2463 | 0
| Zone | Remainder of System | 1 | Average Weekday | SCE | 1-in-2 | 2022 | 5 | 540.606 | 568.4525 | 8.5499 | 48.4951 | 0
| Zone | Remainder of System | 1 | Average Weekday | SCE | 1-in-2 | 2022 | 6 | 523.7117 | 552.7014 | 8.5548 | 47.8427 | 0
| Zone | Remainder of System | 1 | Average Weekday | SCE | 1-in-2 | 2022 | 7 | 530.054 | 527.9852 | 8.5176 | 47.4947 | 0
| Zone | Remainder of System | 1 | Average Weekday | SCE | 1-in-2 | 2022 | 8 | 524.813 | 530.5946 | 8.4733 | 47.191 | 0
| Zone | Remainder of System | 1 | Average Weekday | SCE | 1-in-2 | 2022 | 9 | 493.3649 | 517.9099 | 8.4294 | 47.8607 | 0
| Zone | Remainder of System | 1 | Average Weekday | SCE | 1-in-2 | 2022 | 10 | 476.4738 | 489.632 | 8.4544 | 51.2694 | 0
| Zone | Remainder of System | 1 | Average Weekday | SCE | 1-in-2 | 2022 | 11 | 450.3796 | 458.7524 | 8.4165 | 55.8102 | 0
| Zone | Remainder of System | 1 | Average Weekday | SCE | 1-in-2 | 2022 | 12 | 446.4729 | 452.1691 | 8.3818 | 60.0831 | 0
| Zone | Remainder of System | 1 | Average Weekday | SCE | 1-in-2 | 2022 | 13 | 377.0636 | 387.6962 | 8.3741 | 63.2369 | 0
| Zone | Remainder of System | 1 | Average Weekday | SCE | 1-in-2 | 2022 | 14 | 338.9849 | 346.6745 | 8.4034 | 65.3415 | 0
| Zone | Remainder of System | 1 | Average Weekday | SCE | 1-in-2 | 2022 | 15 | 296.1837 | 303.9616 | 8.452 | 66.6752 | 0
| Zone | Remainder of System | 1 | Average Weekday | SCE | 1-in-2 | 2022 | 16 | 263.5432 | 265.8827 | 8.5051 | 67.1856 | 0
| Zone | Remainder of System | 1 | Average Weekday | SCE | 1-in-2 | 2022 | 17 | 265.1658 | 271.2818 | 8.3959 | 66.6752 | 0
| Zone | Remainder of System | 1 | Average Weekday | SCE | 1-in-2 | 2022 | 18 | 246.3113 | 252.216 | 8.3756 | 64.7423 | 0
| Zone | Remainder of System | 1 | Average Weekday | SCE | 1-in-2 | 2022 | 19 | 261.0429 | 265.347 | 8.6687 | 61.5145 | 0
| Zone | Remainder of System | 1 | Average Weekday | SCE | 1-in-2 | 2022 | 20 | 253.8374 | 315.5764 | 8.6785 | 59.0859 | 0
| Zone | Remainder of System | 1 | Average Weekday | SCE | 1-in-2 | 2022 | 21 | 237.807 | 244.163 | 8.2991 | 57.2936 | 0
| Zone | Remainder of System | 1 | Average Weekday | SCE | 1-in-2 | 2022 | 22 | 405.6892 | 421.4953 | 8.453 | 55.8199 | 0
| Zone | Remainder of System | 1 | Average Weekday | SCE | 1-in-2 | 2022 | 23 | 387.8579 | 402.2276 | 8.4794 | 54.5391 | 0
| Zone | Remainder of System | 1 | Average Weekday | SCE | 1-in-2 | 2022 | 24 | 317.105 | 329.5013 | 8.4837 | 53.3992 | 0
| Zone | Remainder of System | 1 | Monthly System Peak Day | SCE | 1-in-2 | 2022 | 1 | 258.9171 | 265.1525 | 8.5104 | 45.2329 | 0
| Zone | Remainder of System | 1 | Monthly System Peak Day | SCE | 1-in-2 | 2022 | 2 | 254.8678 | 261.8648 | 8.5349 | 44.3477 | 0
| Zone | Remainder of System | 1 | Monthly System Peak Day | SCE | 1-in-2 | 2022 | 3 | 393.8292 | 405.4141 | 8.5402 | 43.1525 | 0
| Zone | Remainder of System | 1 | Monthly System Peak Day | SCE | 1-in-2 | 2022 | 4 | 564.4678 | 582.1497 | 8.5465 | 42.4549 | 0
| Zone | Remainder of System | 1 | Monthly System Peak Day | SCE | 1-in-2 | 2022 | 5 | 540.606 | 568.4525 | 8.5499 | 41.466 | 0
| Zone | Remainder of System | 1 | Monthly System Peak Day | SCE | 1-in-2 | 2022 | 6 | 523.7117 | 552.7014 | 8.5548 | 41.032 | 0
| Zone | Remainder of System | 1 | Monthly System Peak Day | SCE | 1-in-2 | 2022 | 7 | 530.054 | 527.9852 | 8.5176 | 40.989 | 0
| Zone | Remainder of System | 1 | Monthly System Peak Day | SCE | 1-in-2 | 2022 | 8 | 524.813 | 530.5946 | 8.4733 | 41.1076 | 0
| Zone | Remainder of System | 1 | Monthly System Peak Day | SCE | 1-in-2 | 2022 | 9 | 493.3649 | 517.9099 | 8.4294 | 41.7407 | 0
| Zone | Remainder of System | 1 | Monthly System Peak Day | SCE | 1-in-2 | 2022 | 10 | 476.4738 | 489.632 | 8.4544 | 44.4336 | 0
| Zone | Remainder of System | 1 | Monthly System Peak Day | SCE | 1-in-2 | 2022 | 11 | 450.3796 | 458.7524 | 8.4165 | 47.8574 | 0
| Zone | Remainder of System | 1 | Monthly System Peak Day | SCE | 1-in-2 | 2022 | 12 | 446.4729 | 452.1691 | 8.3818 | 50.8356 | 0
| Zone | Remainder of System | 1 | Monthly System Peak Day | SCE | 1-in-2 | 2022 | 13 | 377.0636 | 387.6962 | 8.3741 | 52.4705 | 0
| Zone | Remainder of System | 1 | Monthly System Peak Day | SCE | 1-in-2 | 2022 | 14 | 338.9849 | 346.6745 | 8.4034 | 52.7748 | 0
| Zone | Remainder of System | 1 | Monthly System Peak Day | SCE | 1-in-2 | 2022 | 15 | 296.1837 | 303.9616 | 8.452 | 53.0031 | 0
| Zone | Remainder of System | 1 | Monthly System Peak Day | SCE | 1-in-2 | 2022 | 16 | 263.5432 | 265.8827 | 8.5051 | 54.3325 | 0
| Zone | Remainder of System | 1 | Monthly System Peak Day | SCE | 1-in-2 | 2022 | 17 | 265.1658 | 271.2818 | 8.3959 | 54.7159 | 0
| Zone | Remainder of System | 1 | Monthly System Peak Day | SCE | 1-in-2 | 2022 | 18 | 246.3113 | 252.216 | 8.3756 | 53.6653 | 0
| Zone | Remainder of System | 1 | Monthly System Peak Day | SCE | 1-in-2 | 2022 | 19 | 261.0429 | 265.347 | 8.6687 | 51.839 | 0
| Zone | Remainder of System | 1 | Monthly System Peak Day | SCE | 1-in-2 | 2022 | 20 | 253.8374 | 315.5764 | 8.6785 | 50.4515 | 0
| Zone | Remainder of System | 1 | Monthly System Peak Day | SCE | 1-in-2 | 2022 | 21 | 237.807 | 244.163 | 8.2991 | 49.5422 | 0
| Zone | Remainder of System | 1 | Monthly System Peak Day | SCE | 1-in-2 | 2022 | 22 | 405.6892 | 421.4953 | 8.453 | 48.5366 | 0
| Zone | Remainder of System | 1 | Monthly System Peak Day | SCE | 1-in-2 | 2022 | 23 | 387.8579 | 402.2276 | 8.4794 | 47.118 | 0
| Zone | Remainder of System | 1 | Monthly System Peak Day | SCE | 1-in-2 | 2022 | 24 | 317.105 | 329.5013 | 8.4837 | 46.2753 | 0
| Zone | Remainder of System | 2 | Average Weekday | SCE | 1-in-2 | 2022 | 1 | 258.1976 | 265.1365 | 8.5657 | 51.2742 | 0
| Zone | Remainder of System | 2 | Average Weekday | SCE | 1-in-2 | 2022 | 2 | 252.0582 | 258.8381 | 8.5957 | 50.4072 | 0
| Zone | Remainder of System | 2 | Average Weekday | SCE | 1-in-2 | 2022 | 3 | 386.4758 | 399.0427 | 8.6021 | 49.536 | 0
| Zone | Remainder of System | 2 | Average Weekday | SCE | 1-in-2 | 2022 | 4 | 554.2401 | 573.5273 | 8.6095 | 48.8013 | 0
| Zone | Remainder of System | 2 | Average Weekday | SCE | 1-in-2 | 2022 | 5 | 537.6944 | 568.3921 | 8.6128 | 48.212 | 0
| Zone | Remainder of System | 2 | Average Weekday | SCE | 1-in-2 | 2022 | 6 | 524.6583 | 555.8123 | 8.6172 | 47.6223 | 0
| Zone | Remainder of System | 2 | Average Weekday | SCE | 1-in-2 | 2022 | 7 | 517.5403 | 515.7567 | 8.5716 | 47.1867 | 0
| Zone | Remainder of System | 2 | Average Weekday | SCE | 1-in-2 | 2022 | 8 | 510.4193 | 516.6412 | 8.5184 | 47.0018 | 0
| Zone | Remainder of System | 2 | Average Weekday | SCE | 1-in-2 | 2022 | 9 | 492.2599 | 516.8481 | 8.4645 | 48.3194 | 0
| Zone | Remainder of System | 2 | Average Weekday | SCE | 1-in-2 | 2022 | 10 | 471.1686 | 483.6962 | 8.4974 | 51.798 | 0
| Zone | Remainder of System | 2 | Average Weekday | SCE | 1-in-2 | 2022 | 11 | 449.5615 | 458.168 | 8.4485 | 55.8778 | 0
| Zone | Remainder of System | 2 | Average Weekday | SCE | 1-in-2 | 2022 | 12 | 444.1133 | 451.7389 | 8.4023 | 59.4056 | 0
| Zone | Remainder of System | 2 | Average Weekday | SCE | 1-in-2 | 2022 | 13 | 371.0231 | 382.4995 | 8.3909 | 62.0189 | 0
| Zone | Remainder of System | 2 | Average Weekday | SCE | 1-in-2 | 2022 | 14 | 329.4401 | 337.7545 | 8.4301 | 63.7177 | 0
| Zone | Remainder of System | 2 | Average Weekday | SCE | 1-in-2 | 2022 | 15 | 283.9864 | 292.9397 | 8.4933 | 64.6926 | 0
| Zone | Remainder of System | 2 | Average Weekday | SCE | 1-in-2 | 2022 | 16 | 253.098 | 256.1981 | 8.5597 | 64.9768 | 0
| Zone | Remainder of System | 2 | Average Weekday | SCE | 1-in-2 | 2022 | 17 | 243.8752 | 248.8201 | 8.4274 | 64.4648 | 0
| Zone | Remainder of System | 2 | Average Weekday | SCE | 1-in-2 | 2022 | 18 | 230.483 | 235.6792 | 8.4009 | 63.0519 | 0
| Zone | Remainder of System | 2 | Average Weekday | SCE | 1-in-2 | 2022 | 19 | 253.4066 | 257.8729 | 8.6687 | 60.4631 | 0
| Zone | Remainder of System | 2 | Average Weekday | SCE | 1-in-2 | 2022 | 20 | 247.093 | 306.8751 | 8.6819 | 58.0362 | 0
| Zone | Remainder of System | 2 | Average Weekday | SCE | 1-in-2 | 2022 | 21 | 226.2209 | 232.411 | 8.2741 | 56.2859 | 0
| Zone | Remainder of System | 2 | Average Weekday | SCE | 1-in-2 | 2022 | 22 | 390.6562 | 406.2664 | 8.4929 | 54.9557 | 0
| Zone | Remainder of System | 2 | Average Weekday | SCE | 1-in-2 | 2022 | 23 | 370.9265 | 385.9168 | 8.5272 | 53.7427 | 0
| Zone | Remainder of System | 2 | Average Weekday | SCE | 1-in-2 | 2022 | 24 | 309.1779 | 322.8321 | 8.5325 | 52.6077 | 0
| Zone | Remainder of System | 2 | Monthly System Peak Day | SCE | 1-in-2 | 2022 | 1 | 258.1976 | 265.1365 | 8.5657 | 43.0796 | 0
| Zone | Remainder of System | 2 | Monthly System Peak Day | SCE | 1-in-2 | 2022 | 2 | 252.0582 | 258.8381 | 8.5957 | 42.6704 | 0
| Zone | Remainder of System | 2 | Monthly System Peak Day | SCE | 1-in-2 | 2022 | 3 | 386.4758 | 399.0427 | 8.6021 | 42.2478 | 0
| Zone | Remainder of System | 2 | Monthly System Peak Day | SCE | 1-in-2 | 2022 | 4 | 554.2401 | 573.5273 | 8.6095 | 41.6455 | 0
| Zone | Remainder of System | 2 | Monthly System Peak Day | SCE | 1-in-2 | 2022 | 5 | 537.6944 | 568.3921 | 8.6128 | 40.9489 | 0
| Zone | Remainder of System | 2 | Monthly System Peak Day | SCE | 1-in-2 | 2022 | 6 | 524.6583 | 555.8123 | 8.6172 | 40.2685 | 0
| Zone | Remainder of System | 2 | Monthly System Peak Day | SCE | 1-in-2 | 2022 | 7 | 517.5403 | 515.7567 | 8.5716 | 40.074 | 0
| Zone | Remainder of System | 2 | Monthly System Peak Day | SCE | 1-in-2 | 2022 | 8 | 510.4193 | 516.6412 | 8.5184 | 40.4173 | 0
| Zone | Remainder of System | 2 | Monthly System Peak Day | SCE | 1-in-2 | 2022 | 9 | 492.2599 | 516.8481 | 8.4645 | 41.9505 | 0
| Zone | Remainder of System | 2 | Monthly System Peak Day | SCE | 1-in-2 | 2022 | 10 | 471.1686 | 483.6962 | 8.4974 | 44.4785 | 0
| Zone | Remainder of System | 2 | Monthly System Peak Day | SCE | 1-in-2 | 2022 | 11 | 449.5615 | 458.168 | 8.4485 | 47.3478 | 0
| Zone | Remainder of System | 2 | Monthly System Peak Day | SCE | 1-in-2 | 2022 | 12 | 444.1133 | 451.7389 | 8.4023 | 49.7673 | 0
| Zone | Remainder of System | 2 | Monthly System Peak Day | SCE | 1-in-2 | 2022 | 13 | 371.0231 | 382.4995 | 8.3909 | 51.7034 | 0
| Zone | Remainder of System | 2 | Monthly System Peak Day | SCE | 1-in-2 | 2022 | 14 | 329.4401 | 337.7545 | 8.4301 | 53.2478 | 0
| Zone | Remainder of System | 2 | Monthly System Peak Day | SCE | 1-in-2 | 2022 | 15 | 283.9864 | 292.9397 | 8.4933 | 54.4851 | 0
| Zone | Remainder of System | 2 | Monthly System Peak Day | SCE | 1-in-2 | 2022 | 16 | 253.098 | 256.1981 | 8.5597 | 55.3304 | 0
| Zone | Remainder of System | 2 | Monthly System Peak Day | SCE | 1-in-2 | 2022 | 17 | 243.8752 | 248.8201 | 8.4274 | 55.3557 | 0
| Zone | Remainder of System | 2 | Monthly System Peak Day | SCE | 1-in-2 | 2022 | 18 | 230.483 | 235.6792 | 8.4009 | 54.5997 | 0
| Zone | Remainder of System | 2 | Monthly System Peak Day | SCE | 1-in-2 | 2022 | 19 | 253.4066 | 257.8729 | 8.6687 | 52.7071 | 0
| Zone | Remainder of System | 2 | Monthly System Peak Day | SCE | 1-in-2 | 2022 | 20 | 247.093 | 306.8751 | 8.6819 | 51.0971 | 0
| Zone | Remainder of System | 2 | Monthly System Peak Day | SCE | 1-in-2 | 2022 | 21 | 226.2209 | 232.411 | 8.2741 | 49.6206 | 0
| Zone | Remainder of System | 2 | Monthly System Peak Day | SCE | 1-in-2 | 2022 | 22 | 390.6562 | 406.2664 | 8.4929 | 48.4219 | 0
| Zone | Remainder of System | 2 | Monthly System Peak Day | SCE | 1-in-2 | 2022 | 23 | 370.9265 | 385.9168 | 8.5272 | 47.5168 | 0
| Zone | Remainder of System | 2 | Monthly System Peak Day | SCE | 1-in-2 | 2022 | 24 | 309.1779 | 322.8321 | 8.5325 | 46.4661 | 0
| Zone | Remainder of System | 3 | Average Weekday | SCE | 1-in-2 | 2022 | 1 | 265.1262 | 276.9703 | 8.6506 | 54.1435 | 0
| Zone | Remainder of System | 3 | Average Weekday | SCE | 1-in-2 | 2022 | 2 | 259.7957 | 267.2621 | 8.6023 | 53.2403 | 0
| Zone | Remainder of System | 3 | Average Weekday | SCE | 1-in-2 | 2022 | 3 | 414.7237 | 425.5059 | 8.5951 | 52.4569 | 0
| Zone | Remainder of System | 3 | Average Weekday | SCE | 1-in-2 | 2022 | 4 | 586.6683 | 603.2675 | 8.578 | 51.7498 | 0
| Zone | Remainder of System | 3 | Average Weekday | SCE | 1-in-2 | 2022 | 5 | 557.2142 | 575.4713 | 8.572 | 51.0914 | 0
| Zone | Remainder of System | 3 | Average Weekday | SCE | 1-in-2 | 2022 | 6 | 543.6115 | 562.2504 | 8.541 | 50.5427 | 0
| Zone | Remainder of System | 3 | Average Weekday | SCE | 1-in-2 | 2022 | 7 | 547.618 | 548.3705 | 8.527 | 50.1566 | 0
| Zone | Remainder of System | 3 | Average Weekday | SCE | 1-in-2 | 2022 | 8 | 530.1724 | 537.689 | 8.6802 | 49.9464 | 0
| Zone | Remainder of System | 3 | Average Weekday | SCE | 1-in-2 | 2022 | 9 | 513.9118 | 553.0651 | 8.8694 | 51.061 | 0
| Zone | Remainder of System | 3 | Average Weekday | SCE | 1-in-2 | 2022 | 10 | 495.4221 | 517.7515 | 8.7386 | 53.9562 | 0
| Zone | Remainder of System | 3 | Average Weekday | SCE | 1-in-2 | 2022 | 11 | 466.6049 | 482.2816 | 8.8189 | 57.3554 | 0
| Zone | Remainder of System | 3 | Average Weekday | SCE | 1-in-2 | 2022 | 12 | 466.2396 | 478.3377 | 8.9094 | 60.4466 | 0
| Zone | Remainder of System | 3 | Average Weekday | SCE | 1-in-2 | 2022 | 13 | 376.4049 | 387.2539 | 8.9842 | 62.898 | 0
| Zone | Remainder of System | 3 | Average Weekday | SCE | 1-in-2 | 2022 | 14 | 349.467 | 356.8661 | 8.9324 | 64.7007 | 0
| Zone | Remainder of System | 3 | Average Weekday | SCE | 1-in-2 | 2022 | 15 | 305.3898 | 312.3961 | 8.7648 | 65.848 | 0
| Zone | Remainder of System | 3 | Average Weekday | SCE | 1-in-2 | 2022 | 16 | 272.1337 | 275.0182 | 8.5493 | 66.4528 | 0
| Zone | Remainder of System | 3 | Average Weekday | SCE | 1-in-2 | 2022 | 17 | 271.1545 | 277.078 | 8.4236 | 66.4302 | 0
| Zone | Remainder of System | 3 | Average Weekday | SCE | 1-in-2 | 2022 | 18 | 244.4472 | 250.9477 | 8.4381 | 65.606 | 0
| Zone | Remainder of System | 3 | Average Weekday | SCE | 1-in-2 | 2022 | 19 | 260.6576 | 267.3068 | 8.7531 | 63.9302 | 0
| Zone | Remainder of System | 3 | Average Weekday | SCE | 1-in-2 | 2022 | 20 | 248.9043 | 252.4357 | 8.6473 | 61.6012 | 0
| Zone | Remainder of System | 3 | Average Weekday | SCE | 1-in-2 | 2022 | 21 | 221.8972 | 227.1941 | 8.3024 | 59.2809 | 0
| Zone | Remainder of System | 3 | Average Weekday | SCE | 1-in-2 | 2022 | 22 | 414.7525 | 433.1214 | 8.5062 | 57.6995 | 0
| Zone | Remainder of System | 3 | Average Weekday | SCE | 1-in-2 | 2022 | 23 | 399.7503 | 421.1953 | 8.6064 | 56.5104 | 0
| Zone | Remainder of System | 3 | Average Weekday | SCE | 1-in-2 | 2022 | 24 | 340.2537 | 365.2779 | 8.6956 | 55.5042 | 0
| Zone | Remainder of System | 3 | Monthly System Peak Day | SCE | 1-in-2 | 2022 | 1 | 265.1262 | 276.9703 | 8.6506 | 56.5818 | 0
| Zone | Remainder of System | 3 | Monthly System Peak Day | SCE | 1-in-2 | 2022 | 2 | 259.7957 | 267.2621 | 8.6023 | 55.43 | 0
| Zone | Remainder of System | 3 | Monthly System Peak Day | SCE | 1-in-2 | 2022 | 3 | 414.7237 | 425.5059 | 8.5951 | 53.8095 | 0
| Zone | Remainder of System | 3 | Monthly System Peak Day | SCE | 1-in-2 | 2022 | 4 | 586.6683 | 603.2675 | 8.578 | 52.9917 | 0
| Zone | Remainder of System | 3 | Monthly System Peak Day | SCE | 1-in-2 | 2022 | 5 | 557.2142 | 575.4713 | 8.572 | 52.1472 | 0
| Zone | Remainder of System | 3 | Monthly System Peak Day | SCE | 1-in-2 | 2022 | 6 | 543.6115 | 562.2504 | 8.541 | 51.274 | 0
| Zone | Remainder of System | 3 | Monthly System Peak Day | SCE | 1-in-2 | 2022 | 7 | 547.618 | 548.3705 | 8.527 | 50.7147 | 0
| Zone | Remainder of System | 3 | Monthly System Peak Day | SCE | 1-in-2 | 2022 | 8 | 530.1724 | 537.689 | 8.6802 | 50.1826 | 0
| Zone | Remainder of System | 3 | Monthly System Peak Day | SCE | 1-in-2 | 2022 | 9 | 513.9118 | 553.0651 | 8.8694 | 50.6921 | 0
| Zone | Remainder of System | 3 | Monthly System Peak Day | SCE | 1-in-2 | 2022 | 10 | 495.4221 | 517.7515 | 8.7386 | 53.8657 | 0
| Zone | Remainder of System | 3 | Monthly System Peak Day | SCE | 1-in-2 | 2022 | 11 | 466.6049 | 482.2816 | 8.8189 | 58.4301 | 0
| Zone | Remainder of System | 3 | Monthly System Peak Day | SCE | 1-in-2 | 2022 | 12 | 466.2396 | 478.3377 | 8.9094 | 62.8319 | 0
| Zone | Remainder of System | 3 | Monthly System Peak Day | SCE | 1-in-2 | 2022 | 13 | 376.4049 | 387.2539 | 8.9842 | 66.0819 | 0
| Zone | Remainder of System | 3 | Monthly System Peak Day | SCE | 1-in-2 | 2022 | 14 | 349.467 | 356.8661 | 8.9324 | 67.8967 | 0
| Zone | Remainder of System | 3 | Monthly System Peak Day | SCE | 1-in-2 | 2022 | 15 | 305.3898 | 312.3961 | 8.7648 | 68.9896 | 0
| Zone | Remainder of System | 3 | Monthly System Peak Day | SCE | 1-in-2 | 2022 | 16 | 272.1337 | 275.0182 | 8.5493 | 69.8232 | 0
| Zone | Remainder of System | 3 | Monthly System Peak Day | SCE | 1-in-2 | 2022 | 17 | 271.1545 | 277.078 | 8.4236 | 70.0976 | 0
| Zone | Remainder of System | 3 | Monthly System Peak Day | SCE | 1-in-2 | 2022 | 18 | 244.4472 | 250.9477 | 8.4381 | 69.6302 | 0
| Zone | Remainder of System | 3 | Monthly System Peak Day | SCE | 1-in-2 | 2022 | 19 | 260.6576 | 267.3068 | 8.7531 | 68.0398 | 0
| Zone | Remainder of System | 3 | Monthly System Peak Day | SCE | 1-in-2 | 2022 | 20 | 248.9043 | 252.4357 | 8.6473 | 65.2065 | 0
| Zone | Remainder of System | 3 | Monthly System Peak Day | SCE | 1-in-2 | 2022 | 21 | 221.8972 | 227.1941 | 8.3024 | 62.3174 | 0
| Zone | Remainder of System | 3 | Monthly System Peak Day | SCE | 1-in-2 | 2022 | 22 | 414.7525 | 433.1214 | 8.5062 | 60.1617 | 0
| Zone | Remainder of System | 3 | Monthly System Peak Day | SCE | 1-in-2 | 2022 | 23 | 399.7503 | 421.1953 | 8.6064 | 58.5692 | 0
| Zone | Remainder of System | 3 | Monthly System Peak Day | SCE | 1-in-2 | 2022 | 24 | 340.2537 | 365.2779 | 8.6956 | 57.2979 | 0
| Zone | Remainder of System | 4 | Average Weekday | SCE | 1-in-2 | 2022 | 1 | 263.7011 | 274.7881 | 8.6667 | 56.7256 | 0
| Zone | Remainder of System | 4 | Average Weekday | SCE | 1-in-2 | 2022 | 2 | 261.5468 | 268.6973 | 8.619 | 55.8527 | 0
| Zone | Remainder of System | 4 | Average Weekday | SCE | 1-in-2 | 2022 | 3 | 414.8562 | 426.1958 | 8.6118 | 55.0819 | 0
| Zone | Remainder of System | 4 | Average Weekday | SCE | 1-in-2 | 2022 | 4 | 583.3597 | 599.1406 | 8.595 | 54.4336 | 0
| Zone | Remainder of System | 4 | Average Weekday | SCE | 1-in-2 | 2022 | 5 | 541.5574 | 559.3737 | 8.5888 | 53.7938 | 0
| Zone | Remainder of System | 4 | Average Weekday | SCE | 1-in-2 | 2022 | 6 | 533.7192 | 551.4708 | 8.5575 | 53.2767 | 0
| Zone | Remainder of System | 4 | Average Weekday | SCE | 1-in-2 | 2022 | 7 | 537.1378 | 538.2987 | 8.5425 | 52.8415 | 0
| Zone | Remainder of System | 4 | Average Weekday | SCE | 1-in-2 | 2022 | 8 | 524.8158 | 531.8615 | 8.695 | 52.6877 | 0
| Zone | Remainder of System | 4 | Average Weekday | SCE | 1-in-2 | 2022 | 9 | 495.7477 | 533.8157 | 8.8828 | 54.1994 | 0
| Zone | Remainder of System | 4 | Average Weekday | SCE | 1-in-2 | 2022 | 10 | 479.6118 | 501.1844 | 8.7532 | 57.0022 | 0
| Zone | Remainder of System | 4 | Average Weekday | SCE | 1-in-2 | 2022 | 11 | 455.7859 | 469.2576 | 8.832 | 59.9768 | 0
| Zone | Remainder of System | 4 | Average Weekday | SCE | 1-in-2 | 2022 | 12 | 454.8997 | 466.8925 | 8.9206 | 62.8243 | 0
| Zone | Remainder of System | 4 | Average Weekday | SCE | 1-in-2 | 2022 | 13 | 374.5219 | 385.3028 | 8.9943 | 65.1956 | 0
| Zone | Remainder of System | 4 | Average Weekday | SCE | 1-in-2 | 2022 | 14 | 342.9987 | 350.5013 | 8.9436 | 67.0563 | 0
| Zone | Remainder of System | 4 | Average Weekday | SCE | 1-in-2 | 2022 | 15 | 292.9275 | 300.2964 | 8.7777 | 68.3359 | 0
| Zone | Remainder of System | 4 | Average Weekday | SCE | 1-in-2 | 2022 | 16 | 260.7824 | 263.7763 | 8.5646 | 68.9607 | 0
| Zone | Remainder of System | 4 | Average Weekday | SCE | 1-in-2 | 2022 | 17 | 257.6775 | 262.0371 | 8.4557 | 69.025 | 0
| Zone | Remainder of System | 4 | Average Weekday | SCE | 1-in-2 | 2022 | 18 | 221.7533 | 227.289 | 8.4679 | 68.3253 | 0
| Zone | Remainder of System | 4 | Average Weekday | SCE | 1-in-2 | 2022 | 19 | 228.5289 | 235.3686 | 8.7532 | 66.968 | 0
| Zone | Remainder of System | 4 | Average Weekday | SCE | 1-in-2 | 2022 | 20 | 223.0204 | 226.3739 | 8.6474 | 64.7012 | 0
| Zone | Remainder of System | 4 | Average Weekday | SCE | 1-in-2 | 2022 | 21 | 225.2494 | 230.3723 | 8.3172 | 61.7724 | 0
| Zone | Remainder of System | 4 | Average Weekday | SCE | 1-in-2 | 2022 | 22 | 404.9448 | 422.9504 | 8.518 | 59.6956 | 0
| Zone | Remainder of System | 4 | Average Weekday | SCE | 1-in-2 | 2022 | 23 | 394.224 | 415.2129 | 8.6224 | 58.3124 | 0
| Zone | Remainder of System | 4 | Average Weekday | SCE | 1-in-2 | 2022 | 24 | 334.9773 | 358.9102 | 8.7111 | 57.2555 | 0
| Zone | Remainder of System | 4 | Monthly System Peak Day | SCE | 1-in-2 | 2022 | 1 | 263.7011 | 274.7881 | 8.6667 | 64.1575 | 0
| Zone | Remainder of System | 4 | Monthly System Peak Day | SCE | 1-in-2 | 2022 | 2 | 261.5468 | 268.6973 | 8.619 | 62.7754 | 0
| Zone | Remainder of System | 4 | Monthly System Peak Day | SCE | 1-in-2 | 2022 | 3 | 414.8562 | 426.1958 | 8.6118 | 61.6456 | 0
| Zone | Remainder of System | 4 | Monthly System Peak Day | SCE | 1-in-2 | 2022 | 4 | 583.3597 | 599.1406 | 8.595 | 60.6523 | 0
| Zone | Remainder of System | 4 | Monthly System Peak Day | SCE | 1-in-2 | 2022 | 5 | 541.5574 | 559.3737 | 8.5888 | 59.6858 | 0
| Zone | Remainder of System | 4 | Monthly System Peak Day | SCE | 1-in-2 | 2022 | 6 | 533.7192 | 551.4708 | 8.5575 | 58.665 | 0
| Zone | Remainder of System | 4 | Monthly System Peak Day | SCE | 1-in-2 | 2022 | 7 | 537.1378 | 538.2987 | 8.5425 | 57.9631 | 0
| Zone | Remainder of System | 4 | Monthly System Peak Day | SCE | 1-in-2 | 2022 | 8 | 524.8158 | 531.8615 | 8.695 | 57.5916 | 0
| Zone | Remainder of System | 4 | Monthly System Peak Day | SCE | 1-in-2 | 2022 | 9 | 495.7477 | 533.8157 | 8.8828 | 59.2997 | 0
| Zone | Remainder of System | 4 | Monthly System Peak Day | SCE | 1-in-2 | 2022 | 10 | 479.6118 | 501.1844 | 8.7532 | 63.5939 | 0
| Zone | Remainder of System | 4 | Monthly System Peak Day | SCE | 1-in-2 | 2022 | 11 | 455.7859 | 469.2576 | 8.832 | 69.2791 | 0
| Zone | Remainder of System | 4 | Monthly System Peak Day | SCE | 1-in-2 | 2022 | 12 | 454.8997 | 466.8925 | 8.9206 | 74.446 | 0
| Zone | Remainder of System | 4 | Monthly System Peak Day | SCE | 1-in-2 | 2022 | 13 | 374.5219 | 385.3028 | 8.9943 | 78.6886 | 0
| Zone | Remainder of System | 4 | Monthly System Peak Day | SCE | 1-in-2 | 2022 | 14 | 342.9987 | 350.5013 | 8.9436 | 81.3344 | 0
| Zone | Remainder of System | 4 | Monthly System Peak Day | SCE | 1-in-2 | 2022 | 15 | 292.9275 | 300.2964 | 8.7777 | 82.8242 | 0
| Zone | Remainder of System | 4 | Monthly System Peak Day | SCE | 1-in-2 | 2022 | 16 | 260.7824 | 263.7763 | 8.5646 | 83.5658 | 0
| Zone | Remainder of System | 4 | Monthly System Peak Day | SCE | 1-in-2 | 2022 | 17 | 257.6775 | 262.0371 | 8.4557 | 83.0798 | 0
| Zone | Remainder of System | 4 | Monthly System Peak Day | SCE | 1-in-2 | 2022 | 18 | 221.7533 | 227.289 | 8.4679 | 82.7467 | 0
| Zone | Remainder of System | 4 | Monthly System Peak Day | SCE | 1-in-2 | 2022 | 19 | 228.5289 | 235.3686 | 8.7532 | 81.1574 | 0
| Zone | Remainder of System | 4 | Monthly System Peak Day | SCE | 1-in-2 | 2022 | 20 | 223.0204 | 226.3739 | 8.6474 | 78.3726 | 0
| Zone | Remainder of System | 4 | Monthly System Peak Day | SCE | 1-in-2 | 2022 | 21 | 225.2494 | 230.3723 | 8.3172 | 74.0086 | 0
| Zone | Remainder of System | 4 | Monthly System Peak Day | SCE | 1-in-2 | 2022 | 22 | 404.9448 | 422.9504 | 8.518 | 70.8448 | 0
| Zone | Remainder of System | 4 | Monthly System Peak Day | SCE | 1-in-2 | 2022 | 23 | 394.224 | 415.2129 | 8.6224 | 68.5482 | 0
| Zone | Remainder of System | 4 | Monthly System Peak Day | SCE | 1-in-2 | 2022 | 24 | 334.9773 | 358.9102 | 8.7111 | 66.4925 | 0
| Zone | Remainder of System | 5 | Average Weekday | SCE | 1-in-2 | 2022 | 1 | 276.8954 | 288.0926 | 8.6977 | 59.7443 | 0
| Zone | Remainder of System | 5 | Average Weekday | SCE | 1-in-2 | 2022 | 2 | 277.6345 | 284.6923 | 8.6511 | 59.0711 | 0
| Zone | Remainder of System | 5 | Average Weekday | SCE | 1-in-2 | 2022 | 3 | 432.5829 | 443.9831 | 8.644 | 58.4673 | 0
| Zone | Remainder of System | 5 | Average Weekday | SCE | 1-in-2 | 2022 | 4 | 594.6422 | 611.321 | 8.6273 | 57.9163 | 0
| Zone | Remainder of System | 5 | Average Weekday | SCE | 1-in-2 | 2022 | 5 | 558.3379 | 577.2434 | 8.6205 | 57.4537 | 0
| Zone | Remainder of System | 5 | Average Weekday | SCE | 1-in-2 | 2022 | 6 | 541.1244 | 559.4358 | 8.5883 | 57.0042 | 0
| Zone | Remainder of System | 5 | Average Weekday | SCE | 1-in-2 | 2022 | 7 | 534.9171 | 536.1394 | 8.5716 | 56.5906 | 0
| Zone | Remainder of System | 5 | Average Weekday | SCE | 1-in-2 | 2022 | 8 | 535.0615 | 546.2308 | 8.7236 | 56.9009 | 0
| Zone | Remainder of System | 5 | Average Weekday | SCE | 1-in-2 | 2022 | 9 | 502.7223 | 538.3531 | 8.9094 | 58.6635 | 0
| Zone | Remainder of System | 5 | Average Weekday | SCE | 1-in-2 | 2022 | 10 | 494.2218 | 516.6832 | 8.782 | 61.0024 | 0
| Zone | Remainder of System | 5 | Average Weekday | SCE | 1-in-2 | 2022 | 11 | 477.1766 | 490.7887 | 8.8575 | 63.674 | 0
| Zone | Remainder of System | 5 | Average Weekday | SCE | 1-in-2 | 2022 | 12 | 470.1165 | 481.8123 | 8.9427 | 66.1969 | 0
| Zone | Remainder of System | 5 | Average Weekday | SCE | 1-in-2 | 2022 | 13 | 383.4388 | 394.4732 | 9.0143 | 68.4385 | 0
| Zone | Remainder of System | 5 | Average Weekday | SCE | 1-in-2 | 2022 | 14 | 357.8415 | 365.5595 | 8.9658 | 70.1752 | 0
| Zone | Remainder of System | 5 | Average Weekday | SCE | 1-in-2 | 2022 | 15 | 317.3228 | 324.3361 | 8.8034 | 71.341 | 0
| Zone | Remainder of System | 5 | Average Weekday | SCE | 1-in-2 | 2022 | 16 | 275.9355 | 278.779 | 8.594 | 71.901 | 0
| Zone | Remainder of System | 5 | Average Weekday | SCE | 1-in-2 | 2022 | 17 | 262.4854 | 267.7848 | 8.4847 | 71.8083 | 0
| Zone | Remainder of System | 5 | Average Weekday | SCE | 1-in-2 | 2022 | 18 | 236.1917 | 241.9534 | 8.4938 | 71.1675 | 0
| Zone | Remainder of System | 5 | Average Weekday | SCE | 1-in-2 | 2022 | 19 | 246.6921 | 253.568 | 8.7514 | 69.8052 | 0
| Zone | Remainder of System | 5 | Average Weekday | SCE | 1-in-2 | 2022 | 20 | 236.2738 | 239.5714 | 8.647 | 67.6863 | 0
| Zone | Remainder of System | 5 | Average Weekday | SCE | 1-in-2 | 2022 | 21 | 241.9889 | 247.3783 | 8.3191 | 64.9519 | 0
| Zone | Remainder of System | 5 | Average Weekday | SCE | 1-in-2 | 2022 | 22 | 425.3056 | 443.5965 | 8.544 | 62.6968 | 0
| Zone | Remainder of System | 5 | Average Weekday | SCE | 1-in-2 | 2022 | 23 | 420.401 | 442.0851 | 8.6517 | 61.385 | 0
| Zone | Remainder of System | 5 | Average Weekday | SCE | 1-in-2 | 2022 | 24 | 357.041 | 381.9998 | 8.7409 | 60.3901 | 0
| Zone | Remainder of System | 5 | Monthly System Peak Day | SCE | 1-in-2 | 2022 | 1 | 276.8954 | 288.0926 | 8.6977 | 64.8964 | 0
| Zone | Remainder of System | 5 | Monthly System Peak Day | SCE | 1-in-2 | 2022 | 2 | 277.6345 | 284.6923 | 8.6511 | 63.6406 | 0
| Zone | Remainder of System | 5 | Monthly System Peak Day | SCE | 1-in-2 | 2022 | 3 | 432.5829 | 443.9831 | 8.644 | 62.6729 | 0
| Zone | Remainder of System | 5 | Monthly System Peak Day | SCE | 1-in-2 | 2022 | 4 | 594.6422 | 611.321 | 8.6273 | 61.8119 | 0
| Zone | Remainder of System | 5 | Monthly System Peak Day | SCE | 1-in-2 | 2022 | 5 | 558.3379 | 577.2434 | 8.6205 | 60.6742 | 0
| Zone | Remainder of System | 5 | Monthly System Peak Day | SCE | 1-in-2 | 2022 | 6 | 541.1244 | 559.4358 | 8.5883 | 59.7664 | 0
| Zone | Remainder of System | 5 | Monthly System Peak Day | SCE | 1-in-2 | 2022 | 7 | 534.9171 | 536.1394 | 8.5716 | 59.136 | 0
| Zone | Remainder of System | 5 | Monthly System Peak Day | SCE | 1-in-2 | 2022 | 8 | 535.0615 | 546.2308 | 8.7236 | 59.7714 | 0
| Zone | Remainder of System | 5 | Monthly System Peak Day | SCE | 1-in-2 | 2022 | 9 | 502.7223 | 538.3531 | 8.9094 | 62.8957 | 0
| Zone | Remainder of System | 5 | Monthly System Peak Day | SCE | 1-in-2 | 2022 | 10 | 494.2218 | 516.6832 | 8.782 | 67.3915 | 0
| Zone | Remainder of System | 5 | Monthly System Peak Day | SCE | 1-in-2 | 2022 | 11 | 477.1766 | 490.7887 | 8.8575 | 72.2703 | 0
| Zone | Remainder of System | 5 | Monthly System Peak Day | SCE | 1-in-2 | 2022 | 12 | 470.1165 | 481.8123 | 8.9427 | 76.5772 | 0
| Zone | Remainder of System | 5 | Monthly System Peak Day | SCE | 1-in-2 | 2022 | 13 | 383.4388 | 394.4732 | 9.0143 | 79.8254 | 0
| Zone | Remainder of System | 5 | Monthly System Peak Day | SCE | 1-in-2 | 2022 | 14 | 357.8415 | 365.5595 | 8.9658 | 82.5221 | 0
| Zone | Remainder of System | 5 | Monthly System Peak Day | SCE | 1-in-2 | 2022 | 15 | 317.3228 | 324.3361 | 8.8034 | 83.8722 | 0
| Zone | Remainder of System | 5 | Monthly System Peak Day | SCE | 1-in-2 | 2022 | 16 | 275.9355 | 278.779 | 8.594 | 84.6226 | 0
| Zone | Remainder of System | 5 | Monthly System Peak Day | SCE | 1-in-2 | 2022 | 17 | 262.4854 | 267.7848 | 8.4847 | 84.5816 | 0
| Zone | Remainder of System | 5 | Monthly System Peak Day | SCE | 1-in-2 | 2022 | 18 | 236.1917 | 241.9534 | 8.4938 | 83.3941 | 0
| Zone | Remainder of System | 5 | Monthly System Peak Day | SCE | 1-in-2 | 2022 | 19 | 246.6921 | 253.568 | 8.7514 | 81.34 | 0
| Zone | Remainder of System | 5 | Monthly System Peak Day | SCE | 1-in-2 | 2022 | 20 | 236.2738 | 239.5714 | 8.647 | 78.6477 | 0
| Zone | Remainder of System | 5 | Monthly System Peak Day | SCE | 1-in-2 | 2022 | 21 | 241.9889 | 247.3783 | 8.3191 | 74.5744 | 0
| Zone | Remainder of System | 5 | Monthly System Peak Day | SCE | 1-in-2 | 2022 | 22 | 425.3056 | 443.5965 | 8.544 | 71.0129 | 0
| Zone | Remainder of System | 5 | Monthly System Peak Day | SCE | 1-in-2 | 2022 | 23 | 420.401 | 442.0851 | 8.6517 | 69.1124 | 0
| Zone | Remainder of System | 5 | Monthly System Peak Day | SCE | 1-in-2 | 2022 | 24 | 357.041 | 381.9998 | 8.7409 | 67.7685 | 0
| Zone | Remainder of System | 6 | Average Weekday | SCE | 1-in-2 | 2022 | 1 | 268.2147 | 285.4087 | 8.9225 | 63.1112 | 0
| Zone | Remainder of System | 6 | Average Weekday | SCE | 1-in-2 | 2022 | 2 | 258.3134 | 276.3443 | 8.8937 | 62.1452 | 0
| Zone | Remainder of System | 6 | Average Weekday | SCE | 1-in-2 | 2022 | 3 | 408.8912 | 440.9971 | 8.8861 | 61.3041 | 0
| Zone | Remainder of System | 6 | Average Weekday | SCE | 1-in-2 | 2022 | 4 | 561.1774 | 608.3962 | 8.881 | 60.6018 | 0
| Zone | Remainder of System | 6 | Average Weekday | SCE | 1-in-2 | 2022 | 5 | 521.804 | 568.2778 | 8.8962 | 60.0304 | 0
| Zone | Remainder of System | 6 | Average Weekday | SCE | 1-in-2 | 2022 | 6 | 523.9686 | 576.9001 | 8.9248 | 59.4565 | 0
| Zone | Remainder of System | 6 | Average Weekday | SCE | 1-in-2 | 2022 | 7 | 533.8198 | 563.152 | 9.1906 | 58.9785 | 0
| Zone | Remainder of System | 6 | Average Weekday | SCE | 1-in-2 | 2022 | 8 | 530.528 | 563.7838 | 8.8966 | 59.7299 | 0
| Zone | Remainder of System | 6 | Average Weekday | SCE | 1-in-2 | 2022 | 9 | 530.605 | 547.8819 | 8.9579 | 62.174 | 0
| Zone | Remainder of System | 6 | Average Weekday | SCE | 1-in-2 | 2022 | 10 | 517.1798 | 524.1829 | 9.1507 | 65.2314 | 0
| Zone | Remainder of System | 6 | Average Weekday | SCE | 1-in-2 | 2022 | 11 | 482.3996 | 484.6634 | 9.1972 | 68.4714 | 0
| Zone | Remainder of System | 6 | Average Weekday | SCE | 1-in-2 | 2022 | 12 | 476.5999 | 487.6939 | 9.1349 | 71.628 | 0
| Zone | Remainder of System | 6 | Average Weekday | SCE | 1-in-2 | 2022 | 13 | 386.5686 | 417.1279 | 9.2215 | 74.2421 | 0
| Zone | Remainder of System | 6 | Average Weekday | SCE | 1-in-2 | 2022 | 14 | 358.5697 | 381.199 | 9.1777 | 76.363 | 0
| Zone | Remainder of System | 6 | Average Weekday | SCE | 1-in-2 | 2022 | 15 | 300.178 | 318.9693 | 9.3481 | 77.827 | 0
| Zone | Remainder of System | 6 | Average Weekday | SCE | 1-in-2 | 2022 | 16 | 263.433 | 273.9566 | 9.6439 | 78.4645 | 0
| Zone | Remainder of System | 6 | Average Weekday | SCE | 1-in-2 | 2022 | 17 | 257.9233 | 264.2821 | 10.0996 | 78.5503 | 0
| Zone | Remainder of System | 6 | Average Weekday | SCE | 1-in-2 | 2022 | 18 | 223.1657 | 237.5484 | 9.8084 | 77.7222 | 0
| Zone | Remainder of System | 6 | Average Weekday | SCE | 1-in-2 | 2022 | 19 | 216.516 | 227.7742 | 15.0463 | 76.2164 | 0
| Zone | Remainder of System | 6 | Average Weekday | SCE | 1-in-2 | 2022 | 20 | 200.3208 | 206.8882 | 8.8042 | 74.0276 | 0
| Zone | Remainder of System | 6 | Average Weekday | SCE | 1-in-2 | 2022 | 21 | 220.2616 | 227.3276 | 9.2069 | 70.9789 | 0
| Zone | Remainder of System | 6 | Average Weekday | SCE | 1-in-2 | 2022 | 22 | 382.0925 | 425.825 | 8.7578 | 67.784 | 0
| Zone | Remainder of System | 6 | Average Weekday | SCE | 1-in-2 | 2022 | 23 | 399.6077 | 445.3309 | 8.8416 | 65.8352 | 0
| Zone | Remainder of System | 6 | Average Weekday | SCE | 1-in-2 | 2022 | 24 | 366.1535 | 401.0865 | 8.8722 | 64.4629 | 0
| Zone | Remainder of System | 6 | Monthly System Peak Day | SCE | 1-in-2 | 2022 | 1 | 268.2147 | 285.386 | 8.5488 | 66.1814 | 0
| Zone | Remainder of System | 6 | Monthly System Peak Day | SCE | 1-in-2 | 2022 | 2 | 258.3134 | 271.5141 | 8.5573 | 65.3093 | 0
| Zone | Remainder of System | 6 | Monthly System Peak Day | SCE | 1-in-2 | 2022 | 3 | 408.8912 | 428.4067 | 8.5588 | 64.5322 | 0
| Zone | Remainder of System | 6 | Monthly System Peak Day | SCE | 1-in-2 | 2022 | 4 | 561.1774 | 582.1797 | 8.561 | 63.6849 | 0
| Zone | Remainder of System | 6 | Monthly System Peak Day | SCE | 1-in-2 | 2022 | 5 | 521.804 | 547.3362 | 8.5597 | 63.0052 | 0
| Zone | Remainder of System | 6 | Monthly System Peak Day | SCE | 1-in-2 | 2022 | 6 | 523.9686 | 552.5711 | 8.5611 | 62.3138 | 0
| Zone | Remainder of System | 6 | Monthly System Peak Day | SCE | 1-in-2 | 2022 | 7 | 533.8198 | 531.334 | 8.6027 | 61.6708 | 0
| Zone | Remainder of System | 6 | Monthly System Peak Day | SCE | 1-in-2 | 2022 | 8 | 530.528 | 542.1249 | 8.4862 | 62.4689 | 0
| Zone | Remainder of System | 6 | Monthly System Peak Day | SCE | 1-in-2 | 2022 | 9 | 530.605 | 556.9026 | 8.4813 | 65.5896 | 0
| Zone | Remainder of System | 6 | Monthly System Peak Day | SCE | 1-in-2 | 2022 | 10 | 517.1798 | 533.4676 | 8.5595 | 69.8796 | 0
| Zone | Remainder of System | 6 | Monthly System Peak Day | SCE | 1-in-2 | 2022 | 11 | 482.3996 | 497.0627 | 8.5476 | 73.7697 | 0
| Zone | Remainder of System | 6 | Monthly System Peak Day | SCE | 1-in-2 | 2022 | 12 | 476.5999 | 494.7206 | 8.5111 | 77.0112 | 0
| Zone | Remainder of System | 6 | Monthly System Peak Day | SCE | 1-in-2 | 2022 | 13 | 386.5686 | 411.6836 | 8.518 | 78.8944 | 0
| Zone | Remainder of System | 6 | Monthly System Peak Day | SCE | 1-in-2 | 2022 | 14 | 358.5697 | 379.8248 | 8.5396 | 80.4202 | 0
| Zone | Remainder of System | 6 | Monthly System Peak Day | SCE | 1-in-2 | 2022 | 15 | 300.178 | 319.914 | 8.6414 | 82.0385 | 0
| Zone | Remainder of System | 6 | Monthly System Peak Day | SCE | 1-in-2 | 2022 | 16 | 263.433 | 269.8324 | 8.7622 | 82.9346 | 0
| Zone | Remainder of System | 6 | Monthly System Peak Day | SCE | 1-in-2 | 2022 | 17 | 257.9233 | 265.7136 | 9.6082 | 82.8591 | 0
| Zone | Remainder of System | 6 | Monthly System Peak Day | SCE | 1-in-2 | 2022 | 18 | 223.1657 | 241.3625 | 9.5078 | 82.1153 | 0
| Zone | Remainder of System | 6 | Monthly System Peak Day | SCE | 1-in-2 | 2022 | 19 | 216.516 | 238.8945 | 10.4211 | 80.028 | 0
| Zone | Remainder of System | 6 | Monthly System Peak Day | SCE | 1-in-2 | 2022 | 20 | 200.3208 | 213.955 | 8.7236 | 76.8822 | 0
| Zone | Remainder of System | 6 | Monthly System Peak Day | SCE | 1-in-2 | 2022 | 21 | 220.2616 | 240.4768 | 9.3054 | 73.8356 | 0
| Zone | Remainder of System | 6 | Monthly System Peak Day | SCE | 1-in-2 | 2022 | 22 | 382.0925 | 409.5253 | 8.5679 | 71.3098 | 0
| Zone | Remainder of System | 6 | Monthly System Peak Day | SCE | 1-in-2 | 2022 | 23 | 399.6077 | 431.8551 | 8.556 | 69.544 | 0
| Zone | Remainder of System | 6 | Monthly System Peak Day | SCE | 1-in-2 | 2022 | 24 | 366.1535 | 395.7617 | 8.5225 | 68.0731 | 0
| Zone | Remainder of System | 7 | Average Weekday | SCE | 1-in-2 | 2022 | 1 | 260.5616 | 277.4565 | 9.0739 | 68.08 | 0
| Zone | Remainder of System | 7 | Average Weekday | SCE | 1-in-2 | 2022 | 2 | 255.5509 | 267.3727 | 9.0843 | 67.3516 | 0
| Zone | Remainder of System | 7 | Average Weekday | SCE | 1-in-2 | 2022 | 3 | 394.8623 | 415.3199 | 9.0861 | 66.697 | 0
| Zone | Remainder of System | 7 | Average Weekday | SCE | 1-in-2 | 2022 | 4 | 545.6168 | 569.3945 | 9.0883 | 66.1335 | 0
| Zone | Remainder of System | 7 | Average Weekday | SCE | 1-in-2 | 2022 | 5 | 506.4964 | 531.8991 | 9.0864 | 65.6106 | 0
| Zone | Remainder of System | 7 | Average Weekday | SCE | 1-in-2 | 2022 | 6 | 503.8334 | 529.7413 | 9.0846 | 65.1256 | 0
| Zone | Remainder of System | 7 | Average Weekday | SCE | 1-in-2 | 2022 | 7 | 511.8505 | 510.7969 | 9.0681 | 64.7652 | 0
| Zone | Remainder of System | 7 | Average Weekday | SCE | 1-in-2 | 2022 | 8 | 507.1075 | 520.8834 | 9.0159 | 65.1789 | 0
| Zone | Remainder of System | 7 | Average Weekday | SCE | 1-in-2 | 2022 | 9 | 495.4972 | 522.5252 | 9.0064 | 67.2839 | 0
| Zone | Remainder of System | 7 | Average Weekday | SCE | 1-in-2 | 2022 | 10 | 482.5187 | 498.6993 | 9.0447 | 70.1065 | 0
| Zone | Remainder of System | 7 | Average Weekday | SCE | 1-in-2 | 2022 | 11 | 454.5099 | 469.7634 | 9.0327 | 73.2348 | 0
| Zone | Remainder of System | 7 | Average Weekday | SCE | 1-in-2 | 2022 | 12 | 447.5919 | 467.7198 | 9.0224 | 76.4308 | 0
| Zone | Remainder of System | 7 | Average Weekday | SCE | 1-in-2 | 2022 | 13 | 360.9671 | 385.3042 | 9.0178 | 79.0108 | 0
| Zone | Remainder of System | 7 | Average Weekday | SCE | 1-in-2 | 2022 | 14 | 332.1341 | 353.7022 | 9.0379 | 81.0239 | 0
| Zone | Remainder of System | 7 | Average Weekday | SCE | 1-in-2 | 2022 | 15 | 282.7934 | 302.7171 | 9.0857 | 82.3721 | 0
| Zone | Remainder of System | 7 | Average Weekday | SCE | 1-in-2 | 2022 | 16 | 244.7199 | 251.3299 | 9.1205 | 82.9063 | 0
| Zone | Remainder of System | 7 | Average Weekday | SCE | 1-in-2 | 2022 | 17 | 244.2094 | 253.1684 | 10.0523 | 82.877 | 0
| Zone | Remainder of System | 7 | Average Weekday | SCE | 1-in-2 | 2022 | 18 | 214.7428 | 233.0928 | 9.9653 | 82.0052 | 0
| Zone | Remainder of System | 7 | Average Weekday | SCE | 1-in-2 | 2022 | 19 | 212.4554 | 235.0536 | 9.7668 | 80.3719 | 0
| Zone | Remainder of System | 7 | Average Weekday | SCE | 1-in-2 | 2022 | 20 | 203.2052 | 216.8085 | 9.4117 | 78.1158 | 0
| Zone | Remainder of System | 7 | Average Weekday | SCE | 1-in-2 | 2022 | 21 | 221.8923 | 241.7782 | 9.4828 | 75.1175 | 0
| Zone | Remainder of System | 7 | Average Weekday | SCE | 1-in-2 | 2022 | 22 | 380.7991 | 407.7437 | 9.0762 | 71.9882 | 0
| Zone | Remainder of System | 7 | Average Weekday | SCE | 1-in-2 | 2022 | 23 | 392.4072 | 423.617 | 9.086 | 70.0845 | 0
| Zone | Remainder of System | 7 | Average Weekday | SCE | 1-in-2 | 2022 | 24 | 350.505 | 378.8144 | 9.0559 | 68.8469 | 0
| Zone | Remainder of System | 7 | Monthly System Peak Day | SCE | 1-in-2 | 2022 | 1 | 260.5616 | 256.9291 | 9.1428 | 72.0963 | 0
| Zone | Remainder of System | 7 | Monthly System Peak Day | SCE | 1-in-2 | 2022 | 2 | 255.5509 | 235.6841 | 9.1554 | 71.2256 | 0
| Zone | Remainder of System | 7 | Monthly System Peak Day | SCE | 1-in-2 | 2022 | 3 | 394.8623 | 341.1284 | 9.1587 | 70.3178 | 0
| Zone | Remainder of System | 7 | Monthly System Peak Day | SCE | 1-in-2 | 2022 | 4 | 545.6168 | 447.9841 | 9.1574 | 69.5301 | 0
| Zone | Remainder of System | 7 | Monthly System Peak Day | SCE | 1-in-2 | 2022 | 5 | 506.4964 | 420.0354 | 9.1557 | 69.1043 | 0
| Zone | Remainder of System | 7 | Monthly System Peak Day | SCE | 1-in-2 | 2022 | 6 | 503.8334 | 444.6313 | 9.1539 | 68.6554 | 0
| Zone | Remainder of System | 7 | Monthly System Peak Day | SCE | 1-in-2 | 2022 | 7 | 511.8505 | 436.859 | 9.1619 | 68.0973 | 0
| Zone | Remainder of System | 7 | Monthly System Peak Day | SCE | 1-in-2 | 2022 | 8 | 507.1075 | 453.0926 | 9.0968 | 68.6928 | 0
| Zone | Remainder of System | 7 | Monthly System Peak Day | SCE | 1-in-2 | 2022 | 9 | 495.4972 | 476.8368 | 9.0811 | 71.6543 | 0
| Zone | Remainder of System | 7 | Monthly System Peak Day | SCE | 1-in-2 | 2022 | 10 | 482.5187 | 451.3153 | 9.1207 | 75.5544 | 0
| Zone | Remainder of System | 7 | Monthly System Peak Day | SCE | 1-in-2 | 2022 | 11 | 454.5099 | 426.9761 | 9.0922 | 79.4162 | 0
| Zone | Remainder of System | 7 | Monthly System Peak Day | SCE | 1-in-2 | 2022 | 12 | 447.5919 | 423.7725 | 9.0667 | 83.2174 | 0
| Zone | Remainder of System | 7 | Monthly System Peak Day | SCE | 1-in-2 | 2022 | 13 | 360.9671 | 359.277 | 9.0587 | 86.2327 | 0
| Zone | Remainder of System | 7 | Monthly System Peak Day | SCE | 1-in-2 | 2022 | 14 | 332.1341 | 332.7137 | 9.0851 | 87.9311 | 0
| Zone | Remainder of System | 7 | Monthly System Peak Day | SCE | 1-in-2 | 2022 | 15 | 282.7934 | 289.882 | 9.1642 | 89.6186 | 0
| Zone | Remainder of System | 7 | Monthly System Peak Day | SCE | 1-in-2 | 2022 | 16 | 244.7199 | 239.3805 | 9.2132 | 90.3848 | 0
| Zone | Remainder of System | 7 | Monthly System Peak Day | SCE | 1-in-2 | 2022 | 17 | 244.2094 | 250.2521 | 10.1119 | 90.9913 | 0
| Zone | Remainder of System | 7 | Monthly System Peak Day | SCE | 1-in-2 | 2022 | 18 | 214.7428 | 246.692 | 10.1399 | 90.0721 | 0
| Zone | Remainder of System | 7 | Monthly System Peak Day | SCE | 1-in-2 | 2022 | 19 | 212.4554 | 197.2001 | 9.351 | 88.1822 | 0
| Zone | Remainder of System | 7 | Monthly System Peak Day | SCE | 1-in-2 | 2022 | 20 | 203.2052 | 176.763 | 9.1885 | 85.4468 | 0
| Zone | Remainder of System | 7 | Monthly System Peak Day | SCE | 1-in-2 | 2022 | 21 | 221.8923 | 202.7018 | 10.6783 | 82.3442 | 0
| Zone | Remainder of System | 7 | Monthly System Peak Day | SCE | 1-in-2 | 2022 | 22 | 380.7991 | 351.0853 | 9.2722 | 78.7247 | 0
| Zone | Remainder of System | 7 | Monthly System Peak Day | SCE | 1-in-2 | 2022 | 23 | 392.4072 | 354.9725 | 9.1218 | 76.4082 | 0
| Zone | Remainder of System | 7 | Monthly System Peak Day | SCE | 1-in-2 | 2022 | 24 | 350.505 | 331.0379 | 9.1156 | 74.4873 | 0
| Zone | Remainder of System | 8 | Average Weekday | SCE | 1-in-2 | 2022 | 1 | 268.6709 | 290.134 | 8.6488 | 68.1134 | 0
| Zone | Remainder of System | 8 | Average Weekday | SCE | 1-in-2 | 2022 | 2 | 264.5388 | 279.9691 | 8.6614 | 67.1923 | 0
| Zone | Remainder of System | 8 | Average Weekday | SCE | 1-in-2 | 2022 | 3 | 402.9707 | 422.0677 | 8.6637 | 66.3666 | 0
| Zone | Remainder of System | 8 | Average Weekday | SCE | 1-in-2 | 2022 | 4 | 557.0252 | 578.999 | 8.6661 | 65.6033 | 0
| Zone | Remainder of System | 8 | Average Weekday | SCE | 1-in-2 | 2022 | 5 | 514.0847 | 544.1238 | 8.6636 | 64.9066 | 0
| Zone | Remainder of System | 8 | Average Weekday | SCE | 1-in-2 | 2022 | 6 | 515.5416 | 548.9954 | 8.6612 | 64.3295 | 0
| Zone | Remainder of System | 8 | Average Weekday | SCE | 1-in-2 | 2022 | 7 | 525.1555 | 525.3422 | 8.6435 | 63.8791 | 0
| Zone | Remainder of System | 8 | Average Weekday | SCE | 1-in-2 | 2022 | 8 | 520.191 | 537.2529 | 8.5813 | 63.8355 | 0
| Zone | Remainder of System | 8 | Average Weekday | SCE | 1-in-2 | 2022 | 9 | 503.1773 | 529.8315 | 8.5677 | 65.9972 | 0
| Zone | Remainder of System | 8 | Average Weekday | SCE | 1-in-2 | 2022 | 10 | 492.5193 | 509.1522 | 8.6146 | 69.4323 | 0
| Zone | Remainder of System | 8 | Average Weekday | SCE | 1-in-2 | 2022 | 11 | 459.0704 | 474.72 | 8.597 | 73.4127 | 0
| Zone | Remainder of System | 8 | Average Weekday | SCE | 1-in-2 | 2022 | 12 | 448.697 | 469.2923 | 8.5804 | 77.2854 | 0
| Zone | Remainder of System | 8 | Average Weekday | SCE | 1-in-2 | 2022 | 13 | 370.7962 | 396.859 | 8.573 | 80.4135 | 0
| Zone | Remainder of System | 8 | Average Weekday | SCE | 1-in-2 | 2022 | 14 | 339.6954 | 361.555 | 8.6007 | 82.7527 | 0
| Zone | Remainder of System | 8 | Average Weekday | SCE | 1-in-2 | 2022 | 15 | 290.5973 | 310.7937 | 8.662 | 84.1637 | 0
| Zone | Remainder of System | 8 | Average Weekday | SCE | 1-in-2 | 2022 | 16 | 250.7901 | 257.784 | 8.7049 | 84.6461 | 0
| Zone | Remainder of System | 8 | Average Weekday | SCE | 1-in-2 | 2022 | 17 | 252.4901 | 259.0591 | 9.7742 | 84.5587 | 0
| Zone | Remainder of System | 8 | Average Weekday | SCE | 1-in-2 | 2022 | 18 | 220.8389 | 238.6927 | 9.6793 | 83.6467 | 0
| Zone | Remainder of System | 8 | Average Weekday | SCE | 1-in-2 | 2022 | 19 | 217.5747 | 239.2057 | 9.2445 | 81.9145 | 0
| Zone | Remainder of System | 8 | Average Weekday | SCE | 1-in-2 | 2022 | 20 | 216.1553 | 229.3922 | 8.9169 | 79.2555 | 0
| Zone | Remainder of System | 8 | Average Weekday | SCE | 1-in-2 | 2022 | 21 | 231.6623 | 251.5548 | 9.1323 | 75.5248 | 0
| Zone | Remainder of System | 8 | Average Weekday | SCE | 1-in-2 | 2022 | 22 | 383.7435 | 411.9165 | 8.6571 | 72.4927 | 0
| Zone | Remainder of System | 8 | Average Weekday | SCE | 1-in-2 | 2022 | 23 | 396.3451 | 430.0296 | 8.6589 | 70.5976 | 0
| Zone | Remainder of System | 8 | Average Weekday | SCE | 1-in-2 | 2022 | 24 | 355.727 | 387.2239 | 8.6266 | 69.2749 | 0
| Zone | Remainder of System | 8 | Monthly System Peak Day | SCE | 1-in-2 | 2022 | 1 | 268.6709 | 264.655 | 7.7295 | 76.5583 | 0
| Zone | Remainder of System | 8 | Monthly System Peak Day | SCE | 1-in-2 | 2022 | 2 | 264.5388 | 246.9724 | 7.7473 | 75.5448 | 0
| Zone | Remainder of System | 8 | Monthly System Peak Day | SCE | 1-in-2 | 2022 | 3 | 402.9707 | 354.8155 | 7.752 | 74.7414 | 0
| Zone | Remainder of System | 8 | Monthly System Peak Day | SCE | 1-in-2 | 2022 | 4 | 557.0252 | 462.2445 | 7.7509 | 73.777 | 0
| Zone | Remainder of System | 8 | Monthly System Peak Day | SCE | 1-in-2 | 2022 | 5 | 514.0847 | 438.1646 | 7.7482 | 72.987 | 0
| Zone | Remainder of System | 8 | Monthly System Peak Day | SCE | 1-in-2 | 2022 | 6 | 515.5416 | 454.1849 | 7.7455 | 72.4561 | 0
| Zone | Remainder of System | 8 | Monthly System Peak Day | SCE | 1-in-2 | 2022 | 7 | 525.1555 | 442.6457 | 7.7491 | 71.7849 | 0
| Zone | Remainder of System | 8 | Monthly System Peak Day | SCE | 1-in-2 | 2022 | 8 | 520.191 | 462.5989 | 7.6648 | 71.7491 | 0
| Zone | Remainder of System | 8 | Monthly System Peak Day | SCE | 1-in-2 | 2022 | 9 | 503.1773 | 485.6109 | 7.6368 | 73.699 | 0
| Zone | Remainder of System | 8 | Monthly System Peak Day | SCE | 1-in-2 | 2022 | 10 | 492.5193 | 462.4869 | 7.6896 | 77.4223 | 0
| Zone | Remainder of System | 8 | Monthly System Peak Day | SCE | 1-in-2 | 2022 | 11 | 459.0704 | 427.5945 | 7.6462 | 81.725 | 0
| Zone | Remainder of System | 8 | Monthly System Peak Day | SCE | 1-in-2 | 2022 | 12 | 448.697 | 423.2337 | 7.6063 | 85.3394 | 0
| Zone | Remainder of System | 8 | Monthly System Peak Day | SCE | 1-in-2 | 2022 | 13 | 370.7962 | 371.1261 | 7.5899 | 87.9907 | 0
| Zone | Remainder of System | 8 | Monthly System Peak Day | SCE | 1-in-2 | 2022 | 14 | 339.6954 | 340.9491 | 7.6365 | 90.3014 | 0
| Zone | Remainder of System | 8 | Monthly System Peak Day | SCE | 1-in-2 | 2022 | 15 | 290.5973 | 298.3729 | 7.7487 | 91.72 | 0
| Zone | Remainder of System | 8 | Monthly System Peak Day | SCE | 1-in-2 | 2022 | 16 | 250.7901 | 246.4548 | 7.8087 | 91.501 | 0
| Zone | Remainder of System | 8 | Monthly System Peak Day | SCE | 1-in-2 | 2022 | 17 | 252.4901 | 256.2658 | 8.8438 | 90.7507 | 0
| Zone | Remainder of System | 8 | Monthly System Peak Day | SCE | 1-in-2 | 2022 | 18 | 220.8389 | 253.8309 | 8.8782 | 89.0636 | 0
| Zone | Remainder of System | 8 | Monthly System Peak Day | SCE | 1-in-2 | 2022 | 19 | 217.5747 | 200.7475 | 7.5278 | 87.5076 | 0
| Zone | Remainder of System | 8 | Monthly System Peak Day | SCE | 1-in-2 | 2022 | 20 | 216.1553 | 187.6228 | 7.4053 | 85.999 | 0
| Zone | Remainder of System | 8 | Monthly System Peak Day | SCE | 1-in-2 | 2022 | 21 | 231.6623 | 210.6764 | 9.5028 | 82.5548 | 0
| Zone | Remainder of System | 8 | Monthly System Peak Day | SCE | 1-in-2 | 2022 | 22 | 383.7435 | 356.7846 | 7.8987 | 79.5711 | 0
| Zone | Remainder of System | 8 | Monthly System Peak Day | SCE | 1-in-2 | 2022 | 23 | 396.3451 | 364.2796 | 7.7075 | 77.5837 | 0
| Zone | Remainder of System | 8 | Monthly System Peak Day | SCE | 1-in-2 | 2022 | 24 | 355.727 | 339.8938 | 7.6945 | 76.0731 | 0
| Zone | Remainder of System | 8 | Typical Event Day | SCE | 1-in-2 | 2022 | 1 | 268.6709 | 264.655 | 7.7295 | 72.4863 | 0
| Zone | Remainder of System | 8 | Typical Event Day | SCE | 1-in-2 | 2022 | 2 | 264.5388 | 246.9724 | 7.7473 | 71.5219 | 0
| Zone | Remainder of System | 8 | Typical Event Day | SCE | 1-in-2 | 2022 | 3 | 402.9707 | 354.8155 | 7.752 | 70.628 | 0
| Zone | Remainder of System | 8 | Typical Event Day | SCE | 1-in-2 | 2022 | 4 | 557.0252 | 462.2445 | 7.7509 | 69.7216 | 0
| Zone | Remainder of System | 8 | Typical Event Day | SCE | 1-in-2 | 2022 | 5 | 514.0847 | 438.1646 | 7.7482 | 68.971 | 0
| Zone | Remainder of System | 8 | Typical Event Day | SCE | 1-in-2 | 2022 | 6 | 515.5416 | 454.1849 | 7.7455 | 68.3599 | 0
| Zone | Remainder of System | 8 | Typical Event Day | SCE | 1-in-2 | 2022 | 7 | 525.1555 | 442.6457 | 7.7491 | 67.7703 | 0
| Zone | Remainder of System | 8 | Typical Event Day | SCE | 1-in-2 | 2022 | 8 | 520.191 | 462.5989 | 7.6648 | 68.0641 | 0
| Zone | Remainder of System | 8 | Typical Event Day | SCE | 1-in-2 | 2022 | 9 | 503.1773 | 485.6109 | 7.6368 | 70.6394 | 0
| Zone | Remainder of System | 8 | Typical Event Day | SCE | 1-in-2 | 2022 | 10 | 492.5193 | 462.4869 | 7.6896 | 74.7339 | 0
| Zone | Remainder of System | 8 | Typical Event Day | SCE | 1-in-2 | 2022 | 11 | 459.0704 | 427.5945 | 7.6462 | 79.0757 | 0
| Zone | Remainder of System | 8 | Typical Event Day | SCE | 1-in-2 | 2022 | 12 | 448.697 | 423.2337 | 7.6063 | 82.9721 | 0
| Zone | Remainder of System | 8 | Typical Event Day | SCE | 1-in-2 | 2022 | 13 | 370.7962 | 371.1261 | 7.5899 | 85.9025 | 0
| Zone | Remainder of System | 8 | Typical Event Day | SCE | 1-in-2 | 2022 | 14 | 339.6954 | 340.9491 | 7.6365 | 88.018 | 0
| Zone | Remainder of System | 8 | Typical Event Day | SCE | 1-in-2 | 2022 | 15 | 290.5973 | 298.3729 | 7.7487 | 89.4849 | 0
| Zone | Remainder of System | 8 | Typical Event Day | SCE | 1-in-2 | 2022 | 16 | 250.7901 | 246.4548 | 7.8087 | 89.6902 | 0
| Zone | Remainder of System | 8 | Typical Event Day | SCE | 1-in-2 | 2022 | 17 | 252.4901 | 256.2658 | 8.8438 | 89.5193 | 0
| Zone | Remainder of System | 8 | Typical Event Day | SCE | 1-in-2 | 2022 | 18 | 220.8389 | 253.8309 | 8.8782 | 88.4404 | 0
| Zone | Remainder of System | 8 | Typical Event Day | SCE | 1-in-2 | 2022 | 19 | 217.5747 | 200.7475 | 7.5278 | 86.7779 | 0
| Zone | Remainder of System | 8 | Typical Event Day | SCE | 1-in-2 | 2022 | 20 | 216.1553 | 187.6228 | 7.4053 | 84.3062 | 0
| Zone | Remainder of System | 8 | Typical Event Day | SCE | 1-in-2 | 2022 | 21 | 231.6623 | 210.6764 | 9.5028 | 80.9554 | 0
| Zone | Remainder of System | 8 | Typical Event Day | SCE | 1-in-2 | 2022 | 22 | 383.7435 | 356.7846 | 7.8987 | 78.0579 | 0
| Zone | Remainder of System | 8 | Typical Event Day | SCE | 1-in-2 | 2022 | 23 | 396.3451 | 364.2796 | 7.7075 | 76.0778 | 0
| Zone | Remainder of System | 8 | Typical Event Day | SCE | 1-in-2 | 2022 | 24 | 355.727 | 339.8938 | 7.6945 | 74.4038 | 0
| Zone | Remainder of System | 9 | Average Weekday | SCE | 1-in-2 | 2022 | 1 | 265.996 | 274.9323 | 9.3378 | 67.7225 | 0
| Zone | Remainder of System | 9 | Average Weekday | SCE | 1-in-2 | 2022 | 2 | 271.8128 | 273.2326 | 9.3541 | 66.8467 | 0
| Zone | Remainder of System | 9 | Average Weekday | SCE | 1-in-2 | 2022 | 3 | 430.335 | 425.0288 | 9.3563 | 66.0813 | 0
| Zone | Remainder of System | 9 | Average Weekday | SCE | 1-in-2 | 2022 | 4 | 587.4628 | 584.0499 | 9.3586 | 65.3971 | 0
| Zone | Remainder of System | 9 | Average Weekday | SCE | 1-in-2 | 2022 | 5 | 529.1038 | 527.3684 | 9.3534 | 64.8121 | 0
| Zone | Remainder of System | 9 | Average Weekday | SCE | 1-in-2 | 2022 | 6 | 514.4798 | 521.602 | 9.3446 | 64.288 | 0
| Zone | Remainder of System | 9 | Average Weekday | SCE | 1-in-2 | 2022 | 7 | 542.3877 | 529.2742 | 9.3182 | 63.8783 | 0
| Zone | Remainder of System | 9 | Average Weekday | SCE | 1-in-2 | 2022 | 8 | 521.0285 | 517.3447 | 9.2742 | 63.6256 | 0
| Zone | Remainder of System | 9 | Average Weekday | SCE | 1-in-2 | 2022 | 9 | 475.7113 | 497.8609 | 9.2651 | 64.6467 | 0
| Zone | Remainder of System | 9 | Average Weekday | SCE | 1-in-2 | 2022 | 10 | 471.5426 | 483.6599 | 9.3147 | 67.4421 | 0
| Zone | Remainder of System | 9 | Average Weekday | SCE | 1-in-2 | 2022 | 11 | 443.2077 | 455.4582 | 9.2963 | 71.0719 | 0
| Zone | Remainder of System | 9 | Average Weekday | SCE | 1-in-2 | 2022 | 12 | 436.939 | 449.5538 | 9.2763 | 74.7336 | 0
| Zone | Remainder of System | 9 | Average Weekday | SCE | 1-in-2 | 2022 | 13 | 369.1132 | 382.9621 | 9.2656 | 77.7354 | 0
| Zone | Remainder of System | 9 | Average Weekday | SCE | 1-in-2 | 2022 | 14 | 329.9948 | 343.9015 | 9.2894 | 79.8337 | 0
| Zone | Remainder of System | 9 | Average Weekday | SCE | 1-in-2 | 2022 | 15 | 282.5951 | 297.6088 | 9.3361 | 81.0599 | 0
| Zone | Remainder of System | 9 | Average Weekday | SCE | 1-in-2 | 2022 | 16 | 252.2121 | 254.8006 | 9.3772 | 81.5924 | 0
| Zone | Remainder of System | 9 | Average Weekday | SCE | 1-in-2 | 2022 | 17 | 255.8625 | 262.0244 | 10.3655 | 81.3424 | 0
| Zone | Remainder of System | 9 | Average Weekday | SCE | 1-in-2 | 2022 | 18 | 226.296 | 243.5986 | 10.2501 | 80.3228 | 0
| Zone | Remainder of System | 9 | Average Weekday | SCE | 1-in-2 | 2022 | 19 | 228.1569 | 248.2592 | 10.2947 | 78.4973 | 0
| Zone | Remainder of System | 9 | Average Weekday | SCE | 1-in-2 | 2022 | 20 | 227.3705 | 238.9688 | 9.4089 | 75.5853 | 0
| Zone | Remainder of System | 9 | Average Weekday | SCE | 1-in-2 | 2022 | 21 | 237.4445 | 254.7932 | 9.6043 | 72.5789 | 0
| Zone | Remainder of System | 9 | Average Weekday | SCE | 1-in-2 | 2022 | 22 | 389.496 | 412.5196 | 9.2912 | 70.814 | 0
| Zone | Remainder of System | 9 | Average Weekday | SCE | 1-in-2 | 2022 | 23 | 397.8766 | 420.4343 | 9.3277 | 69.5334 | 0
| Zone | Remainder of System | 9 | Average Weekday | SCE | 1-in-2 | 2022 | 24 | 352.5628 | 370.7867 | 9.312 | 68.4417 | 0
| Zone | Remainder of System | 9 | Monthly System Peak Day | SCE | 1-in-2 | 2022 | 1 | 265.996 | 254.1179 | 9.3975 | 75.1094 | 0
| Zone | Remainder of System | 9 | Monthly System Peak Day | SCE | 1-in-2 | 2022 | 2 | 271.8128 | 243.8666 | 9.4158 | 74.0078 | 0
| Zone | Remainder of System | 9 | Monthly System Peak Day | SCE | 1-in-2 | 2022 | 3 | 430.335 | 362.4859 | 9.4199 | 72.9204 | 0
| Zone | Remainder of System | 9 | Monthly System Peak Day | SCE | 1-in-2 | 2022 | 4 | 587.4628 | 457.5818 | 9.4183 | 71.8942 | 0
| Zone | Remainder of System | 9 | Monthly System Peak Day | SCE | 1-in-2 | 2022 | 5 | 529.1038 | 411.18 | 9.4136 | 70.7876 | 0
| Zone | Remainder of System | 9 | Monthly System Peak Day | SCE | 1-in-2 | 2022 | 6 | 514.4798 | 412.8148 | 9.4051 | 70.0145 | 0
| Zone | Remainder of System | 9 | Monthly System Peak Day | SCE | 1-in-2 | 2022 | 7 | 542.3877 | 432.625 | 9.4058 | 69.5282 | 0
| Zone | Remainder of System | 9 | Monthly System Peak Day | SCE | 1-in-2 | 2022 | 8 | 521.0285 | 427.4046 | 9.3478 | 69.3458 | 0
| Zone | Remainder of System | 9 | Monthly System Peak Day | SCE | 1-in-2 | 2022 | 9 | 475.7113 | 451.2293 | 9.3318 | 71.6146 | 0
| Zone | Remainder of System | 9 | Monthly System Peak Day | SCE | 1-in-2 | 2022 | 10 | 471.5426 | 432.6898 | 9.3806 | 76.0792 | 0
| Zone | Remainder of System | 9 | Monthly System Peak Day | SCE | 1-in-2 | 2022 | 11 | 443.2077 | 406.193 | 9.3452 | 81.3919 | 0
| Zone | Remainder of System | 9 | Monthly System Peak Day | SCE | 1-in-2 | 2022 | 12 | 436.939 | 404.5035 | 9.3102 | 86.3206 | 0
| Zone | Remainder of System | 9 | Monthly System Peak Day | SCE | 1-in-2 | 2022 | 13 | 369.1132 | 349.1406 | 9.2961 | 90.4921 | 0
| Zone | Remainder of System | 9 | Monthly System Peak Day | SCE | 1-in-2 | 2022 | 14 | 329.9948 | 316.7904 | 9.3268 | 93.4192 | 0
| Zone | Remainder of System | 9 | Monthly System Peak Day | SCE | 1-in-2 | 2022 | 15 | 282.5951 | 281.1237 | 9.4077 | 94.5626 | 0
| Zone | Remainder of System | 9 | Monthly System Peak Day | SCE | 1-in-2 | 2022 | 16 | 252.2121 | 240.1173 | 9.4614 | 93.9402 | 0
| Zone | Remainder of System | 9 | Monthly System Peak Day | SCE | 1-in-2 | 2022 | 17 | 255.8625 | 259.4925 | 10.3823 | 93.476 | 0
| Zone | Remainder of System | 9 | Monthly System Peak Day | SCE | 1-in-2 | 2022 | 18 | 226.296 | 255.9941 | 10.3695 | 92.5105 | 0
| Zone | Remainder of System | 9 | Monthly System Peak Day | SCE | 1-in-2 | 2022 | 19 | 228.1569 | 207.7837 | 9.8622 | 91.3939 | 0
| Zone | Remainder of System | 9 | Monthly System Peak Day | SCE | 1-in-2 | 2022 | 20 | 227.3705 | 197.6474 | 9.2025 | 88.8968 | 0
| Zone | Remainder of System | 9 | Monthly System Peak Day | SCE | 1-in-2 | 2022 | 21 | 237.4445 | 217.4924 | 10.5914 | 85.0871 | 0
| Zone | Remainder of System | 9 | Monthly System Peak Day | SCE | 1-in-2 | 2022 | 22 | 389.496 | 350.659 | 9.4997 | 82.6259 | 0
| Zone | Remainder of System | 9 | Monthly System Peak Day | SCE | 1-in-2 | 2022 | 23 | 397.8766 | 345.8474 | 9.3547 | 80.7753 | 0
| Zone | Remainder of System | 9 | Monthly System Peak Day | SCE | 1-in-2 | 2022 | 24 | 352.5628 | 319.619 | 9.3627 | 78.9817 | 0
| Zone | Remainder of System | 10 | Average Weekday | SCE | 1-in-2 | 2022 | 1 | 281.4657 | 291.824 | 8.764 | 62.4444 | 0
| Zone | Remainder of System | 10 | Average Weekday | SCE | 1-in-2 | 2022 | 2 | 275.3415 | 281.7315 | 8.655 | 61.5437 | 0
| Zone | Remainder of System | 10 | Average Weekday | SCE | 1-in-2 | 2022 | 3 | 423.0707 | 432.4904 | 8.6401 | 60.6485 | 0
| Zone | Remainder of System | 10 | Average Weekday | SCE | 1-in-2 | 2022 | 4 | 586.7656 | 601.5083 | 8.6032 | 59.9332 | 0
| Zone | Remainder of System | 10 | Average Weekday | SCE | 1-in-2 | 2022 | 5 | 577.3585 | 591.5285 | 8.5997 | 59.2025 | 0
| Zone | Remainder of System | 10 | Average Weekday | SCE | 1-in-2 | 2022 | 6 | 569.7186 | 584.8129 | 8.5502 | 58.6584 | 0
| Zone | Remainder of System | 10 | Average Weekday | SCE | 1-in-2 | 2022 | 7 | 569.684 | 568.6945 | 8.5369 | 58.2291 | 0
| Zone | Remainder of System | 10 | Average Weekday | SCE | 1-in-2 | 2022 | 8 | 563.0145 | 564.467 | 8.8364 | 57.9539 | 0
| Zone | Remainder of System | 10 | Average Weekday | SCE | 1-in-2 | 2022 | 9 | 535.2726 | 571.9541 | 9.2577 | 58.3197 | 0
| Zone | Remainder of System | 10 | Average Weekday | SCE | 1-in-2 | 2022 | 10 | 517.9539 | 535.5526 | 8.9817 | 60.8693 | 0
| Zone | Remainder of System | 10 | Average Weekday | SCE | 1-in-2 | 2022 | 11 | 503.7778 | 516.7717 | 9.2012 | 64.43 | 0
| Zone | Remainder of System | 10 | Average Weekday | SCE | 1-in-2 | 2022 | 12 | 493.1764 | 504.1004 | 9.4444 | 68.177 | 0
| Zone | Remainder of System | 10 | Average Weekday | SCE | 1-in-2 | 2022 | 13 | 398.2197 | 408.4755 | 9.6372 | 71.2953 | 0
| Zone | Remainder of System | 10 | Average Weekday | SCE | 1-in-2 | 2022 | 14 | 346.459 | 353.669 | 9.5002 | 73.5492 | 0
| Zone | Remainder of System | 10 | Average Weekday | SCE | 1-in-2 | 2022 | 15 | 303.2354 | 309.992 | 9.1097 | 74.9618 | 0
| Zone | Remainder of System | 10 | Average Weekday | SCE | 1-in-2 | 2022 | 16 | 272.7759 | 275.4722 | 8.6141 | 75.8111 | 0
| Zone | Remainder of System | 10 | Average Weekday | SCE | 1-in-2 | 2022 | 17 | 268.2481 | 273.8607 | 8.4302 | 75.6843 | 0
| Zone | Remainder of System | 10 | Average Weekday | SCE | 1-in-2 | 2022 | 18 | 249.6467 | 255.7433 | 8.4866 | 74.5942 | 0
| Zone | Remainder of System | 10 | Average Weekday | SCE | 1-in-2 | 2022 | 19 | 265.5785 | 272.195 | 8.9395 | 72.5631 | 0
| Zone | Remainder of System | 10 | Average Weekday | SCE | 1-in-2 | 2022 | 20 | 259.1732 | 262.6334 | 8.6477 | 69.6331 | 0
| Zone | Remainder of System | 10 | Average Weekday | SCE | 1-in-2 | 2022 | 21 | 248.2063 | 253.8552 | 8.3281 | 67.329 | 0
| Zone | Remainder of System | 10 | Average Weekday | SCE | 1-in-2 | 2022 | 22 | 426.4803 | 444.2076 | 8.5322 | 65.6424 | 0
| Zone | Remainder of System | 10 | Average Weekday | SCE | 1-in-2 | 2022 | 23 | 401.5385 | 422.1042 | 8.6835 | 64.3401 | 0
| Zone | Remainder of System | 10 | Average Weekday | SCE | 1-in-2 | 2022 | 24 | 329.7665 | 353.1777 | 8.8609 | 63.2154 | 0
| Zone | Remainder of System | 10 | Monthly System Peak Day | SCE | 1-in-2 | 2022 | 1 | 281.4657 | 301.6406 | 8.5967 | 70.789 | 0
| Zone | Remainder of System | 10 | Monthly System Peak Day | SCE | 1-in-2 | 2022 | 2 | 275.3415 | 286.4243 | 8.5417 | 69.3827 | 0
| Zone | Remainder of System | 10 | Monthly System Peak Day | SCE | 1-in-2 | 2022 | 3 | 423.0707 | 436.453 | 8.5353 | 67.3456 | 0
| Zone | Remainder of System | 10 | Monthly System Peak Day | SCE | 1-in-2 | 2022 | 4 | 586.7656 | 603.1566 | 8.5225 | 66.5839 | 0
| Zone | Remainder of System | 10 | Monthly System Peak Day | SCE | 1-in-2 | 2022 | 5 | 577.3585 | 596.615 | 8.5165 | 65.9856 | 0
| Zone | Remainder of System | 10 | Monthly System Peak Day | SCE | 1-in-2 | 2022 | 6 | 569.7186 | 583.3745 | 8.4942 | 65.2669 | 0
| Zone | Remainder of System | 10 | Monthly System Peak Day | SCE | 1-in-2 | 2022 | 7 | 569.684 | 562.9206 | 8.4832 | 64.3182 | 0
| Zone | Remainder of System | 10 | Monthly System Peak Day | SCE | 1-in-2 | 2022 | 8 | 563.0145 | 565.8702 | 8.6392 | 64.1286 | 0
| Zone | Remainder of System | 10 | Monthly System Peak Day | SCE | 1-in-2 | 2022 | 9 | 535.2726 | 583.6894 | 8.9329 | 64.9142 | 0
| Zone | Remainder of System | 10 | Monthly System Peak Day | SCE | 1-in-2 | 2022 | 10 | 517.9539 | 540.8316 | 8.7237 | 69.0419 | 0
| Zone | Remainder of System | 10 | Monthly System Peak Day | SCE | 1-in-2 | 2022 | 11 | 503.7778 | 525.4125 | 8.8652 | 75.3311 | 0
| Zone | Remainder of System | 10 | Monthly System Peak Day | SCE | 1-in-2 | 2022 | 12 | 493.1764 | 517.4899 | 9.0355 | 81.3694 | 0
| Zone | Remainder of System | 10 | Monthly System Peak Day | SCE | 1-in-2 | 2022 | 13 | 398.2197 | 408.125 | 9.1808 | 85.661 | 0
| Zone | Remainder of System | 10 | Monthly System Peak Day | SCE | 1-in-2 | 2022 | 14 | 346.459 | 352.7823 | 9.0847 | 88.0198 | 0
| Zone | Remainder of System | 10 | Monthly System Peak Day | SCE | 1-in-2 | 2022 | 15 | 303.2354 | 310.1582 | 8.7977 | 89.3562 | 0
| Zone | Remainder of System | 10 | Monthly System Peak Day | SCE | 1-in-2 | 2022 | 16 | 272.7759 | 274.1272 | 8.4878 | 90.0823 | 0
| Zone | Remainder of System | 10 | Monthly System Peak Day | SCE | 1-in-2 | 2022 | 17 | 268.2481 | 273.8202 | 8.3777 | 89.8948 | 0
| Zone | Remainder of System | 10 | Monthly System Peak Day | SCE | 1-in-2 | 2022 | 18 | 249.6467 | 255.7486 | 8.3745 | 88.749 | 0
| Zone | Remainder of System | 10 | Monthly System Peak Day | SCE | 1-in-2 | 2022 | 19 | 265.5785 | 271.2766 | 8.8998 | 86.7542 | 0
| Zone | Remainder of System | 10 | Monthly System Peak Day | SCE | 1-in-2 | 2022 | 20 | 259.1732 | 263.2113 | 8.6472 | 83.4368 | 0
| Zone | Remainder of System | 10 | Monthly System Peak Day | SCE | 1-in-2 | 2022 | 21 | 248.2063 | 256.4424 | 8.563 | 80.0617 | 0
| Zone | Remainder of System | 10 | Monthly System Peak Day | SCE | 1-in-2 | 2022 | 22 | 426.4803 | 444.1588 | 8.4623 | 77.4533 | 0
| Zone | Remainder of System | 10 | Monthly System Peak Day | SCE | 1-in-2 | 2022 | 23 | 401.5385 | 425.4573 | 8.5499 | 74.9468 | 0
| Zone | Remainder of System | 10 | Monthly System Peak Day | SCE | 1-in-2 | 2022 | 24 | 329.7665 | 367.4278 | 8.6582 | 73.4656 | 0
| Zone | Remainder of System | 11 | Average Weekday | SCE | 1-in-2 | 2022 | 1 | 265.1512 | 271.6154 | 8.6488 | 56.3377 | 0
| Zone | Remainder of System | 11 | Average Weekday | SCE | 1-in-2 | 2022 | 2 | 264.1441 | 270.2454 | 8.6662 | 55.4292 | 0
| Zone | Remainder of System | 11 | Average Weekday | SCE | 1-in-2 | 2022 | 3 | 406.4874 | 416.9899 | 8.6416 | 54.7265 | 0
| Zone | Remainder of System | 11 | Average Weekday | SCE | 1-in-2 | 2022 | 4 | 580.9459 | 598.3264 | 8.6527 | 54.1046 | 0
| Zone | Remainder of System | 11 | Average Weekday | SCE | 1-in-2 | 2022 | 5 | 551.424 | 576.6219 | 8.6267 | 53.5218 | 0
| Zone | Remainder of System | 11 | Average Weekday | SCE | 1-in-2 | 2022 | 6 | 534.6804 | 560.5942 | 8.6323 | 52.9617 | 0
| Zone | Remainder of System | 11 | Average Weekday | SCE | 1-in-2 | 2022 | 7 | 542.1948 | 539.438 | 8.8175 | 52.6793 | 0
| Zone | Remainder of System | 11 | Average Weekday | SCE | 1-in-2 | 2022 | 8 | 525.5057 | 528.0049 | 9.1176 | 52.5522 | 0
| Zone | Remainder of System | 11 | Average Weekday | SCE | 1-in-2 | 2022 | 9 | 509.3365 | 535.5042 | 8.8127 | 54.1377 | 0
| Zone | Remainder of System | 11 | Average Weekday | SCE | 1-in-2 | 2022 | 10 | 488.0291 | 500.3988 | 9.1011 | 57.6626 | 0
| Zone | Remainder of System | 11 | Average Weekday | SCE | 1-in-2 | 2022 | 11 | 463.8836 | 471.9998 | 9.2908 | 61.6392 | 0
| Zone | Remainder of System | 11 | Average Weekday | SCE | 1-in-2 | 2022 | 12 | 457.3646 | 464.5666 | 9.3887 | 65.053 | 0
| Zone | Remainder of System | 11 | Average Weekday | SCE | 1-in-2 | 2022 | 13 | 372.2598 | 383.4236 | 9.1749 | 67.5163 | 0
| Zone | Remainder of System | 11 | Average Weekday | SCE | 1-in-2 | 2022 | 14 | 337.5031 | 345.195 | 8.9144 | 69.0679 | 0
| Zone | Remainder of System | 11 | Average Weekday | SCE | 1-in-2 | 2022 | 15 | 286.7797 | 296.2055 | 8.5984 | 69.9383 | 0
| Zone | Remainder of System | 11 | Average Weekday | SCE | 1-in-2 | 2022 | 16 | 259.3378 | 261.9001 | 8.6752 | 70.0307 | 0
| Zone | Remainder of System | 11 | Average Weekday | SCE | 1-in-2 | 2022 | 17 | 262.5519 | 267.9384 | 8.5098 | 69.073 | 0
| Zone | Remainder of System | 11 | Average Weekday | SCE | 1-in-2 | 2022 | 18 | 244.604 | 250.7373 | 8.6754 | 66.8593 | 0
| Zone | Remainder of System | 11 | Average Weekday | SCE | 1-in-2 | 2022 | 19 | 262.3371 | 266.6641 | 8.6691 | 64.2909 | 0
| Zone | Remainder of System | 11 | Average Weekday | SCE | 1-in-2 | 2022 | 20 | 249.4978 | 310.2371 | 10.685 | 62.3427 | 0
| Zone | Remainder of System | 11 | Average Weekday | SCE | 1-in-2 | 2022 | 21 | 237.3943 | 243.6632 | 8.2972 | 60.7342 | 0
| Zone | Remainder of System | 11 | Average Weekday | SCE | 1-in-2 | 2022 | 22 | 408.3309 | 424.1819 | 8.6144 | 59.3492 | 0
| Zone | Remainder of System | 11 | Average Weekday | SCE | 1-in-2 | 2022 | 23 | 384.4133 | 398.8915 | 8.7775 | 58.1896 | 0
| Zone | Remainder of System | 11 | Average Weekday | SCE | 1-in-2 | 2022 | 24 | 311.3557 | 324.0907 | 8.7047 | 57.2544 | 0
| Zone | Remainder of System | 11 | Monthly System Peak Day | SCE | 1-in-2 | 2022 | 1 | 265.1512 | 276.6548 | 8.5686 | 62.9629 | 0
| Zone | Remainder of System | 11 | Monthly System Peak Day | SCE | 1-in-2 | 2022 | 2 | 264.1441 | 274.1412 | 8.5893 | 61.5748 | 0
| Zone | Remainder of System | 11 | Monthly System Peak Day | SCE | 1-in-2 | 2022 | 3 | 406.4874 | 420.1814 | 8.577 | 60.682 | 0
| Zone | Remainder of System | 11 | Monthly System Peak Day | SCE | 1-in-2 | 2022 | 4 | 580.9459 | 601.4711 | 8.5863 | 59.921 | 0
| Zone | Remainder of System | 11 | Monthly System Peak Day | SCE | 1-in-2 | 2022 | 5 | 551.424 | 579.3759 | 8.5773 | 59.1649 | 0
| Zone | Remainder of System | 11 | Monthly System Peak Day | SCE | 1-in-2 | 2022 | 6 | 534.6804 | 561.5164 | 8.5835 | 58.0889 | 0
| Zone | Remainder of System | 11 | Monthly System Peak Day | SCE | 1-in-2 | 2022 | 7 | 542.1948 | 528.6359 | 8.7333 | 57.8746 | 0
| Zone | Remainder of System | 11 | Monthly System Peak Day | SCE | 1-in-2 | 2022 | 8 | 525.5057 | 534.915 | 9.1151 | 57.32 | 0
| Zone | Remainder of System | 11 | Monthly System Peak Day | SCE | 1-in-2 | 2022 | 9 | 509.3365 | 543.801 | 8.7307 | 59.5354 | 0
| Zone | Remainder of System | 11 | Monthly System Peak Day | SCE | 1-in-2 | 2022 | 10 | 488.0291 | 508.9618 | 9.0896 | 64.4605 | 0
| Zone | Remainder of System | 11 | Monthly System Peak Day | SCE | 1-in-2 | 2022 | 11 | 463.8836 | 484.144 | 9.3695 | 70.7812 | 0
| Zone | Remainder of System | 11 | Monthly System Peak Day | SCE | 1-in-2 | 2022 | 12 | 457.3646 | 480.5074 | 9.5304 | 76.6454 | 0
| Zone | Remainder of System | 11 | Monthly System Peak Day | SCE | 1-in-2 | 2022 | 13 | 372.2598 | 383.7407 | 9.2171 | 80.6052 | 0
| Zone | Remainder of System | 11 | Monthly System Peak Day | SCE | 1-in-2 | 2022 | 14 | 337.5031 | 343.4253 | 8.8531 | 83.1096 | 0
| Zone | Remainder of System | 11 | Monthly System Peak Day | SCE | 1-in-2 | 2022 | 15 | 286.7797 | 296.4685 | 8.5104 | 84.4602 | 0
| Zone | Remainder of System | 11 | Monthly System Peak Day | SCE | 1-in-2 | 2022 | 16 | 259.3378 | 260.7495 | 8.5881 | 84.6998 | 0
| Zone | Remainder of System | 11 | Monthly System Peak Day | SCE | 1-in-2 | 2022 | 17 | 262.5519 | 270.066 | 8.4249 | 83.4215 | 0
| Zone | Remainder of System | 11 | Monthly System Peak Day | SCE | 1-in-2 | 2022 | 18 | 244.604 | 253.3109 | 8.5845 | 80.7623 | 0
| Zone | Remainder of System | 11 | Monthly System Peak Day | SCE | 1-in-2 | 2022 | 19 | 262.3371 | 267.8084 | 8.6682 | 76.9132 | 0
| Zone | Remainder of System | 11 | Monthly System Peak Day | SCE | 1-in-2 | 2022 | 20 | 249.4978 | 357.6934 | 17.2835 | 74.1084 | 0
| Zone | Remainder of System | 11 | Monthly System Peak Day | SCE | 1-in-2 | 2022 | 21 | 237.3943 | 245.9528 | 8.5955 | 71.8048 | 0
| Zone | Remainder of System | 11 | Monthly System Peak Day | SCE | 1-in-2 | 2022 | 22 | 408.3309 | 425.5529 | 8.5385 | 69.7539 | 0
| Zone | Remainder of System | 11 | Monthly System Peak Day | SCE | 1-in-2 | 2022 | 23 | 384.4133 | 404.8271 | 8.6914 | 68.1384 | 0
| Zone | Remainder of System | 11 | Monthly System Peak Day | SCE | 1-in-2 | 2022 | 24 | 311.3557 | 333.0112 | 8.6128 | 66.5664 | 0
| Zone | Remainder of System | 12 | Average Weekday | SCE | 1-in-2 | 2022 | 1 | 249.3546 | 256.2671 | 8.5134 | 50.1723 | 0
| Zone | Remainder of System | 12 | Average Weekday | SCE | 1-in-2 | 2022 | 2 | 245.4328 | 251.8277 | 8.5381 | 49.47 | 0
| Zone | Remainder of System | 12 | Average Weekday | SCE | 1-in-2 | 2022 | 3 | 381.5925 | 392.392 | 8.5434 | 48.8424 | 0
| Zone | Remainder of System | 12 | Average Weekday | SCE | 1-in-2 | 2022 | 4 | 555.7462 | 573.2375 | 8.5497 | 48.2737 | 0
| Zone | Remainder of System | 12 | Average Weekday | SCE | 1-in-2 | 2022 | 5 | 528.5168 | 557.3701 | 8.5531 | 47.7582 | 0
| Zone | Remainder of System | 12 | Average Weekday | SCE | 1-in-2 | 2022 | 6 | 502.1714 | 532.269 | 8.558 | 47.2208 | 0
| Zone | Remainder of System | 12 | Average Weekday | SCE | 1-in-2 | 2022 | 7 | 496.6604 | 494.9297 | 8.5206 | 46.8903 | 0
| Zone | Remainder of System | 12 | Average Weekday | SCE | 1-in-2 | 2022 | 8 | 490.6387 | 496.9367 | 8.4761 | 46.6249 | 0
| Zone | Remainder of System | 12 | Average Weekday | SCE | 1-in-2 | 2022 | 9 | 471.5695 | 499.4779 | 8.4319 | 47.1296 | 0
| Zone | Remainder of System | 12 | Average Weekday | SCE | 1-in-2 | 2022 | 10 | 444.0936 | 459.2919 | 8.4572 | 49.7166 | 0
| Zone | Remainder of System | 12 | Average Weekday | SCE | 1-in-2 | 2022 | 11 | 421.8086 | 431.8269 | 8.4189 | 53.0028 | 0
| Zone | Remainder of System | 12 | Average Weekday | SCE | 1-in-2 | 2022 | 12 | 414.3192 | 421.1617 | 8.3839 | 56.0652 | 0
| Zone | Remainder of System | 12 | Average Weekday | SCE | 1-in-2 | 2022 | 13 | 338.221 | 348.8635 | 8.3761 | 58.4044 | 0
| Zone | Remainder of System | 12 | Average Weekday | SCE | 1-in-2 | 2022 | 14 | 304.7688 | 312.9428 | 8.4057 | 60.0157 | 0
| Zone | Remainder of System | 12 | Average Weekday | SCE | 1-in-2 | 2022 | 15 | 269.6744 | 278.2296 | 8.4547 | 60.9106 | 0
| Zone | Remainder of System | 12 | Average Weekday | SCE | 1-in-2 | 2022 | 16 | 237.3006 | 239.6626 | 8.5082 | 61.1029 | 0
| Zone | Remainder of System | 12 | Average Weekday | SCE | 1-in-2 | 2022 | 17 | 241.2953 | 247.3697 | 8.3922 | 60.4067 | 0
| Zone | Remainder of System | 12 | Average Weekday | SCE | 1-in-2 | 2022 | 18 | 225.6084 | 231.5028 | 8.3719 | 58.4535 | 0
| Zone | Remainder of System | 12 | Average Weekday | SCE | 1-in-2 | 2022 | 19 | 244.5786 | 248.8972 | 8.6687 | 56.1744 | 0
| Zone | Remainder of System | 12 | Average Weekday | SCE | 1-in-2 | 2022 | 20 | 239.1514 | 300.9158 | 8.6791 | 54.5751 | 0
| Zone | Remainder of System | 12 | Average Weekday | SCE | 1-in-2 | 2022 | 21 | 227.2731 | 233.8209 | 8.297 | 53.3029 | 0
| Zone | Remainder of System | 12 | Average Weekday | SCE | 1-in-2 | 2022 | 22 | 395.7469 | 411.3558 | 8.4561 | 52.1925 | 0
| Zone | Remainder of System | 12 | Average Weekday | SCE | 1-in-2 | 2022 | 23 | 372.6771 | 387.3729 | 8.4822 | 51.2585 | 0
| Zone | Remainder of System | 12 | Average Weekday | SCE | 1-in-2 | 2022 | 24 | 300.6133 | 313.9383 | 8.4866 | 50.3709 | 0
| Zone | Remainder of System | 12 | Monthly System Peak Day | SCE | 1-in-2 | 2022 | 1 | 249.3546 | 256.2671 | 8.5134 | 42.6698 | 0
| Zone | Remainder of System | 12 | Monthly System Peak Day | SCE | 1-in-2 | 2022 | 2 | 245.4328 | 251.8277 | 8.5381 | 41.9151 | 0
| Zone | Remainder of System | 12 | Monthly System Peak Day | SCE | 1-in-2 | 2022 | 3 | 381.5925 | 392.392 | 8.5434 | 41.1108 | 0
| Zone | Remainder of System | 12 | Monthly System Peak Day | SCE | 1-in-2 | 2022 | 4 | 555.7462 | 573.2375 | 8.5497 | 40.6979 | 0
| Zone | Remainder of System | 12 | Monthly System Peak Day | SCE | 1-in-2 | 2022 | 5 | 528.5168 | 557.3701 | 8.5531 | 40.2189 | 0
| Zone | Remainder of System | 12 | Monthly System Peak Day | SCE | 1-in-2 | 2022 | 6 | 502.1714 | 532.269 | 8.558 | 39.9074 | 0
| Zone | Remainder of System | 12 | Monthly System Peak Day | SCE | 1-in-2 | 2022 | 7 | 496.6604 | 494.9297 | 8.5206 | 39.547 | 0
| Zone | Remainder of System | 12 | Monthly System Peak Day | SCE | 1-in-2 | 2022 | 8 | 490.6387 | 496.9367 | 8.4761 | 38.9194 | 0
| Zone | Remainder of System | 12 | Monthly System Peak Day | SCE | 1-in-2 | 2022 | 9 | 471.5695 | 499.4779 | 8.4319 | 39.6245 | 0
| Zone | Remainder of System | 12 | Monthly System Peak Day | SCE | 1-in-2 | 2022 | 10 | 444.0936 | 459.2919 | 8.4572 | 43.6048 | 0
| Zone | Remainder of System | 12 | Monthly System Peak Day | SCE | 1-in-2 | 2022 | 11 | 421.8086 | 431.8269 | 8.4189 | 48.0539 | 0
| Zone | Remainder of System | 12 | Monthly System Peak Day | SCE | 1-in-2 | 2022 | 12 | 414.3192 | 421.1617 | 8.3839 | 52.486 | 0
| Zone | Remainder of System | 12 | Monthly System Peak Day | SCE | 1-in-2 | 2022 | 13 | 338.221 | 348.8635 | 8.3761 | 55.021 | 0
| Zone | Remainder of System | 12 | Monthly System Peak Day | SCE | 1-in-2 | 2022 | 14 | 304.7688 | 312.9428 | 8.4057 | 56.6707 | 0
| Zone | Remainder of System | 12 | Monthly System Peak Day | SCE | 1-in-2 | 2022 | 15 | 269.6744 | 278.2296 | 8.4547 | 57.6764 | 0
| Zone | Remainder of System | 12 | Monthly System Peak Day | SCE | 1-in-2 | 2022 | 16 | 237.3006 | 239.6626 | 8.5082 | 58.0747 | 0
| Zone | Remainder of System | 12 | Monthly System Peak Day | SCE | 1-in-2 | 2022 | 17 | 241.2953 | 247.3697 | 8.3922 | 57.8306 | 0
| Zone | Remainder of System | 12 | Monthly System Peak Day | SCE | 1-in-2 | 2022 | 18 | 225.6084 | 231.5028 | 8.3719 | 55.8258 | 0
| Zone | Remainder of System | 12 | Monthly System Peak Day | SCE | 1-in-2 | 2022 | 19 | 244.5786 | 248.8972 | 8.6687 | 52.9366 | 0
| Zone | Remainder of System | 12 | Monthly System Peak Day | SCE | 1-in-2 | 2022 | 20 | 239.1514 | 300.9158 | 8.6791 | 50.7595 | 0
| Zone | Remainder of System | 12 | Monthly System Peak Day | SCE | 1-in-2 | 2022 | 21 | 227.2731 | 233.8209 | 8.297 | 48.9271 | 0
| Zone | Remainder of System | 12 | Monthly System Peak Day | SCE | 1-in-2 | 2022 | 22 | 395.7469 | 411.3558 | 8.4561 | 47.1432 | 0
| Zone | Remainder of System | 12 | Monthly System Peak Day | SCE | 1-in-2 | 2022 | 23 | 372.6771 | 387.3729 | 8.4822 | 45.5948 | 0
| Zone | Remainder of System | 12 | Monthly System Peak Day | SCE | 1-in-2 | 2022 | 24 | 300.6133 | 313.9383 | 8.4866 | 44.4353 | 0
| Zone | Remainder of System | 1 | Average Weekday | SCE | 1-in-2 | 2023 | 1 | 261.5652 | 267.8006 | 8.2297 | 51.6842 | 0
| Zone | Remainder of System | 1 | Average Weekday | SCE | 1-in-2 | 2023 | 2 | 258.4173 | 265.5458 | 8.2561 | 50.7685 | 0
| Zone | Remainder of System | 1 | Average Weekday | SCE | 1-in-2 | 2023 | 3 | 399.7532 | 411.5165 | 8.2618 | 49.9205 | 0
| Zone | Remainder of System | 1 | Average Weekday | SCE | 1-in-2 | 2023 | 4 | 570.5834 | 588.8165 | 8.2686 | 49.2463 | 0
| Zone | Remainder of System | 1 | Average Weekday | SCE | 1-in-2 | 2023 | 5 | 544.9394 | 572.8519 | 8.2722 | 48.4951 | 0
| Zone | Remainder of System | 1 | Average Weekday | SCE | 1-in-2 | 2023 | 6 | 529.6785 | 559.7693 | 8.2777 | 47.8427 | 0
| Zone | Remainder of System | 1 | Average Weekday | SCE | 1-in-2 | 2023 | 7 | 536.2596 | 534.1585 | 8.2382 | 47.4947 | 0
| Zone | Remainder of System | 1 | Average Weekday | SCE | 1-in-2 | 2023 | 8 | 529.27 | 535.0516 | 8.1885 | 47.191 | 0
| Zone | Remainder of System | 1 | Average Weekday | SCE | 1-in-2 | 2023 | 9 | 497.6308 | 522.7437 | 8.1387 | 47.8607 | 0
| Zone | Remainder of System | 1 | Average Weekday | SCE | 1-in-2 | 2023 | 10 | 480.1548 | 493.313 | 8.1663 | 51.2694 | 0
| Zone | Remainder of System | 1 | Average Weekday | SCE | 1-in-2 | 2023 | 11 | 452.7442 | 461.1171 | 8.1223 | 55.8102 | 0
| Zone | Remainder of System | 1 | Average Weekday | SCE | 1-in-2 | 2023 | 12 | 448.1206 | 454.6726 | 8.0816 | 60.0831 | 0
| Zone | Remainder of System | 1 | Average Weekday | SCE | 1-in-2 | 2023 | 13 | 377.5566 | 388.1892 | 8.0713 | 63.2369 | 0
| Zone | Remainder of System | 1 | Average Weekday | SCE | 1-in-2 | 2023 | 14 | 340.9402 | 348.6298 | 8.1059 | 65.3415 | 0
| Zone | Remainder of System | 1 | Average Weekday | SCE | 1-in-2 | 2023 | 15 | 296.7613 | 304.5392 | 8.1634 | 66.6752 | 0
| Zone | Remainder of System | 1 | Average Weekday | SCE | 1-in-2 | 2023 | 16 | 263.9643 | 266.2547 | 8.2237 | 67.1856 | 0
| Zone | Remainder of System | 1 | Average Weekday | SCE | 1-in-2 | 2023 | 17 | 266.3904 | 272.7031 | 8.0886 | 66.6752 | 0
| Zone | Remainder of System | 1 | Average Weekday | SCE | 1-in-2 | 2023 | 18 | 247.5934 | 253.4982 | 8.067 | 64.7423 | 0
| Zone | Remainder of System | 1 | Average Weekday | SCE | 1-in-2 | 2023 | 19 | 261.7552 | 266.1376 | 8.3176 | 61.5145 | 0
| Zone | Remainder of System | 1 | Average Weekday | SCE | 1-in-2 | 2023 | 20 | 253.3462 | 315.1504 | 8.3348 | 59.0859 | 0
| Zone | Remainder of System | 1 | Average Weekday | SCE | 1-in-2 | 2023 | 21 | 236.8217 | 243.2096 | 7.9799 | 57.2936 | 0
| Zone | Remainder of System | 1 | Average Weekday | SCE | 1-in-2 | 2023 | 22 | 408.0252 | 423.8658 | 8.1726 | 55.8199 | 0
| Zone | Remainder of System | 1 | Average Weekday | SCE | 1-in-2 | 2023 | 23 | 392.5731 | 407.3338 | 8.1983 | 54.5391 | 0
| Zone | Remainder of System | 1 | Average Weekday | SCE | 1-in-2 | 2023 | 24 | 322.6606 | 335.0568 | 8.201 | 53.3992 | 0
| Zone | Remainder of System | 1 | Monthly System Peak Day | SCE | 1-in-2 | 2023 | 1 | 261.5652 | 267.8006 | 8.2297 | 45.2329 | 0
| Zone | Remainder of System | 1 | Monthly System Peak Day | SCE | 1-in-2 | 2023 | 2 | 258.4173 | 265.5458 | 8.2561 | 44.3477 | 0
| Zone | Remainder of System | 1 | Monthly System Peak Day | SCE | 1-in-2 | 2023 | 3 | 399.7532 | 411.5165 | 8.2618 | 43.1525 | 0
| Zone | Remainder of System | 1 | Monthly System Peak Day | SCE | 1-in-2 | 2023 | 4 | 570.5834 | 588.8165 | 8.2686 | 42.4549 | 0
| Zone | Remainder of System | 1 | Monthly System Peak Day | SCE | 1-in-2 | 2023 | 5 | 544.9394 | 572.8519 | 8.2722 | 41.466 | 0
| Zone | Remainder of System | 1 | Monthly System Peak Day | SCE | 1-in-2 | 2023 | 6 | 529.6785 | 559.7693 | 8.2777 | 41.032 | 0
| Zone | Remainder of System | 1 | Monthly System Peak Day | SCE | 1-in-2 | 2023 | 7 | 536.2596 | 534.1585 | 8.2382 | 40.989 | 0
| Zone | Remainder of System | 1 | Monthly System Peak Day | SCE | 1-in-2 | 2023 | 8 | 529.27 | 535.0516 | 8.1885 | 41.1076 | 0
| Zone | Remainder of System | 1 | Monthly System Peak Day | SCE | 1-in-2 | 2023 | 9 | 497.6308 | 522.7437 | 8.1387 | 41.7407 | 0
| Zone | Remainder of System | 1 | Monthly System Peak Day | SCE | 1-in-2 | 2023 | 10 | 480.1548 | 493.313 | 8.1663 | 44.4336 | 0
| Zone | Remainder of System | 1 | Monthly System Peak Day | SCE | 1-in-2 | 2023 | 11 | 452.7442 | 461.1171 | 8.1223 | 47.8574 | 0
| Zone | Remainder of System | 1 | Monthly System Peak Day | SCE | 1-in-2 | 2023 | 12 | 448.1206 | 454.6726 | 8.0816 | 50.8356 | 0
| Zone | Remainder of System | 1 | Monthly System Peak Day | SCE | 1-in-2 | 2023 | 13 | 377.5566 | 388.1892 | 8.0713 | 52.4705 | 0
| Zone | Remainder of System | 1 | Monthly System Peak Day | SCE | 1-in-2 | 2023 | 14 | 340.9402 | 348.6298 | 8.1059 | 52.7748 | 0
| Zone | Remainder of System | 1 | Monthly System Peak Day | SCE | 1-in-2 | 2023 | 15 | 296.7613 | 304.5392 | 8.1634 | 53.0031 | 0
| Zone | Remainder of System | 1 | Monthly System Peak Day | SCE | 1-in-2 | 2023 | 16 | 263.9643 | 266.2547 | 8.2237 | 54.3325 | 0
| Zone | Remainder of System | 1 | Monthly System Peak Day | SCE | 1-in-2 | 2023 | 17 | 266.3904 | 272.7031 | 8.0886 | 54.7159 | 0
| Zone | Remainder of System | 1 | Monthly System Peak Day | SCE | 1-in-2 | 2023 | 18 | 247.5934 | 253.4982 | 8.067 | 53.6653 | 0
| Zone | Remainder of System | 1 | Monthly System Peak Day | SCE | 1-in-2 | 2023 | 19 | 261.7552 | 266.1376 | 8.3176 | 51.839 | 0
| Zone | Remainder of System | 1 | Monthly System Peak Day | SCE | 1-in-2 | 2023 | 20 | 253.3462 | 315.1504 | 8.3348 | 50.4515 | 0
| Zone | Remainder of System | 1 | Monthly System Peak Day | SCE | 1-in-2 | 2023 | 21 | 236.8217 | 243.2096 | 7.9799 | 49.5422 | 0
| Zone | Remainder of System | 1 | Monthly System Peak Day | SCE | 1-in-2 | 2023 | 22 | 408.0252 | 423.8658 | 8.1726 | 48.5366 | 0
| Zone | Remainder of System | 1 | Monthly System Peak Day | SCE | 1-in-2 | 2023 | 23 | 392.5731 | 407.3338 | 8.1983 | 47.118 | 0
| Zone | Remainder of System | 1 | Monthly System Peak Day | SCE | 1-in-2 | 2023 | 24 | 322.6606 | 335.0568 | 8.201 | 46.2753 | 0
| Zone | Remainder of System | 2 | Average Weekday | SCE | 1-in-2 | 2023 | 1 | 261.2328 | 268.2842 | 8.2869 | 51.2742 | 0
| Zone | Remainder of System | 2 | Average Weekday | SCE | 1-in-2 | 2023 | 2 | 255.0494 | 262.7079 | 8.319 | 50.4072 | 0
| Zone | Remainder of System | 2 | Average Weekday | SCE | 1-in-2 | 2023 | 3 | 392.4398 | 405.5269 | 8.3258 | 49.536 | 0
| Zone | Remainder of System | 2 | Average Weekday | SCE | 1-in-2 | 2023 | 4 | 560.3694 | 580.5746 | 8.3338 | 48.8013 | 0
| Zone | Remainder of System | 2 | Average Weekday | SCE | 1-in-2 | 2023 | 5 | 542.15 | 573.1213 | 8.3372 | 48.212 | 0
| Zone | Remainder of System | 2 | Average Weekday | SCE | 1-in-2 | 2023 | 6 | 531.0359 | 563.1888 | 8.3421 | 47.6223 | 0
| Zone | Remainder of System | 2 | Average Weekday | SCE | 1-in-2 | 2023 | 7 | 523.7343 | 522.6454 | 8.294 | 47.1867 | 0
| Zone | Remainder of System | 2 | Average Weekday | SCE | 1-in-2 | 2023 | 8 | 515.3905 | 521.6124 | 8.2351 | 47.0018 | 0
| Zone | Remainder of System | 2 | Average Weekday | SCE | 1-in-2 | 2023 | 9 | 496.5258 | 521.8672 | 8.175 | 48.3194 | 0
| Zone | Remainder of System | 2 | Average Weekday | SCE | 1-in-2 | 2023 | 10 | 474.8495 | 487.377 | 8.2108 | 51.798 | 0
| Zone | Remainder of System | 2 | Average Weekday | SCE | 1-in-2 | 2023 | 11 | 451.9261 | 460.5326 | 8.1555 | 55.8778 | 0
| Zone | Remainder of System | 2 | Average Weekday | SCE | 1-in-2 | 2023 | 12 | 446.6169 | 454.2859 | 8.1029 | 59.4056 | 0
| Zone | Remainder of System | 2 | Average Weekday | SCE | 1-in-2 | 2023 | 13 | 371.7269 | 383.3023 | 8.0887 | 62.0189 | 0
| Zone | Remainder of System | 2 | Average Weekday | SCE | 1-in-2 | 2023 | 14 | 332.0324 | 340.3467 | 8.1336 | 63.7177 | 0
| Zone | Remainder of System | 2 | Average Weekday | SCE | 1-in-2 | 2023 | 15 | 283.8284 | 293.228 | 8.2062 | 64.6926 | 0
| Zone | Remainder of System | 2 | Average Weekday | SCE | 1-in-2 | 2023 | 16 | 253.47 | 256.9337 | 8.2802 | 64.9768 | 0
| Zone | Remainder of System | 2 | Average Weekday | SCE | 1-in-2 | 2023 | 17 | 245.1986 | 250.2414 | 8.1213 | 64.4648 | 0
| Zone | Remainder of System | 2 | Average Weekday | SCE | 1-in-2 | 2023 | 18 | 231.8266 | 236.9614 | 8.0932 | 63.0519 | 0
| Zone | Remainder of System | 2 | Average Weekday | SCE | 1-in-2 | 2023 | 19 | 254.1986 | 258.6635 | 8.3176 | 60.4631 | 0
| Zone | Remainder of System | 2 | Average Weekday | SCE | 1-in-2 | 2023 | 20 | 246.5955 | 306.4491 | 8.3383 | 58.0362 | 0
| Zone | Remainder of System | 2 | Average Weekday | SCE | 1-in-2 | 2023 | 21 | 225.2643 | 231.4544 | 7.954 | 56.2859 | 0
| Zone | Remainder of System | 2 | Average Weekday | SCE | 1-in-2 | 2023 | 22 | 392.9845 | 408.6537 | 8.2138 | 54.9557 | 0
| Zone | Remainder of System | 2 | Average Weekday | SCE | 1-in-2 | 2023 | 23 | 375.8534 | 391.023 | 8.2477 | 53.7427 | 0
| Zone | Remainder of System | 2 | Average Weekday | SCE | 1-in-2 | 2023 | 24 | 315.1933 | 328.8475 | 8.2515 | 52.6077 | 0
| Zone | Remainder of System | 2 | Monthly System Peak Day | SCE | 1-in-2 | 2023 | 1 | 261.2328 | 268.2842 | 8.2869 | 43.0796 | 0
| Zone | Remainder of System | 2 | Monthly System Peak Day | SCE | 1-in-2 | 2023 | 2 | 255.0494 | 262.7079 | 8.319 | 42.6704 | 0
| Zone | Remainder of System | 2 | Monthly System Peak Day | SCE | 1-in-2 | 2023 | 3 | 392.4398 | 405.5269 | 8.3258 | 42.2478 | 0
| Zone | Remainder of System | 2 | Monthly System Peak Day | SCE | 1-in-2 | 2023 | 4 | 560.3694 | 580.5746 | 8.3338 | 41.6455 | 0
| Zone | Remainder of System | 2 | Monthly System Peak Day | SCE | 1-in-2 | 2023 | 5 | 542.15 | 573.1213 | 8.3372 | 40.9489 | 0
| Zone | Remainder of System | 2 | Monthly System Peak Day | SCE | 1-in-2 | 2023 | 6 | 531.0359 | 563.1888 | 8.3421 | 40.2685 | 0
| Zone | Remainder of System | 2 | Monthly System Peak Day | SCE | 1-in-2 | 2023 | 7 | 523.7343 | 522.6454 | 8.294 | 40.074 | 0
| Zone | Remainder of System | 2 | Monthly System Peak Day | SCE | 1-in-2 | 2023 | 8 | 515.3905 | 521.6124 | 8.2351 | 40.4173 | 0
| Zone | Remainder of System | 2 | Monthly System Peak Day | SCE | 1-in-2 | 2023 | 9 | 496.5258 | 521.8672 | 8.175 | 41.9505 | 0
| Zone | Remainder of System | 2 | Monthly System Peak Day | SCE | 1-in-2 | 2023 | 10 | 474.8495 | 487.377 | 8.2108 | 44.4785 | 0
| Zone | Remainder of System | 2 | Monthly System Peak Day | SCE | 1-in-2 | 2023 | 11 | 451.9261 | 460.5326 | 8.1555 | 47.3478 | 0
| Zone | Remainder of System | 2 | Monthly System Peak Day | SCE | 1-in-2 | 2023 | 12 | 446.6169 | 454.2859 | 8.1029 | 49.7673 | 0
| Zone | Remainder of System | 2 | Monthly System Peak Day | SCE | 1-in-2 | 2023 | 13 | 371.7269 | 383.3023 | 8.0887 | 51.7034 | 0
| Zone | Remainder of System | 2 | Monthly System Peak Day | SCE | 1-in-2 | 2023 | 14 | 332.0324 | 340.3467 | 8.1336 | 53.2478 | 0
| Zone | Remainder of System | 2 | Monthly System Peak Day | SCE | 1-in-2 | 2023 | 15 | 283.8284 | 293.228 | 8.2062 | 54.4851 | 0
| Zone | Remainder of System | 2 | Monthly System Peak Day | SCE | 1-in-2 | 2023 | 16 | 253.47 | 256.9337 | 8.2802 | 55.3304 | 0
| Zone | Remainder of System | 2 | Monthly System Peak Day | SCE | 1-in-2 | 2023 | 17 | 245.1986 | 250.2414 | 8.1213 | 55.3557 | 0
| Zone | Remainder of System | 2 | Monthly System Peak Day | SCE | 1-in-2 | 2023 | 18 | 231.8266 | 236.9614 | 8.0932 | 54.5997 | 0
| Zone | Remainder of System | 2 | Monthly System Peak Day | SCE | 1-in-2 | 2023 | 19 | 254.1986 | 258.6635 | 8.3176 | 52.7071 | 0
| Zone | Remainder of System | 2 | Monthly System Peak Day | SCE | 1-in-2 | 2023 | 20 | 246.5955 | 306.4491 | 8.3383 | 51.0971 | 0
| Zone | Remainder of System | 2 | Monthly System Peak Day | SCE | 1-in-2 | 2023 | 21 | 225.2643 | 231.4544 | 7.954 | 49.6206 | 0
| Zone | Remainder of System | 2 | Monthly System Peak Day | SCE | 1-in-2 | 2023 | 22 | 392.9845 | 408.6537 | 8.2138 | 48.4219 | 0
| Zone | Remainder of System | 2 | Monthly System Peak Day | SCE | 1-in-2 | 2023 | 23 | 375.8534 | 391.023 | 8.2477 | 47.5168 | 0
| Zone | Remainder of System | 2 | Monthly System Peak Day | SCE | 1-in-2 | 2023 | 24 | 315.1933 | 328.8475 | 8.2515 | 46.4661 | 0
| Zone | Remainder of System | 3 | Average Weekday | SCE | 1-in-2 | 2023 | 1 | 268.4275 | 280.2715 | 8.3746 | 54.1435 | 0
| Zone | Remainder of System | 3 | Average Weekday | SCE | 1-in-2 | 2023 | 2 | 263.0795 | 270.5459 | 8.3258 | 53.2403 | 0
| Zone | Remainder of System | 3 | Average Weekday | SCE | 1-in-2 | 2023 | 3 | 420.237 | 431.2164 | 8.3185 | 52.4569 | 0
| Zone | Remainder of System | 3 | Average Weekday | SCE | 1-in-2 | 2023 | 4 | 592.9144 | 609.6422 | 8.3012 | 51.7498 | 0
| Zone | Remainder of System | 3 | Average Weekday | SCE | 1-in-2 | 2023 | 5 | 560.8666 | 580.2005 | 8.2951 | 51.0914 | 0
| Zone | Remainder of System | 3 | Average Weekday | SCE | 1-in-2 | 2023 | 6 | 549.989 | 569.0446 | 8.2634 | 50.5427 | 0
| Zone | Remainder of System | 3 | Average Weekday | SCE | 1-in-2 | 2023 | 7 | 554.1147 | 554.8349 | 8.2479 | 50.1566 | 0
| Zone | Remainder of System | 3 | Average Weekday | SCE | 1-in-2 | 2023 | 8 | 534.2229 | 543.3104 | 8.4024 | 49.9464 | 0
| Zone | Remainder of System | 3 | Average Weekday | SCE | 1-in-2 | 2023 | 9 | 518.4665 | 558.1161 | 8.5935 | 51.061 | 0
| Zone | Remainder of System | 3 | Average Weekday | SCE | 1-in-2 | 2023 | 10 | 499.6045 | 522.2523 | 8.4601 | 53.9562 | 0
| Zone | Remainder of System | 3 | Average Weekday | SCE | 1-in-2 | 2023 | 11 | 468.9696 | 485.286 | 8.5386 | 57.3554 | 0
| Zone | Remainder of System | 3 | Average Weekday | SCE | 1-in-2 | 2023 | 12 | 468.8536 | 480.9518 | 8.6276 | 60.4466 | 0
| Zone | Remainder of System | 3 | Average Weekday | SCE | 1-in-2 | 2023 | 13 | 377.1699 | 388.0188 | 8.7026 | 62.898 | 0
| Zone | Remainder of System | 3 | Average Weekday | SCE | 1-in-2 | 2023 | 14 | 351.4223 | 358.8214 | 8.6531 | 64.7007 | 0
| Zone | Remainder of System | 3 | Average Weekday | SCE | 1-in-2 | 2023 | 15 | 305.8768 | 312.883 | 8.4869 | 65.848 | 0
| Zone | Remainder of System | 3 | Average Weekday | SCE | 1-in-2 | 2023 | 16 | 272.5057 | 275.3901 | 8.2694 | 66.4528 | 0
| Zone | Remainder of System | 3 | Average Weekday | SCE | 1-in-2 | 2023 | 17 | 272.8308 | 278.6556 | 8.1173 | 66.4302 | 0
| Zone | Remainder of System | 3 | Average Weekday | SCE | 1-in-2 | 2023 | 18 | 246.0937 | 252.5327 | 8.1318 | 65.606 | 0
| Zone | Remainder of System | 3 | Average Weekday | SCE | 1-in-2 | 2023 | 19 | 261.498 | 268.1473 | 8.4055 | 63.9302 | 0
| Zone | Remainder of System | 3 | Average Weekday | SCE | 1-in-2 | 2023 | 20 | 248.7376 | 252.1168 | 8.3023 | 61.6012 | 0
| Zone | Remainder of System | 3 | Average Weekday | SCE | 1-in-2 | 2023 | 21 | 221.381 | 226.4142 | 7.9834 | 59.2809 | 0
| Zone | Remainder of System | 3 | Average Weekday | SCE | 1-in-2 | 2023 | 22 | 417.1398 | 435.492 | 8.2276 | 57.6995 | 0
| Zone | Remainder of System | 3 | Average Weekday | SCE | 1-in-2 | 2023 | 23 | 404.8565 | 426.3015 | 8.3296 | 56.5104 | 0
| Zone | Remainder of System | 3 | Average Weekday | SCE | 1-in-2 | 2023 | 24 | 346.5402 | 371.5644 | 8.42 | 55.5042 | 0
| Zone | Remainder of System | 3 | Monthly System Peak Day | SCE | 1-in-2 | 2023 | 1 | 268.4275 | 280.2715 | 8.3746 | 56.5818 | 0
| Zone | Remainder of System | 3 | Monthly System Peak Day | SCE | 1-in-2 | 2023 | 2 | 263.0795 | 270.5459 | 8.3258 | 55.43 | 0
| Zone | Remainder of System | 3 | Monthly System Peak Day | SCE | 1-in-2 | 2023 | 3 | 420.237 | 431.2164 | 8.3185 | 53.8095 | 0
| Zone | Remainder of System | 3 | Monthly System Peak Day | SCE | 1-in-2 | 2023 | 4 | 592.9144 | 609.6422 | 8.3012 | 52.9917 | 0
| Zone | Remainder of System | 3 | Monthly System Peak Day | SCE | 1-in-2 | 2023 | 5 | 560.8666 | 580.2005 | 8.2951 | 52.1472 | 0
| Zone | Remainder of System | 3 | Monthly System Peak Day | SCE | 1-in-2 | 2023 | 6 | 549.989 | 569.0446 | 8.2634 | 51.274 | 0
| Zone | Remainder of System | 3 | Monthly System Peak Day | SCE | 1-in-2 | 2023 | 7 | 554.1147 | 554.8349 | 8.2479 | 50.7147 | 0
| Zone | Remainder of System | 3 | Monthly System Peak Day | SCE | 1-in-2 | 2023 | 8 | 534.2229 | 543.3104 | 8.4024 | 50.1826 | 0
| Zone | Remainder of System | 3 | Monthly System Peak Day | SCE | 1-in-2 | 2023 | 9 | 518.4665 | 558.1161 | 8.5935 | 50.6921 | 0
| Zone | Remainder of System | 3 | Monthly System Peak Day | SCE | 1-in-2 | 2023 | 10 | 499.6045 | 522.2523 | 8.4601 | 53.8657 | 0
| Zone | Remainder of System | 3 | Monthly System Peak Day | SCE | 1-in-2 | 2023 | 11 | 468.9696 | 485.286 | 8.5386 | 58.4301 | 0
| Zone | Remainder of System | 3 | Monthly System Peak Day | SCE | 1-in-2 | 2023 | 12 | 468.8536 | 480.9518 | 8.6276 | 62.8319 | 0
| Zone | Remainder of System | 3 | Monthly System Peak Day | SCE | 1-in-2 | 2023 | 13 | 377.1699 | 388.0188 | 8.7026 | 66.0819 | 0
| Zone | Remainder of System | 3 | Monthly System Peak Day | SCE | 1-in-2 | 2023 | 14 | 351.4223 | 358.8214 | 8.6531 | 67.8967 | 0
| Zone | Remainder of System | 3 | Monthly System Peak Day | SCE | 1-in-2 | 2023 | 15 | 305.8768 | 312.883 | 8.4869 | 68.9896 | 0
| Zone | Remainder of System | 3 | Monthly System Peak Day | SCE | 1-in-2 | 2023 | 16 | 272.5057 | 275.3901 | 8.2694 | 69.8232 | 0
| Zone | Remainder of System | 3 | Monthly System Peak Day | SCE | 1-in-2 | 2023 | 17 | 272.8308 | 278.6556 | 8.1173 | 70.0976 | 0
| Zone | Remainder of System | 3 | Monthly System Peak Day | SCE | 1-in-2 | 2023 | 18 | 246.0937 | 252.5327 | 8.1318 | 69.6302 | 0
| Zone | Remainder of System | 3 | Monthly System Peak Day | SCE | 1-in-2 | 2023 | 19 | 261.498 | 268.1473 | 8.4055 | 68.0398 | 0
| Zone | Remainder of System | 3 | Monthly System Peak Day | SCE | 1-in-2 | 2023 | 20 | 248.7376 | 252.1168 | 8.3023 | 65.2065 | 0
| Zone | Remainder of System | 3 | Monthly System Peak Day | SCE | 1-in-2 | 2023 | 21 | 221.381 | 226.4142 | 7.9834 | 62.3174 | 0
| Zone | Remainder of System | 3 | Monthly System Peak Day | SCE | 1-in-2 | 2023 | 22 | 417.1398 | 435.492 | 8.2276 | 60.1617 | 0
| Zone | Remainder of System | 3 | Monthly System Peak Day | SCE | 1-in-2 | 2023 | 23 | 404.8565 | 426.3015 | 8.3296 | 58.5692 | 0
| Zone | Remainder of System | 3 | Monthly System Peak Day | SCE | 1-in-2 | 2023 | 24 | 346.5402 | 371.5644 | 8.42 | 57.2979 | 0
| Zone | Remainder of System | 4 | Average Weekday | SCE | 1-in-2 | 2023 | 1 | 266.7363 | 277.9359 | 8.3913 | 56.7256 | 0
| Zone | Remainder of System | 4 | Average Weekday | SCE | 1-in-2 | 2023 | 2 | 264.8306 | 272.614 | 8.3431 | 55.8527 | 0
| Zone | Remainder of System | 4 | Average Weekday | SCE | 1-in-2 | 2023 | 3 | 421.2033 | 432.8446 | 8.3359 | 55.0819 | 0
| Zone | Remainder of System | 4 | Average Weekday | SCE | 1-in-2 | 2023 | 4 | 589.6057 | 605.6448 | 8.3188 | 54.4336 | 0
| Zone | Remainder of System | 4 | Average Weekday | SCE | 1-in-2 | 2023 | 5 | 545.985 | 564.103 | 8.3124 | 53.7938 | 0
| Zone | Remainder of System | 4 | Average Weekday | SCE | 1-in-2 | 2023 | 6 | 540.0967 | 558.2649 | 8.2805 | 53.2767 | 0
| Zone | Remainder of System | 4 | Average Weekday | SCE | 1-in-2 | 2023 | 7 | 543.6022 | 544.7631 | 8.264 | 52.8415 | 0
| Zone | Remainder of System | 4 | Average Weekday | SCE | 1-in-2 | 2023 | 8 | 529.3928 | 536.8326 | 8.4177 | 52.6877 | 0
| Zone | Remainder of System | 4 | Average Weekday | SCE | 1-in-2 | 2023 | 9 | 500.5814 | 538.8348 | 8.6073 | 54.1994 | 0
| Zone | Remainder of System | 4 | Average Weekday | SCE | 1-in-2 | 2023 | 10 | 483.2927 | 505.6852 | 8.4753 | 57.0022 | 0
| Zone | Remainder of System | 4 | Average Weekday | SCE | 1-in-2 | 2023 | 11 | 458.1505 | 471.7975 | 8.5521 | 59.9768 | 0
| Zone | Remainder of System | 4 | Average Weekday | SCE | 1-in-2 | 2023 | 12 | 457.407 | 469.5066 | 8.6392 | 62.8243 | 0
| Zone | Remainder of System | 4 | Average Weekday | SCE | 1-in-2 | 2023 | 13 | 375.2257 | 386.0066 | 8.7131 | 65.1956 | 0
| Zone | Remainder of System | 4 | Average Weekday | SCE | 1-in-2 | 2023 | 14 | 344.954 | 352.4566 | 8.6647 | 67.0563 | 0
| Zone | Remainder of System | 4 | Average Weekday | SCE | 1-in-2 | 2023 | 15 | 293.4145 | 300.7834 | 8.5002 | 68.3359 | 0
| Zone | Remainder of System | 4 | Average Weekday | SCE | 1-in-2 | 2023 | 16 | 261.3225 | 264.3164 | 8.2853 | 68.9607 | 0
| Zone | Remainder of System | 4 | Average Weekday | SCE | 1-in-2 | 2023 | 17 | 259.1975 | 263.6147 | 8.1506 | 69.025 | 0
| Zone | Remainder of System | 4 | Average Weekday | SCE | 1-in-2 | 2023 | 18 | 223.3375 | 228.9355 | 8.1627 | 68.3253 | 0
| Zone | Remainder of System | 4 | Average Weekday | SCE | 1-in-2 | 2023 | 19 | 229.5362 | 236.2919 | 8.4057 | 66.968 | 0
| Zone | Remainder of System | 4 | Average Weekday | SCE | 1-in-2 | 2023 | 20 | 222.8536 | 226.2071 | 8.3023 | 64.7012 | 0
| Zone | Remainder of System | 4 | Average Weekday | SCE | 1-in-2 | 2023 | 21 | 224.5464 | 229.7339 | 7.9988 | 61.7724 | 0
| Zone | Remainder of System | 4 | Average Weekday | SCE | 1-in-2 | 2023 | 22 | 407.3453 | 425.3378 | 8.2398 | 59.6956 | 0
| Zone | Remainder of System | 4 | Average Weekday | SCE | 1-in-2 | 2023 | 23 | 399.3302 | 420.3191 | 8.3461 | 58.3124 | 0
| Zone | Remainder of System | 4 | Average Weekday | SCE | 1-in-2 | 2023 | 24 | 341.078 | 365.0591 | 8.436 | 57.2555 | 0
| Zone | Remainder of System | 4 | Monthly System Peak Day | SCE | 1-in-2 | 2023 | 1 | 266.7363 | 277.9359 | 8.3913 | 64.1575 | 0
| Zone | Remainder of System | 4 | Monthly System Peak Day | SCE | 1-in-2 | 2023 | 2 | 264.8306 | 272.614 | 8.3431 | 62.7754 | 0
| Zone | Remainder of System | 4 | Monthly System Peak Day | SCE | 1-in-2 | 2023 | 3 | 421.2033 | 432.8446 | 8.3359 | 61.6456 | 0
| Zone | Remainder of System | 4 | Monthly System Peak Day | SCE | 1-in-2 | 2023 | 4 | 589.6057 | 605.6448 | 8.3188 | 60.6523 | 0
| Zone | Remainder of System | 4 | Monthly System Peak Day | SCE | 1-in-2 | 2023 | 5 | 545.985 | 564.103 | 8.3124 | 59.6858 | 0
| Zone | Remainder of System | 4 | Monthly System Peak Day | SCE | 1-in-2 | 2023 | 6 | 540.0967 | 558.2649 | 8.2805 | 58.665 | 0
| Zone | Remainder of System | 4 | Monthly System Peak Day | SCE | 1-in-2 | 2023 | 7 | 543.6022 | 544.7631 | 8.264 | 57.9631 | 0
| Zone | Remainder of System | 4 | Monthly System Peak Day | SCE | 1-in-2 | 2023 | 8 | 529.3928 | 536.8326 | 8.4177 | 57.5916 | 0
| Zone | Remainder of System | 4 | Monthly System Peak Day | SCE | 1-in-2 | 2023 | 9 | 500.5814 | 538.8348 | 8.6073 | 59.2997 | 0
| Zone | Remainder of System | 4 | Monthly System Peak Day | SCE | 1-in-2 | 2023 | 10 | 483.2927 | 505.6852 | 8.4753 | 63.5939 | 0
| Zone | Remainder of System | 4 | Monthly System Peak Day | SCE | 1-in-2 | 2023 | 11 | 458.1505 | 471.7975 | 8.5521 | 69.2791 | 0
| Zone | Remainder of System | 4 | Monthly System Peak Day | SCE | 1-in-2 | 2023 | 12 | 457.407 | 469.5066 | 8.6392 | 74.446 | 0
| Zone | Remainder of System | 4 | Monthly System Peak Day | SCE | 1-in-2 | 2023 | 13 | 375.2257 | 386.0066 | 8.7131 | 78.6886 | 0
| Zone | Remainder of System | 4 | Monthly System Peak Day | SCE | 1-in-2 | 2023 | 14 | 344.954 | 352.4566 | 8.6647 | 81.3344 | 0
| Zone | Remainder of System | 4 | Monthly System Peak Day | SCE | 1-in-2 | 2023 | 15 | 293.4145 | 300.7834 | 8.5002 | 82.8242 | 0
| Zone | Remainder of System | 4 | Monthly System Peak Day | SCE | 1-in-2 | 2023 | 16 | 261.3225 | 264.3164 | 8.2853 | 83.5658 | 0
| Zone | Remainder of System | 4 | Monthly System Peak Day | SCE | 1-in-2 | 2023 | 17 | 259.1975 | 263.6147 | 8.1506 | 83.0798 | 0
| Zone | Remainder of System | 4 | Monthly System Peak Day | SCE | 1-in-2 | 2023 | 18 | 223.3375 | 228.9355 | 8.1627 | 82.7467 | 0
| Zone | Remainder of System | 4 | Monthly System Peak Day | SCE | 1-in-2 | 2023 | 19 | 229.5362 | 236.2919 | 8.4057 | 81.1574 | 0
| Zone | Remainder of System | 4 | Monthly System Peak Day | SCE | 1-in-2 | 2023 | 20 | 222.8536 | 226.2071 | 8.3023 | 78.3726 | 0
| Zone | Remainder of System | 4 | Monthly System Peak Day | SCE | 1-in-2 | 2023 | 21 | 224.5464 | 229.7339 | 7.9988 | 74.0086 | 0
| Zone | Remainder of System | 4 | Monthly System Peak Day | SCE | 1-in-2 | 2023 | 22 | 407.3453 | 425.3378 | 8.2398 | 70.8448 | 0
| Zone | Remainder of System | 4 | Monthly System Peak Day | SCE | 1-in-2 | 2023 | 23 | 399.3302 | 420.3191 | 8.3461 | 68.5482 | 0
| Zone | Remainder of System | 4 | Monthly System Peak Day | SCE | 1-in-2 | 2023 | 24 | 341.078 | 365.0591 | 8.436 | 66.4925 | 0
| Zone | Remainder of System | 5 | Average Weekday | SCE | 1-in-2 | 2023 | 1 | 279.9307 | 291.1733 | 8.4233 | 59.7443 | 0
| Zone | Remainder of System | 5 | Average Weekday | SCE | 1-in-2 | 2023 | 2 | 280.5854 | 287.6432 | 8.3762 | 59.0711 | 0
| Zone | Remainder of System | 5 | Average Weekday | SCE | 1-in-2 | 2023 | 3 | 438.0962 | 450.1293 | 8.3691 | 58.4673 | 0
| Zone | Remainder of System | 5 | Average Weekday | SCE | 1-in-2 | 2023 | 4 | 600.7715 | 617.9828 | 8.3521 | 57.9163 | 0
| Zone | Remainder of System | 5 | Average Weekday | SCE | 1-in-2 | 2023 | 5 | 563.0012 | 581.9727 | 8.3452 | 57.4537 | 0
| Zone | Remainder of System | 5 | Average Weekday | SCE | 1-in-2 | 2023 | 6 | 547.5019 | 566.9145 | 8.3123 | 57.0042 | 0
| Zone | Remainder of System | 5 | Average Weekday | SCE | 1-in-2 | 2023 | 7 | 541.3814 | 542.6038 | 8.294 | 56.5906 | 0
| Zone | Remainder of System | 5 | Average Weekday | SCE | 1-in-2 | 2023 | 8 | 540.0327 | 551.202 | 8.4472 | 56.9009 | 0
| Zone | Remainder of System | 5 | Average Weekday | SCE | 1-in-2 | 2023 | 9 | 507.556 | 543.3722 | 8.6348 | 58.6635 | 0
| Zone | Remainder of System | 5 | Average Weekday | SCE | 1-in-2 | 2023 | 10 | 497.952 | 521.1839 | 8.505 | 61.0024 | 0
| Zone | Remainder of System | 5 | Average Weekday | SCE | 1-in-2 | 2023 | 11 | 479.5412 | 493.78 | 8.5785 | 63.674 | 0
| Zone | Remainder of System | 5 | Average Weekday | SCE | 1-in-2 | 2023 | 12 | 472.62 | 484.3158 | 8.662 | 66.1969 | 0
| Zone | Remainder of System | 5 | Average Weekday | SCE | 1-in-2 | 2023 | 13 | 383.9318 | 394.9662 | 8.7338 | 68.4385 | 0
| Zone | Remainder of System | 5 | Average Weekday | SCE | 1-in-2 | 2023 | 14 | 359.7968 | 367.5148 | 8.6876 | 70.1752 | 0
| Zone | Remainder of System | 5 | Average Weekday | SCE | 1-in-2 | 2023 | 15 | 317.853 | 324.9137 | 8.5267 | 71.341 | 0
| Zone | Remainder of System | 5 | Average Weekday | SCE | 1-in-2 | 2023 | 16 | 276.5248 | 279.3683 | 8.3157 | 71.901 | 0
| Zone | Remainder of System | 5 | Average Weekday | SCE | 1-in-2 | 2023 | 17 | 263.9652 | 269.3624 | 8.1807 | 71.8083 | 0
| Zone | Remainder of System | 5 | Average Weekday | SCE | 1-in-2 | 2023 | 18 | 237.6724 | 243.5384 | 8.1896 | 71.1675 | 0
| Zone | Remainder of System | 5 | Average Weekday | SCE | 1-in-2 | 2023 | 19 | 247.4828 | 254.3586 | 8.4038 | 69.8052 | 0
| Zone | Remainder of System | 5 | Average Weekday | SCE | 1-in-2 | 2023 | 20 | 236 | 239.2604 | 8.3019 | 67.6863 | 0
| Zone | Remainder of System | 5 | Average Weekday | SCE | 1-in-2 | 2023 | 21 | 241.3792 | 246.7493 | 8.0008 | 64.9519 | 0
| Zone | Remainder of System | 5 | Average Weekday | SCE | 1-in-2 | 2023 | 22 | 427.7061 | 445.9839 | 8.2666 | 62.6968 | 0
| Zone | Remainder of System | 5 | Average Weekday | SCE | 1-in-2 | 2023 | 23 | 425.5072 | 447.1913 | 8.3764 | 61.385 | 0
| Zone | Remainder of System | 5 | Average Weekday | SCE | 1-in-2 | 2023 | 24 | 363.1418 | 388.1005 | 8.4667 | 60.3901 | 0
| Zone | Remainder of System | 5 | Monthly System Peak Day | SCE | 1-in-2 | 2023 | 1 | 279.9307 | 291.1733 | 8.4233 | 64.8964 | 0
| Zone | Remainder of System | 5 | Monthly System Peak Day | SCE | 1-in-2 | 2023 | 2 | 280.5854 | 287.6432 | 8.3762 | 63.6406 | 0
| Zone | Remainder of System | 5 | Monthly System Peak Day | SCE | 1-in-2 | 2023 | 3 | 438.0962 | 450.1293 | 8.3691 | 62.6729 | 0
| Zone | Remainder of System | 5 | Monthly System Peak Day | SCE | 1-in-2 | 2023 | 4 | 600.7715 | 617.9828 | 8.3521 | 61.8119 | 0
| Zone | Remainder of System | 5 | Monthly System Peak Day | SCE | 1-in-2 | 2023 | 5 | 563.0012 | 581.9727 | 8.3452 | 60.6742 | 0
| Zone | Remainder of System | 5 | Monthly System Peak Day | SCE | 1-in-2 | 2023 | 6 | 547.5019 | 566.9145 | 8.3123 | 59.7664 | 0
| Zone | Remainder of System | 5 | Monthly System Peak Day | SCE | 1-in-2 | 2023 | 7 | 541.3814 | 542.6038 | 8.294 | 59.136 | 0
| Zone | Remainder of System | 5 | Monthly System Peak Day | SCE | 1-in-2 | 2023 | 8 | 540.0327 | 551.202 | 8.4472 | 59.7714 | 0
| Zone | Remainder of System | 5 | Monthly System Peak Day | SCE | 1-in-2 | 2023 | 9 | 507.556 | 543.3722 | 8.6348 | 62.8957 | 0
| Zone | Remainder of System | 5 | Monthly System Peak Day | SCE | 1-in-2 | 2023 | 10 | 497.952 | 521.1839 | 8.505 | 67.3915 | 0
| Zone | Remainder of System | 5 | Monthly System Peak Day | SCE | 1-in-2 | 2023 | 11 | 479.5412 | 493.78 | 8.5785 | 72.2703 | 0
| Zone | Remainder of System | 5 | Monthly System Peak Day | SCE | 1-in-2 | 2023 | 12 | 472.62 | 484.3158 | 8.662 | 76.5772 | 0
| Zone | Remainder of System | 5 | Monthly System Peak Day | SCE | 1-in-2 | 2023 | 13 | 383.9318 | 394.9662 | 8.7338 | 79.8254 | 0
| Zone | Remainder of System | 5 | Monthly System Peak Day | SCE | 1-in-2 | 2023 | 14 | 359.7968 | 367.5148 | 8.6876 | 82.5221 | 0
| Zone | Remainder of System | 5 | Monthly System Peak Day | SCE | 1-in-2 | 2023 | 15 | 317.853 | 324.9137 | 8.5267 | 83.8722 | 0
| Zone | Remainder of System | 5 | Monthly System Peak Day | SCE | 1-in-2 | 2023 | 16 | 276.5248 | 279.3683 | 8.3157 | 84.6226 | 0
| Zone | Remainder of System | 5 | Monthly System Peak Day | SCE | 1-in-2 | 2023 | 17 | 263.9652 | 269.3624 | 8.1807 | 84.5816 | 0
| Zone | Remainder of System | 5 | Monthly System Peak Day | SCE | 1-in-2 | 2023 | 18 | 237.6724 | 243.5384 | 8.1896 | 83.3941 | 0
| Zone | Remainder of System | 5 | Monthly System Peak Day | SCE | 1-in-2 | 2023 | 19 | 247.4828 | 254.3586 | 8.4038 | 81.34 | 0
| Zone | Remainder of System | 5 | Monthly System Peak Day | SCE | 1-in-2 | 2023 | 20 | 236 | 239.2604 | 8.3019 | 78.6477 | 0
| Zone | Remainder of System | 5 | Monthly System Peak Day | SCE | 1-in-2 | 2023 | 21 | 241.3792 | 246.7493 | 8.0008 | 74.5744 | 0
| Zone | Remainder of System | 5 | Monthly System Peak Day | SCE | 1-in-2 | 2023 | 22 | 427.7061 | 445.9839 | 8.2666 | 71.0129 | 0
| Zone | Remainder of System | 5 | Monthly System Peak Day | SCE | 1-in-2 | 2023 | 23 | 425.5072 | 447.1913 | 8.3764 | 69.1124 | 0
| Zone | Remainder of System | 5 | Monthly System Peak Day | SCE | 1-in-2 | 2023 | 24 | 363.1418 | 388.1005 | 8.4667 | 67.7685 | 0
| Zone | Remainder of System | 6 | Average Weekday | SCE | 1-in-2 | 2023 | 1 | 270.6313 | 288.1175 | 8.6552 | 63.1112 | 0
| Zone | Remainder of System | 6 | Average Weekday | SCE | 1-in-2 | 2023 | 2 | 263.9264 | 280.452 | 8.6265 | 62.1452 | 0
| Zone | Remainder of System | 6 | Average Weekday | SCE | 1-in-2 | 2023 | 3 | 414.3411 | 447.2691 | 8.619 | 61.3041 | 0
| Zone | Remainder of System | 6 | Average Weekday | SCE | 1-in-2 | 2023 | 4 | 568.2684 | 614.3398 | 8.614 | 60.6018 | 0
| Zone | Remainder of System | 6 | Average Weekday | SCE | 1-in-2 | 2023 | 5 | 526.2664 | 573.7532 | 8.6297 | 60.0304 | 0
| Zone | Remainder of System | 6 | Average Weekday | SCE | 1-in-2 | 2023 | 6 | 530.1528 | 583.0844 | 8.6595 | 59.4565 | 0
| Zone | Remainder of System | 6 | Average Weekday | SCE | 1-in-2 | 2023 | 7 | 539.806 | 569.1382 | 8.9323 | 58.9785 | 0
| Zone | Remainder of System | 6 | Average Weekday | SCE | 1-in-2 | 2023 | 8 | 533.9571 | 567.9328 | 8.6258 | 59.7299 | 0
| Zone | Remainder of System | 6 | Average Weekday | SCE | 1-in-2 | 2023 | 9 | 534.9524 | 552.2293 | 8.6849 | 62.174 | 0
| Zone | Remainder of System | 6 | Average Weekday | SCE | 1-in-2 | 2023 | 10 | 520.7979 | 527.9813 | 8.8852 | 65.2314 | 0
| Zone | Remainder of System | 6 | Average Weekday | SCE | 1-in-2 | 2023 | 11 | 484.6926 | 487.1249 | 8.9288 | 68.4714 | 0
| Zone | Remainder of System | 6 | Average Weekday | SCE | 1-in-2 | 2023 | 12 | 478.3048 | 489.4577 | 8.8602 | 71.628 | 0
| Zone | Remainder of System | 6 | Average Weekday | SCE | 1-in-2 | 2023 | 13 | 387.8077 | 418.426 | 8.9475 | 74.2421 | 0
| Zone | Remainder of System | 6 | Average Weekday | SCE | 1-in-2 | 2023 | 14 | 360.4658 | 383.0027 | 8.9061 | 76.363 | 0
| Zone | Remainder of System | 6 | Average Weekday | SCE | 1-in-2 | 2023 | 15 | 300.7381 | 319.4416 | 9.088 | 77.827 | 0
| Zone | Remainder of System | 6 | Average Weekday | SCE | 1-in-2 | 2023 | 16 | 263.924 | 274.3999 | 9.3967 | 78.4645 | 0
| Zone | Remainder of System | 6 | Average Weekday | SCE | 1-in-2 | 2023 | 17 | 259.4584 | 265.7318 | 9.8456 | 78.5503 | 0
| Zone | Remainder of System | 6 | Average Weekday | SCE | 1-in-2 | 2023 | 18 | 224.7691 | 239.0366 | 9.5461 | 77.7222 | 0
| Zone | Remainder of System | 6 | Average Weekday | SCE | 1-in-2 | 2023 | 19 | 217.331 | 228.5766 | 14.8468 | 76.2164 | 0
| Zone | Remainder of System | 6 | Average Weekday | SCE | 1-in-2 | 2023 | 20 | 199.973 | 206.5779 | 8.4656 | 74.0276 | 0
| Zone | Remainder of System | 6 | Average Weekday | SCE | 1-in-2 | 2023 | 21 | 219.6087 | 226.3525 | 8.9203 | 70.9789 | 0
| Zone | Remainder of System | 6 | Average Weekday | SCE | 1-in-2 | 2023 | 22 | 384.4075 | 427.9174 | 8.4874 | 67.784 | 0
| Zone | Remainder of System | 6 | Average Weekday | SCE | 1-in-2 | 2023 | 23 | 404.5593 | 450.049 | 8.5724 | 65.8352 | 0
| Zone | Remainder of System | 6 | Average Weekday | SCE | 1-in-2 | 2023 | 24 | 372.0518 | 406.9848 | 8.6023 | 64.4629 | 0
| Zone | Remainder of System | 6 | Monthly System Peak Day | SCE | 1-in-2 | 2023 | 1 | 270.6313 | 287.8323 | 8.2695 | 66.1814 | 0
| Zone | Remainder of System | 6 | Monthly System Peak Day | SCE | 1-in-2 | 2023 | 2 | 263.9264 | 277.1561 | 8.2793 | 65.3093 | 0
| Zone | Remainder of System | 6 | Monthly System Peak Day | SCE | 1-in-2 | 2023 | 3 | 414.3411 | 434.6944 | 8.2811 | 64.5322 | 0
| Zone | Remainder of System | 6 | Monthly System Peak Day | SCE | 1-in-2 | 2023 | 4 | 568.2684 | 588.1894 | 8.2836 | 63.6849 | 0
| Zone | Remainder of System | 6 | Monthly System Peak Day | SCE | 1-in-2 | 2023 | 5 | 526.2664 | 552.8116 | 8.2824 | 63.0052 | 0
| Zone | Remainder of System | 6 | Monthly System Peak Day | SCE | 1-in-2 | 2023 | 6 | 530.1528 | 559.4192 | 8.2842 | 62.3138 | 0
| Zone | Remainder of System | 6 | Monthly System Peak Day | SCE | 1-in-2 | 2023 | 7 | 539.806 | 537.6025 | 8.3262 | 61.6708 | 0
| Zone | Remainder of System | 6 | Monthly System Peak Day | SCE | 1-in-2 | 2023 | 8 | 533.9571 | 546.4469 | 8.2018 | 62.4689 | 0
| Zone | Remainder of System | 6 | Monthly System Peak Day | SCE | 1-in-2 | 2023 | 9 | 534.9524 | 561.25 | 8.1923 | 65.5896 | 0
| Zone | Remainder of System | 6 | Monthly System Peak Day | SCE | 1-in-2 | 2023 | 10 | 520.7979 | 537.0856 | 8.2751 | 69.8796 | 0
| Zone | Remainder of System | 6 | Monthly System Peak Day | SCE | 1-in-2 | 2023 | 11 | 484.6926 | 499.3684 | 8.2581 | 73.7697 | 0
| Zone | Remainder of System | 6 | Monthly System Peak Day | SCE | 1-in-2 | 2023 | 12 | 478.3048 | 496.4256 | 8.2157 | 77.0112 | 0
| Zone | Remainder of System | 6 | Monthly System Peak Day | SCE | 1-in-2 | 2023 | 13 | 387.8077 | 412.9227 | 8.2205 | 78.8944 | 0
| Zone | Remainder of System | 6 | Monthly System Peak Day | SCE | 1-in-2 | 2023 | 14 | 360.4658 | 381.7209 | 8.247 | 80.4202 | 0
| Zone | Remainder of System | 6 | Monthly System Peak Day | SCE | 1-in-2 | 2023 | 15 | 300.7381 | 320.4741 | 8.3593 | 82.0385 | 0
| Zone | Remainder of System | 6 | Monthly System Peak Day | SCE | 1-in-2 | 2023 | 16 | 263.924 | 270.5689 | 8.4894 | 82.9346 | 0
| Zone | Remainder of System | 6 | Monthly System Peak Day | SCE | 1-in-2 | 2023 | 17 | 259.4584 | 267.1633 | 9.3409 | 82.8591 | 0
| Zone | Remainder of System | 6 | Monthly System Peak Day | SCE | 1-in-2 | 2023 | 18 | 224.7691 | 242.8507 | 9.237 | 82.1153 | 0
| Zone | Remainder of System | 6 | Monthly System Peak Day | SCE | 1-in-2 | 2023 | 19 | 217.331 | 239.7095 | 10.1309 | 80.028 | 0
| Zone | Remainder of System | 6 | Monthly System Peak Day | SCE | 1-in-2 | 2023 | 20 | 199.973 | 213.6073 | 8.3818 | 76.8822 | 0
| Zone | Remainder of System | 6 | Monthly System Peak Day | SCE | 1-in-2 | 2023 | 21 | 219.6087 | 239.695 | 9.022 | 73.8356 | 0
| Zone | Remainder of System | 6 | Monthly System Peak Day | SCE | 1-in-2 | 2023 | 22 | 384.4075 | 411.8403 | 8.2914 | 71.3098 | 0
| Zone | Remainder of System | 6 | Monthly System Peak Day | SCE | 1-in-2 | 2023 | 23 | 404.5593 | 436.8066 | 8.2774 | 69.544 | 0
| Zone | Remainder of System | 6 | Monthly System Peak Day | SCE | 1-in-2 | 2023 | 24 | 372.0518 | 401.6661 | 8.2411 | 68.0731 | 0
| Zone | Remainder of System | 7 | Average Weekday | SCE | 1-in-2 | 2023 | 1 | 262.9781 | 279.9821 | 8.8112 | 68.08 | 0
| Zone | Remainder of System | 7 | Average Weekday | SCE | 1-in-2 | 2023 | 2 | 258.7743 | 270.8051 | 8.8229 | 67.3516 | 0
| Zone | Remainder of System | 7 | Average Weekday | SCE | 1-in-2 | 2023 | 3 | 400.3558 | 420.6661 | 8.825 | 66.697 | 0
| Zone | Remainder of System | 7 | Average Weekday | SCE | 1-in-2 | 2023 | 4 | 552.697 | 575.3192 | 8.8275 | 66.1335 | 0
| Zone | Remainder of System | 7 | Average Weekday | SCE | 1-in-2 | 2023 | 5 | 510.8914 | 536.3536 | 8.8256 | 65.6106 | 0
| Zone | Remainder of System | 7 | Average Weekday | SCE | 1-in-2 | 2023 | 6 | 509.8318 | 536.5893 | 8.8242 | 65.1256 | 0
| Zone | Remainder of System | 7 | Average Weekday | SCE | 1-in-2 | 2023 | 7 | 518.1503 | 517.0654 | 8.8061 | 64.7652 | 0
| Zone | Remainder of System | 7 | Average Weekday | SCE | 1-in-2 | 2023 | 8 | 511.0403 | 525.7039 | 8.7488 | 65.1789 | 0
| Zone | Remainder of System | 7 | Average Weekday | SCE | 1-in-2 | 2023 | 9 | 499.8445 | 527.4232 | 8.7349 | 67.2839 | 0
| Zone | Remainder of System | 7 | Average Weekday | SCE | 1-in-2 | 2023 | 10 | 486.1368 | 502.3173 | 8.776 | 70.1065 | 0
| Zone | Remainder of System | 7 | Average Weekday | SCE | 1-in-2 | 2023 | 11 | 456.8156 | 472.0691 | 8.7593 | 73.2348 | 0
| Zone | Remainder of System | 7 | Average Weekday | SCE | 1-in-2 | 2023 | 12 | 450.1267 | 470.2546 | 8.7442 | 76.4308 | 0
| Zone | Remainder of System | 7 | Average Weekday | SCE | 1-in-2 | 2023 | 13 | 361.7088 | 386.1429 | 8.7373 | 79.0108 | 0
| Zone | Remainder of System | 7 | Average Weekday | SCE | 1-in-2 | 2023 | 14 | 334.0301 | 355.5983 | 8.762 | 81.0239 | 0
| Zone | Remainder of System | 7 | Average Weekday | SCE | 1-in-2 | 2023 | 15 | 283.2656 | 303.1893 | 8.8178 | 82.3721 | 0
| Zone | Remainder of System | 7 | Average Weekday | SCE | 1-in-2 | 2023 | 16 | 245.1632 | 251.7731 | 8.8587 | 82.9063 | 0
| Zone | Remainder of System | 7 | Average Weekday | SCE | 1-in-2 | 2023 | 17 | 245.7446 | 254.5376 | 9.7971 | 82.877 | 0
| Zone | Remainder of System | 7 | Average Weekday | SCE | 1-in-2 | 2023 | 18 | 216.3462 | 234.581 | 9.7073 | 82.0052 | 0
| Zone | Remainder of System | 7 | Average Weekday | SCE | 1-in-2 | 2023 | 19 | 213.2278 | 235.8685 | 9.4566 | 80.3719 | 0
| Zone | Remainder of System | 7 | Average Weekday | SCE | 1-in-2 | 2023 | 20 | 202.8252 | 216.4608 | 9.0957 | 78.1158 | 0
| Zone | Remainder of System | 7 | Average Weekday | SCE | 1-in-2 | 2023 | 21 | 221.0479 | 240.9964 | 9.2048 | 75.1175 | 0
| Zone | Remainder of System | 7 | Average Weekday | SCE | 1-in-2 | 2023 | 22 | 383.1142 | 410.0587 | 8.8157 | 71.9882 | 0
| Zone | Remainder of System | 7 | Average Weekday | SCE | 1-in-2 | 2023 | 23 | 397.3587 | 428.5685 | 8.8241 | 70.0845 | 0
| Zone | Remainder of System | 7 | Average Weekday | SCE | 1-in-2 | 2023 | 24 | 356.4034 | 384.7127 | 8.7916 | 68.8469 | 0
| Zone | Remainder of System | 7 | Monthly System Peak Day | SCE | 1-in-2 | 2023 | 1 | 262.9781 | 259.4642 | 8.8821 | 72.0963 | 0
| Zone | Remainder of System | 7 | Monthly System Peak Day | SCE | 1-in-2 | 2023 | 2 | 258.7743 | 240.567 | 8.8961 | 71.2256 | 0
| Zone | Remainder of System | 7 | Monthly System Peak Day | SCE | 1-in-2 | 2023 | 3 | 400.3558 | 345.8842 | 8.8998 | 70.3178 | 0
| Zone | Remainder of System | 7 | Monthly System Peak Day | SCE | 1-in-2 | 2023 | 4 | 552.697 | 454.7869 | 8.8987 | 69.5301 | 0
| Zone | Remainder of System | 7 | Monthly System Peak Day | SCE | 1-in-2 | 2023 | 5 | 510.8914 | 425.5074 | 8.897 | 69.1043 | 0
| Zone | Remainder of System | 7 | Monthly System Peak Day | SCE | 1-in-2 | 2023 | 6 | 509.8318 | 449.5601 | 8.8954 | 68.6554 | 0
| Zone | Remainder of System | 7 | Monthly System Peak Day | SCE | 1-in-2 | 2023 | 7 | 518.1503 | 440.7429 | 8.9027 | 68.0973 | 0
| Zone | Remainder of System | 7 | Monthly System Peak Day | SCE | 1-in-2 | 2023 | 8 | 511.0403 | 456.2845 | 8.8322 | 68.6928 | 0
| Zone | Remainder of System | 7 | Monthly System Peak Day | SCE | 1-in-2 | 2023 | 9 | 499.8445 | 481.4581 | 8.8119 | 71.6543 | 0
| Zone | Remainder of System | 7 | Monthly System Peak Day | SCE | 1-in-2 | 2023 | 10 | 486.1368 | 454.8846 | 8.8542 | 75.5544 | 0
| Zone | Remainder of System | 7 | Monthly System Peak Day | SCE | 1-in-2 | 2023 | 11 | 456.8156 | 427.6138 | 8.8206 | 79.4162 | 0
| Zone | Remainder of System | 7 | Monthly System Peak Day | SCE | 1-in-2 | 2023 | 12 | 450.1267 | 425.1923 | 8.79 | 83.2174 | 0
| Zone | Remainder of System | 7 | Monthly System Peak Day | SCE | 1-in-2 | 2023 | 13 | 361.7088 | 359.0735 | 8.7795 | 86.2327 | 0
| Zone | Remainder of System | 7 | Monthly System Peak Day | SCE | 1-in-2 | 2023 | 14 | 334.0301 | 334.4908 | 8.8107 | 87.9311 | 0
| Zone | Remainder of System | 7 | Monthly System Peak Day | SCE | 1-in-2 | 2023 | 15 | 283.2656 | 290.418 | 8.8988 | 89.6186 | 0
| Zone | Remainder of System | 7 | Monthly System Peak Day | SCE | 1-in-2 | 2023 | 16 | 245.1632 | 239.805 | 8.9541 | 90.3848 | 0
| Zone | Remainder of System | 7 | Monthly System Peak Day | SCE | 1-in-2 | 2023 | 17 | 245.7446 | 251.6237 | 9.8582 | 90.9913 | 0
| Zone | Remainder of System | 7 | Monthly System Peak Day | SCE | 1-in-2 | 2023 | 18 | 216.3462 | 248.0472 | 9.8864 | 90.0721 | 0
| Zone | Remainder of System | 7 | Monthly System Peak Day | SCE | 1-in-2 | 2023 | 19 | 213.2278 | 198.3188 | 9.0265 | 88.1822 | 0
| Zone | Remainder of System | 7 | Monthly System Peak Day | SCE | 1-in-2 | 2023 | 20 | 202.8252 | 176.4879 | 8.8646 | 85.4468 | 0
| Zone | Remainder of System | 7 | Monthly System Peak Day | SCE | 1-in-2 | 2023 | 21 | 221.0479 | 202.2229 | 10.4322 | 82.3442 | 0
| Zone | Remainder of System | 7 | Monthly System Peak Day | SCE | 1-in-2 | 2023 | 22 | 383.1142 | 353.183 | 9.0173 | 78.7247 | 0
| Zone | Remainder of System | 7 | Monthly System Peak Day | SCE | 1-in-2 | 2023 | 23 | 397.3587 | 359.5447 | 8.8611 | 76.4082 | 0
| Zone | Remainder of System | 7 | Monthly System Peak Day | SCE | 1-in-2 | 2023 | 24 | 356.4034 | 336.8711 | 8.8531 | 74.4873 | 0
| Zone | Remainder of System | 8 | Average Weekday | SCE | 1-in-2 | 2023 | 1 | 271.6047 | 293.1769 | 8.3728 | 68.1134 | 0
| Zone | Remainder of System | 8 | Average Weekday | SCE | 1-in-2 | 2023 | 2 | 268.8712 | 284.2823 | 8.3869 | 67.1923 | 0
| Zone | Remainder of System | 8 | Average Weekday | SCE | 1-in-2 | 2023 | 3 | 408.3989 | 428.1264 | 8.3894 | 66.3666 | 0
| Zone | Remainder of System | 8 | Average Weekday | SCE | 1-in-2 | 2023 | 4 | 564.1055 | 586.938 | 8.3922 | 65.6033 | 0
| Zone | Remainder of System | 8 | Average Weekday | SCE | 1-in-2 | 2023 | 5 | 518.4797 | 549.5993 | 8.3897 | 64.9066 | 0
| Zone | Remainder of System | 8 | Average Weekday | SCE | 1-in-2 | 2023 | 6 | 521.7258 | 555.8434 | 8.3876 | 64.3295 | 0
| Zone | Remainder of System | 8 | Average Weekday | SCE | 1-in-2 | 2023 | 7 | 531.424 | 531.6107 | 8.3683 | 63.8791 | 0
| Zone | Remainder of System | 8 | Average Weekday | SCE | 1-in-2 | 2023 | 8 | 524.1187 | 542.0735 | 8.3002 | 63.8355 | 0
| Zone | Remainder of System | 8 | Average Weekday | SCE | 1-in-2 | 2023 | 9 | 507.3449 | 534.1789 | 8.2819 | 65.9972 | 0
| Zone | Remainder of System | 8 | Average Weekday | SCE | 1-in-2 | 2023 | 10 | 496.1373 | 512.7703 | 8.332 | 69.4323 | 0
| Zone | Remainder of System | 8 | Average Weekday | SCE | 1-in-2 | 2023 | 11 | 461.376 | 477.0256 | 8.3093 | 73.4127 | 0
| Zone | Remainder of System | 8 | Average Weekday | SCE | 1-in-2 | 2023 | 12 | 451.2268 | 471.8272 | 8.2874 | 77.2854 | 0
| Zone | Remainder of System | 8 | Average Weekday | SCE | 1-in-2 | 2023 | 13 | 372.0353 | 398.0982 | 8.2775 | 80.4135 | 0
| Zone | Remainder of System | 8 | Average Weekday | SCE | 1-in-2 | 2023 | 14 | 341.5914 | 363.451 | 8.3103 | 82.7527 | 0
| Zone | Remainder of System | 8 | Average Weekday | SCE | 1-in-2 | 2023 | 15 | 291.1574 | 311.3379 | 8.3807 | 84.1637 | 0
| Zone | Remainder of System | 8 | Average Weekday | SCE | 1-in-2 | 2023 | 16 | 251.2333 | 258.2272 | 8.4302 | 84.6461 | 0
| Zone | Remainder of System | 8 | Average Weekday | SCE | 1-in-2 | 2023 | 17 | 254.0252 | 260.4283 | 9.5115 | 84.5587 | 0
| Zone | Remainder of System | 8 | Average Weekday | SCE | 1-in-2 | 2023 | 18 | 222.4424 | 240.1808 | 9.4134 | 83.6467 | 0
| Zone | Remainder of System | 8 | Average Weekday | SCE | 1-in-2 | 2023 | 19 | 218.168 | 240.0207 | 8.9161 | 81.9145 | 0
| Zone | Remainder of System | 8 | Average Weekday | SCE | 1-in-2 | 2023 | 20 | 215.7377 | 228.975 | 8.5828 | 79.2555 | 0
| Zone | Remainder of System | 8 | Average Weekday | SCE | 1-in-2 | 2023 | 21 | 230.8179 | 250.773 | 8.8433 | 75.5248 | 0
| Zone | Remainder of System | 8 | Average Weekday | SCE | 1-in-2 | 2023 | 22 | 386.0586 | 414.2312 | 8.3835 | 72.4927 | 0
| Zone | Remainder of System | 8 | Average Weekday | SCE | 1-in-2 | 2023 | 23 | 401.2966 | 434.9811 | 8.3838 | 70.5976 | 0
| Zone | Remainder of System | 8 | Average Weekday | SCE | 1-in-2 | 2023 | 24 | 361.6253 | 393.1223 | 8.3487 | 69.2749 | 0
| Zone | Remainder of System | 8 | Monthly System Peak Day | SCE | 1-in-2 | 2023 | 1 | 271.6047 | 267.1393 | 7.4194 | 76.5583 | 0
| Zone | Remainder of System | 8 | Monthly System Peak Day | SCE | 1-in-2 | 2023 | 2 | 268.8712 | 253.1389 | 7.4391 | 75.5448 | 0
| Zone | Remainder of System | 8 | Monthly System Peak Day | SCE | 1-in-2 | 2023 | 3 | 408.3989 | 361.038 | 7.4442 | 74.7414 | 0
| Zone | Remainder of System | 8 | Monthly System Peak Day | SCE | 1-in-2 | 2023 | 4 | 564.1055 | 469.9414 | 7.4434 | 73.777 | 0
| Zone | Remainder of System | 8 | Monthly System Peak Day | SCE | 1-in-2 | 2023 | 5 | 518.4797 | 443.7041 | 7.4407 | 72.987 | 0
| Zone | Remainder of System | 8 | Monthly System Peak Day | SCE | 1-in-2 | 2023 | 6 | 521.7258 | 459.1137 | 7.4383 | 72.4561 | 0
| Zone | Remainder of System | 8 | Monthly System Peak Day | SCE | 1-in-2 | 2023 | 7 | 531.424 | 446.5295 | 7.4409 | 71.7849 | 0
| Zone | Remainder of System | 8 | Monthly System Peak Day | SCE | 1-in-2 | 2023 | 8 | 524.1187 | 465.7908 | 7.3487 | 71.7491 | 0
| Zone | Remainder of System | 8 | Monthly System Peak Day | SCE | 1-in-2 | 2023 | 9 | 507.3449 | 489.6816 | 7.3147 | 73.699 | 0
| Zone | Remainder of System | 8 | Monthly System Peak Day | SCE | 1-in-2 | 2023 | 10 | 496.1373 | 466.0562 | 7.3717 | 77.4223 | 0
| Zone | Remainder of System | 8 | Monthly System Peak Day | SCE | 1-in-2 | 2023 | 11 | 461.376 | 429.8874 | 7.3212 | 81.725 | 0
| Zone | Remainder of System | 8 | Monthly System Peak Day | SCE | 1-in-2 | 2023 | 12 | 451.2268 | 424.7928 | 7.2742 | 85.3394 | 0
| Zone | Remainder of System | 8 | Monthly System Peak Day | SCE | 1-in-2 | 2023 | 13 | 372.0353 | 370.9226 | 7.2545 | 87.9907 | 0
| Zone | Remainder of System | 8 | Monthly System Peak Day | SCE | 1-in-2 | 2023 | 14 | 341.5914 | 342.7262 | 7.3079 | 90.3014 | 0
| Zone | Remainder of System | 8 | Monthly System Peak Day | SCE | 1-in-2 | 2023 | 15 | 291.1574 | 298.7891 | 7.4328 | 91.72 | 0
| Zone | Remainder of System | 8 | Monthly System Peak Day | SCE | 1-in-2 | 2023 | 16 | 251.2333 | 246.5267 | 7.5013 | 91.501 | 0
| Zone | Remainder of System | 8 | Monthly System Peak Day | SCE | 1-in-2 | 2023 | 17 | 254.0252 | 257.617 | 8.5525 | 90.7507 | 0
| Zone | Remainder of System | 8 | Monthly System Peak Day | SCE | 1-in-2 | 2023 | 18 | 222.4424 | 255.1861 | 8.5876 | 89.0636 | 0
| Zone | Remainder of System | 8 | Monthly System Peak Day | SCE | 1-in-2 | 2023 | 19 | 218.168 | 201.8725 | 7.1207 | 87.5076 | 0
| Zone | Remainder of System | 8 | Monthly System Peak Day | SCE | 1-in-2 | 2023 | 20 | 215.7377 | 187.3707 | 6.9994 | 85.999 | 0
| Zone | Remainder of System | 8 | Monthly System Peak Day | SCE | 1-in-2 | 2023 | 21 | 230.8179 | 209.9472 | 9.2254 | 82.5548 | 0
| Zone | Remainder of System | 8 | Monthly System Peak Day | SCE | 1-in-2 | 2023 | 22 | 386.0586 | 358.8986 | 7.5979 | 79.5711 | 0
| Zone | Remainder of System | 8 | Monthly System Peak Day | SCE | 1-in-2 | 2023 | 23 | 401.2966 | 368.8518 | 7.3971 | 77.5837 | 0
| Zone | Remainder of System | 8 | Monthly System Peak Day | SCE | 1-in-2 | 2023 | 24 | 361.6253 | 345.727 | 7.3816 | 76.0731 | 0
| Zone | Remainder of System | 8 | Typical Event Day | SCE | 1-in-2 | 2023 | 1 | 271.6047 | 267.1393 | 7.4194 | 72.4863 | 0
| Zone | Remainder of System | 8 | Typical Event Day | SCE | 1-in-2 | 2023 | 2 | 268.8712 | 253.1389 | 7.4391 | 71.5219 | 0
| Zone | Remainder of System | 8 | Typical Event Day | SCE | 1-in-2 | 2023 | 3 | 408.3989 | 361.038 | 7.4442 | 70.628 | 0
| Zone | Remainder of System | 8 | Typical Event Day | SCE | 1-in-2 | 2023 | 4 | 564.1055 | 469.9414 | 7.4434 | 69.7216 | 0
| Zone | Remainder of System | 8 | Typical Event Day | SCE | 1-in-2 | 2023 | 5 | 518.4797 | 443.7041 | 7.4407 | 68.971 | 0
| Zone | Remainder of System | 8 | Typical Event Day | SCE | 1-in-2 | 2023 | 6 | 521.7258 | 459.1137 | 7.4383 | 68.3599 | 0
| Zone | Remainder of System | 8 | Typical Event Day | SCE | 1-in-2 | 2023 | 7 | 531.424 | 446.5295 | 7.4409 | 67.7703 | 0
| Zone | Remainder of System | 8 | Typical Event Day | SCE | 1-in-2 | 2023 | 8 | 524.1187 | 465.7908 | 7.3487 | 68.0641 | 0
| Zone | Remainder of System | 8 | Typical Event Day | SCE | 1-in-2 | 2023 | 9 | 507.3449 | 489.6816 | 7.3147 | 70.6394 | 0
| Zone | Remainder of System | 8 | Typical Event Day | SCE | 1-in-2 | 2023 | 10 | 496.1373 | 466.0562 | 7.3717 | 74.7339 | 0
| Zone | Remainder of System | 8 | Typical Event Day | SCE | 1-in-2 | 2023 | 11 | 461.376 | 429.8874 | 7.3212 | 79.0757 | 0
| Zone | Remainder of System | 8 | Typical Event Day | SCE | 1-in-2 | 2023 | 12 | 451.2268 | 424.7928 | 7.2742 | 82.9721 | 0
| Zone | Remainder of System | 8 | Typical Event Day | SCE | 1-in-2 | 2023 | 13 | 372.0353 | 370.9226 | 7.2545 | 85.9025 | 0
| Zone | Remainder of System | 8 | Typical Event Day | SCE | 1-in-2 | 2023 | 14 | 341.5914 | 342.7262 | 7.3079 | 88.018 | 0
| Zone | Remainder of System | 8 | Typical Event Day | SCE | 1-in-2 | 2023 | 15 | 291.1574 | 298.7891 | 7.4328 | 89.4849 | 0
| Zone | Remainder of System | 8 | Typical Event Day | SCE | 1-in-2 | 2023 | 16 | 251.2333 | 246.5267 | 7.5013 | 89.6902 | 0
| Zone | Remainder of System | 8 | Typical Event Day | SCE | 1-in-2 | 2023 | 17 | 254.0252 | 257.617 | 8.5525 | 89.5193 | 0
| Zone | Remainder of System | 8 | Typical Event Day | SCE | 1-in-2 | 2023 | 18 | 222.4424 | 255.1861 | 8.5876 | 88.4404 | 0
| Zone | Remainder of System | 8 | Typical Event Day | SCE | 1-in-2 | 2023 | 19 | 218.168 | 201.8725 | 7.1207 | 86.7779 | 0
| Zone | Remainder of System | 8 | Typical Event Day | SCE | 1-in-2 | 2023 | 20 | 215.7377 | 187.3707 | 6.9994 | 84.3062 | 0
| Zone | Remainder of System | 8 | Typical Event Day | SCE | 1-in-2 | 2023 | 21 | 230.8179 | 209.9472 | 9.2254 | 80.9554 | 0
| Zone | Remainder of System | 8 | Typical Event Day | SCE | 1-in-2 | 2023 | 22 | 386.0586 | 358.8986 | 7.5979 | 78.0579 | 0
| Zone | Remainder of System | 8 | Typical Event Day | SCE | 1-in-2 | 2023 | 23 | 401.2966 | 368.8518 | 7.3971 | 76.0778 | 0
| Zone | Remainder of System | 8 | Typical Event Day | SCE | 1-in-2 | 2023 | 24 | 361.6253 | 345.727 | 7.3816 | 74.4038 | 0
| Zone | Remainder of System | 9 | Average Weekday | SCE | 1-in-2 | 2023 | 1 | 268.0373 | 277.3489 | 9.0827 | 67.7225 | 0
| Zone | Remainder of System | 9 | Average Weekday | SCE | 1-in-2 | 2023 | 2 | 274.6219 | 276.3286 | 9.1005 | 66.8467 | 0
| Zone | Remainder of System | 9 | Average Weekday | SCE | 1-in-2 | 2023 | 3 | 435.4974 | 430.457 | 9.1029 | 66.0813 | 0
| Zone | Remainder of System | 9 | Average Weekday | SCE | 1-in-2 | 2023 | 4 | 594.2705 | 591.1301 | 9.1056 | 65.3971 | 0
| Zone | Remainder of System | 9 | Average Weekday | SCE | 1-in-2 | 2023 | 5 | 533.0796 | 531.7527 | 9.1004 | 64.8121 | 0
| Zone | Remainder of System | 9 | Average Weekday | SCE | 1-in-2 | 2023 | 6 | 520.0069 | 527.7863 | 9.0916 | 64.288 | 0
| Zone | Remainder of System | 9 | Average Weekday | SCE | 1-in-2 | 2023 | 7 | 548.4052 | 535.574 | 9.0635 | 63.8783 | 0
| Zone | Remainder of System | 9 | Average Weekday | SCE | 1-in-2 | 2023 | 8 | 524.4627 | 521.0369 | 9.0147 | 63.6256 | 0
| Zone | Remainder of System | 9 | Average Weekday | SCE | 1-in-2 | 2023 | 9 | 480.0587 | 502.1444 | 9.0014 | 64.6467 | 0
| Zone | Remainder of System | 9 | Average Weekday | SCE | 1-in-2 | 2023 | 10 | 475.1606 | 487.2779 | 9.054 | 67.4421 | 0
| Zone | Remainder of System | 9 | Average Weekday | SCE | 1-in-2 | 2023 | 11 | 445.5133 | 457.7638 | 9.0309 | 71.0719 | 0
| Zone | Remainder of System | 9 | Average Weekday | SCE | 1-in-2 | 2023 | 12 | 438.644 | 451.2588 | 9.0059 | 74.7336 | 0
| Zone | Remainder of System | 9 | Average Weekday | SCE | 1-in-2 | 2023 | 13 | 370.3523 | 384.2012 | 8.9928 | 77.7354 | 0
| Zone | Remainder of System | 9 | Average Weekday | SCE | 1-in-2 | 2023 | 14 | 331.7843 | 345.6909 | 9.0212 | 79.8337 | 0
| Zone | Remainder of System | 9 | Average Weekday | SCE | 1-in-2 | 2023 | 15 | 283.0673 | 298.081 | 9.0757 | 81.0599 | 0
| Zone | Remainder of System | 9 | Average Weekday | SCE | 1-in-2 | 2023 | 16 | 252.6553 | 255.2439 | 9.1228 | 81.5924 | 0
| Zone | Remainder of System | 9 | Average Weekday | SCE | 1-in-2 | 2023 | 17 | 257.3122 | 263.3937 | 10.1182 | 81.3424 | 0
| Zone | Remainder of System | 9 | Average Weekday | SCE | 1-in-2 | 2023 | 18 | 227.7842 | 245.0868 | 9.9994 | 80.3228 | 0
| Zone | Remainder of System | 9 | Average Weekday | SCE | 1-in-2 | 2023 | 19 | 228.9719 | 249.0742 | 10.0008 | 78.4973 | 0
| Zone | Remainder of System | 9 | Average Weekday | SCE | 1-in-2 | 2023 | 20 | 227.0227 | 238.621 | 9.0928 | 75.5853 | 0
| Zone | Remainder of System | 9 | Average Weekday | SCE | 1-in-2 | 2023 | 21 | 236.6627 | 254.0114 | 9.33 | 72.5789 | 0
| Zone | Remainder of System | 9 | Average Weekday | SCE | 1-in-2 | 2023 | 22 | 391.811 | 414.8346 | 9.0368 | 70.814 | 0
| Zone | Remainder of System | 9 | Average Weekday | SCE | 1-in-2 | 2023 | 23 | 402.8281 | 425.3858 | 9.0728 | 69.5334 | 0
| Zone | Remainder of System | 9 | Average Weekday | SCE | 1-in-2 | 2023 | 24 | 358.0151 | 376.685 | 9.0552 | 68.4417 | 0
| Zone | Remainder of System | 9 | Monthly System Peak Day | SCE | 1-in-2 | 2023 | 1 | 268.0373 | 256.5345 | 9.1441 | 75.1094 | 0
| Zone | Remainder of System | 9 | Monthly System Peak Day | SCE | 1-in-2 | 2023 | 2 | 274.6219 | 248.413 | 9.1639 | 74.0078 | 0
| Zone | Remainder of System | 9 | Monthly System Peak Day | SCE | 1-in-2 | 2023 | 3 | 435.4974 | 367.1599 | 9.1682 | 72.9204 | 0
| Zone | Remainder of System | 9 | Monthly System Peak Day | SCE | 1-in-2 | 2023 | 4 | 594.2705 | 464.3928 | 9.1669 | 71.8942 | 0
| Zone | Remainder of System | 9 | Monthly System Peak Day | SCE | 1-in-2 | 2023 | 5 | 533.0796 | 415.5104 | 9.1622 | 70.7876 | 0
| Zone | Remainder of System | 9 | Monthly System Peak Day | SCE | 1-in-2 | 2023 | 6 | 520.0069 | 417.0068 | 9.1537 | 70.0145 | 0
| Zone | Remainder of System | 9 | Monthly System Peak Day | SCE | 1-in-2 | 2023 | 7 | 548.4052 | 436.5401 | 9.1535 | 69.5282 | 0
| Zone | Remainder of System | 9 | Monthly System Peak Day | SCE | 1-in-2 | 2023 | 8 | 524.4627 | 429.524 | 9.0905 | 69.3458 | 0
| Zone | Remainder of System | 9 | Monthly System Peak Day | SCE | 1-in-2 | 2023 | 9 | 480.0587 | 455.2999 | 9.0701 | 71.6146 | 0
| Zone | Remainder of System | 9 | Monthly System Peak Day | SCE | 1-in-2 | 2023 | 10 | 475.1606 | 436.3079 | 9.1218 | 76.0792 | 0
| Zone | Remainder of System | 9 | Monthly System Peak Day | SCE | 1-in-2 | 2023 | 11 | 445.5133 | 407.1919 | 9.0811 | 81.3919 | 0
| Zone | Remainder of System | 9 | Monthly System Peak Day | SCE | 1-in-2 | 2023 | 12 | 438.644 | 405.2327 | 9.0409 | 86.3206 | 0
| Zone | Remainder of System | 9 | Monthly System Peak Day | SCE | 1-in-2 | 2023 | 13 | 370.3523 | 349.2007 | 9.0243 | 90.4921 | 0
| Zone | Remainder of System | 9 | Monthly System Peak Day | SCE | 1-in-2 | 2023 | 14 | 331.7843 | 318.7755 | 9.0597 | 93.4192 | 0
| Zone | Remainder of System | 9 | Monthly System Peak Day | SCE | 1-in-2 | 2023 | 15 | 283.0673 | 281.3636 | 9.1493 | 94.5626 | 0
| Zone | Remainder of System | 9 | Monthly System Peak Day | SCE | 1-in-2 | 2023 | 16 | 252.6553 | 240.1892 | 9.2093 | 93.9402 | 0
| Zone | Remainder of System | 9 | Monthly System Peak Day | SCE | 1-in-2 | 2023 | 17 | 257.3122 | 260.864 | 10.1354 | 93.476 | 0
| Zone | Remainder of System | 9 | Monthly System Peak Day | SCE | 1-in-2 | 2023 | 18 | 227.7842 | 257.4822 | 10.1218 | 92.5105 | 0
| Zone | Remainder of System | 9 | Monthly System Peak Day | SCE | 1-in-2 | 2023 | 19 | 228.9719 | 209.0136 | 9.5551 | 91.3939 | 0
| Zone | Remainder of System | 9 | Monthly System Peak Day | SCE | 1-in-2 | 2023 | 20 | 227.0227 | 197.4798 | 8.8791 | 88.8968 | 0
| Zone | Remainder of System | 9 | Monthly System Peak Day | SCE | 1-in-2 | 2023 | 21 | 236.6627 | 216.9221 | 10.3433 | 85.0871 | 0
| Zone | Remainder of System | 9 | Monthly System Peak Day | SCE | 1-in-2 | 2023 | 22 | 391.811 | 352.7729 | 9.2511 | 82.6259 | 0
| Zone | Remainder of System | 9 | Monthly System Peak Day | SCE | 1-in-2 | 2023 | 23 | 402.8281 | 350.4196 | 9.1006 | 80.7753 | 0
| Zone | Remainder of System | 9 | Monthly System Peak Day | SCE | 1-in-2 | 2023 | 24 | 358.0151 | 325.4522 | 9.1073 | 78.9817 | 0
| Zone | Remainder of System | 10 | Average Weekday | SCE | 1-in-2 | 2023 | 1 | 284.5009 | 294.9717 | 8.4917 | 62.4444 | 0
| Zone | Remainder of System | 10 | Average Weekday | SCE | 1-in-2 | 2023 | 2 | 278.2924 | 284.8139 | 8.3803 | 61.5437 | 0
| Zone | Remainder of System | 10 | Average Weekday | SCE | 1-in-2 | 2023 | 3 | 428.3479 | 437.7675 | 8.3651 | 60.6485 | 0
| Zone | Remainder of System | 10 | Average Weekday | SCE | 1-in-2 | 2023 | 4 | 592.895 | 607.6376 | 8.3272 | 59.9332 | 0
| Zone | Remainder of System | 10 | Average Weekday | SCE | 1-in-2 | 2023 | 5 | 580.9448 | 595.181 | 8.3237 | 59.2025 | 0
| Zone | Remainder of System | 10 | Average Weekday | SCE | 1-in-2 | 2023 | 6 | 575.9045 | 590.9987 | 8.2729 | 58.6584 | 0
| Zone | Remainder of System | 10 | Average Weekday | SCE | 1-in-2 | 2023 | 7 | 575.8895 | 575.1589 | 8.2582 | 58.2291 | 0
| Zone | Remainder of System | 10 | Average Weekday | SCE | 1-in-2 | 2023 | 8 | 566.556 | 569.4382 | 8.5637 | 57.9539 | 0
| Zone | Remainder of System | 10 | Average Weekday | SCE | 1-in-2 | 2023 | 9 | 539.5704 | 577.0051 | 8.9938 | 58.3197 | 0
| Zone | Remainder of System | 10 | Average Weekday | SCE | 1-in-2 | 2023 | 10 | 521.6849 | 539.2837 | 8.7111 | 60.8693 | 0
| Zone | Remainder of System | 10 | Average Weekday | SCE | 1-in-2 | 2023 | 11 | 506.1555 | 519.1494 | 8.933 | 64.43 | 0
| Zone | Remainder of System | 10 | Average Weekday | SCE | 1-in-2 | 2023 | 12 | 494.9347 | 506.7145 | 9.179 | 68.177 | 0
| Zone | Remainder of System | 10 | Average Weekday | SCE | 1-in-2 | 2023 | 13 | 398.8586 | 409.2404 | 9.3753 | 71.2953 | 0
| Zone | Remainder of System | 10 | Average Weekday | SCE | 1-in-2 | 2023 | 14 | 348.4142 | 355.6243 | 9.2381 | 73.5492 | 0
| Zone | Remainder of System | 10 | Average Weekday | SCE | 1-in-2 | 2023 | 15 | 303.7223 | 310.479 | 8.8426 | 74.9618 | 0
| Zone | Remainder of System | 10 | Average Weekday | SCE | 1-in-2 | 2023 | 16 | 273.1479 | 275.8442 | 8.3364 | 75.8111 | 0
| Zone | Remainder of System | 10 | Average Weekday | SCE | 1-in-2 | 2023 | 17 | 269.4703 | 275.4359 | 8.1241 | 75.6843 | 0
| Zone | Remainder of System | 10 | Average Weekday | SCE | 1-in-2 | 2023 | 18 | 250.9288 | 257.3233 | 8.1821 | 74.5942 | 0
| Zone | Remainder of System | 10 | Average Weekday | SCE | 1-in-2 | 2023 | 19 | 266.2863 | 272.9029 | 8.5995 | 72.5631 | 0
| Zone | Remainder of System | 10 | Average Weekday | SCE | 1-in-2 | 2023 | 20 | 258.8542 | 262.3144 | 8.3027 | 69.6331 | 0
| Zone | Remainder of System | 10 | Average Weekday | SCE | 1-in-2 | 2023 | 21 | 247.2855 | 252.9344 | 8.0102 | 67.329 | 0
| Zone | Remainder of System | 10 | Average Weekday | SCE | 1-in-2 | 2023 | 22 | 428.8217 | 446.5949 | 8.2545 | 65.6424 | 0
| Zone | Remainder of System | 10 | Average Weekday | SCE | 1-in-2 | 2023 | 23 | 406.6447 | 427.2104 | 8.4091 | 64.3401 | 0
| Zone | Remainder of System | 10 | Average Weekday | SCE | 1-in-2 | 2023 | 24 | 335.782 | 359.1932 | 8.5906 | 63.2154 | 0
| Zone | Remainder of System | 10 | Monthly System Peak Day | SCE | 1-in-2 | 2023 | 1 | 284.5009 | 304.7883 | 8.319 | 70.789 | 0
| Zone | Remainder of System | 10 | Monthly System Peak Day | SCE | 1-in-2 | 2023 | 2 | 278.2924 | 289.5067 | 8.2632 | 69.3827 | 0
| Zone | Remainder of System | 10 | Monthly System Peak Day | SCE | 1-in-2 | 2023 | 3 | 428.3479 | 441.7851 | 8.2568 | 67.3456 | 0
| Zone | Remainder of System | 10 | Monthly System Peak Day | SCE | 1-in-2 | 2023 | 4 | 592.895 | 609.2859 | 8.2438 | 66.5839 | 0
| Zone | Remainder of System | 10 | Monthly System Peak Day | SCE | 1-in-2 | 2023 | 5 | 580.9448 | 600.2996 | 8.2377 | 65.9856 | 0
| Zone | Remainder of System | 10 | Monthly System Peak Day | SCE | 1-in-2 | 2023 | 6 | 575.9045 | 589.5603 | 8.2151 | 65.2669 | 0
| Zone | Remainder of System | 10 | Monthly System Peak Day | SCE | 1-in-2 | 2023 | 7 | 575.8895 | 569.3849 | 8.2026 | 64.3182 | 0
| Zone | Remainder of System | 10 | Monthly System Peak Day | SCE | 1-in-2 | 2023 | 8 | 566.556 | 570.0298 | 8.3601 | 64.1286 | 0
| Zone | Remainder of System | 10 | Monthly System Peak Day | SCE | 1-in-2 | 2023 | 9 | 539.5704 | 588.7405 | 8.6591 | 64.9142 | 0
| Zone | Remainder of System | 10 | Monthly System Peak Day | SCE | 1-in-2 | 2023 | 10 | 521.6849 | 545.3825 | 8.4448 | 69.0419 | 0
| Zone | Remainder of System | 10 | Monthly System Peak Day | SCE | 1-in-2 | 2023 | 11 | 506.1555 | 527.7902 | 8.5865 | 75.3311 | 0
| Zone | Remainder of System | 10 | Monthly System Peak Day | SCE | 1-in-2 | 2023 | 12 | 494.9347 | 520.104 | 8.7578 | 81.3694 | 0
| Zone | Remainder of System | 10 | Monthly System Peak Day | SCE | 1-in-2 | 2023 | 13 | 398.8586 | 408.679 | 8.9055 | 85.661 | 0
| Zone | Remainder of System | 10 | Monthly System Peak Day | SCE | 1-in-2 | 2023 | 14 | 348.4142 | 354.4984 | 8.8102 | 88.0198 | 0
| Zone | Remainder of System | 10 | Monthly System Peak Day | SCE | 1-in-2 | 2023 | 15 | 303.7223 | 310.7358 | 8.5208 | 89.3562 | 0
| Zone | Remainder of System | 10 | Monthly System Peak Day | SCE | 1-in-2 | 2023 | 16 | 273.1479 | 274.4991 | 8.2059 | 90.0823 | 0
| Zone | Remainder of System | 10 | Monthly System Peak Day | SCE | 1-in-2 | 2023 | 17 | 269.4703 | 275.3954 | 8.0697 | 89.8948 | 0
| Zone | Remainder of System | 10 | Monthly System Peak Day | SCE | 1-in-2 | 2023 | 18 | 250.9288 | 257.1965 | 8.0658 | 88.749 | 0
| Zone | Remainder of System | 10 | Monthly System Peak Day | SCE | 1-in-2 | 2023 | 19 | 266.2863 | 271.9845 | 8.5582 | 86.7542 | 0
| Zone | Remainder of System | 10 | Monthly System Peak Day | SCE | 1-in-2 | 2023 | 20 | 258.8542 | 262.8924 | 8.3022 | 83.4368 | 0
| Zone | Remainder of System | 10 | Monthly System Peak Day | SCE | 1-in-2 | 2023 | 21 | 247.2855 | 255.5217 | 8.2541 | 80.0617 | 0
| Zone | Remainder of System | 10 | Monthly System Peak Day | SCE | 1-in-2 | 2023 | 22 | 428.8217 | 446.5462 | 8.1822 | 77.4533 | 0
| Zone | Remainder of System | 10 | Monthly System Peak Day | SCE | 1-in-2 | 2023 | 23 | 406.6447 | 430.5636 | 8.2711 | 74.9468 | 0
| Zone | Remainder of System | 10 | Monthly System Peak Day | SCE | 1-in-2 | 2023 | 24 | 335.782 | 373.4432 | 8.3813 | 73.4656 | 0
| Zone | Remainder of System | 11 | Average Weekday | SCE | 1-in-2 | 2023 | 1 | 267.7896 | 274.3404 | 8.3727 | 56.3377 | 0
| Zone | Remainder of System | 11 | Average Weekday | SCE | 1-in-2 | 2023 | 2 | 266.6931 | 272.9257 | 8.3918 | 55.4292 | 0
| Zone | Remainder of System | 11 | Average Weekday | SCE | 1-in-2 | 2023 | 3 | 411.3665 | 421.869 | 8.3666 | 54.7265 | 0
| Zone | Remainder of System | 11 | Average Weekday | SCE | 1-in-2 | 2023 | 4 | 586.6953 | 604.0757 | 8.3784 | 54.1046 | 0
| Zone | Remainder of System | 11 | Average Weekday | SCE | 1-in-2 | 2023 | 5 | 554.7465 | 579.9767 | 8.3516 | 53.5218 | 0
| Zone | Remainder of System | 11 | Average Weekday | SCE | 1-in-2 | 2023 | 6 | 540.4554 | 567.1135 | 8.3577 | 52.9617 | 0
| Zone | Remainder of System | 11 | Average Weekday | SCE | 1-in-2 | 2023 | 7 | 548.4004 | 545.6112 | 8.5479 | 52.6793 | 0
| Zone | Remainder of System | 11 | Average Weekday | SCE | 1-in-2 | 2023 | 8 | 529.0421 | 532.462 | 8.8535 | 52.5522 | 0
| Zone | Remainder of System | 11 | Average Weekday | SCE | 1-in-2 | 2023 | 9 | 513.6024 | 540.338 | 8.535 | 54.1377 | 0
| Zone | Remainder of System | 11 | Average Weekday | SCE | 1-in-2 | 2023 | 10 | 491.7099 | 504.0797 | 8.8341 | 57.6626 | 0
| Zone | Remainder of System | 11 | Average Weekday | SCE | 1-in-2 | 2023 | 11 | 466.2483 | 474.3644 | 9.0252 | 61.6392 | 0
| Zone | Remainder of System | 11 | Average Weekday | SCE | 1-in-2 | 2023 | 12 | 459.688 | 466.9487 | 9.1217 | 65.053 | 0
| Zone | Remainder of System | 11 | Average Weekday | SCE | 1-in-2 | 2023 | 13 | 372.7934 | 383.9777 | 8.8994 | 67.5163 | 0
| Zone | Remainder of System | 11 | Average Weekday | SCE | 1-in-2 | 2023 | 14 | 339.2192 | 346.9111 | 8.6345 | 69.0679 | 0
| Zone | Remainder of System | 11 | Average Weekday | SCE | 1-in-2 | 2023 | 15 | 287.3108 | 296.78 | 8.3149 | 69.9383 | 0
| Zone | Remainder of System | 11 | Average Weekday | SCE | 1-in-2 | 2023 | 16 | 259.746 | 262.3083 | 8.3995 | 70.0307 | 0
| Zone | Remainder of System | 11 | Average Weekday | SCE | 1-in-2 | 2023 | 17 | 263.7741 | 269.1841 | 8.2067 | 69.073 | 0
| Zone | Remainder of System | 11 | Average Weekday | SCE | 1-in-2 | 2023 | 18 | 245.8862 | 252.0195 | 8.3778 | 66.8593 | 0
| Zone | Remainder of System | 11 | Average Weekday | SCE | 1-in-2 | 2023 | 19 | 263.1277 | 267.4547 | 8.3181 | 64.2909 | 0
| Zone | Remainder of System | 11 | Average Weekday | SCE | 1-in-2 | 2023 | 20 | 249.0033 | 309.9158 | 10.4078 | 62.3427 | 0
| Zone | Remainder of System | 11 | Average Weekday | SCE | 1-in-2 | 2023 | 21 | 236.4016 | 242.6706 | 7.978 | 60.7342 | 0
| Zone | Remainder of System | 11 | Average Weekday | SCE | 1-in-2 | 2023 | 22 | 410.6591 | 426.5526 | 8.3394 | 59.3492 | 0
| Zone | Remainder of System | 11 | Average Weekday | SCE | 1-in-2 | 2023 | 23 | 389.1284 | 403.9468 | 8.5062 | 58.1896 | 0
| Zone | Remainder of System | 11 | Average Weekday | SCE | 1-in-2 | 2023 | 24 | 316.8932 | 329.6281 | 8.4294 | 57.2544 | 0
| Zone | Remainder of System | 11 | Monthly System Peak Day | SCE | 1-in-2 | 2023 | 1 | 267.7896 | 279.4058 | 8.2899 | 62.9629 | 0
| Zone | Remainder of System | 11 | Monthly System Peak Day | SCE | 1-in-2 | 2023 | 2 | 266.6931 | 276.8215 | 8.3123 | 61.5748 | 0
| Zone | Remainder of System | 11 | Monthly System Peak Day | SCE | 1-in-2 | 2023 | 3 | 411.3665 | 425.2576 | 8.2999 | 60.682 | 0
| Zone | Remainder of System | 11 | Monthly System Peak Day | SCE | 1-in-2 | 2023 | 4 | 586.6953 | 607.3635 | 8.3098 | 59.921 | 0
| Zone | Remainder of System | 11 | Monthly System Peak Day | SCE | 1-in-2 | 2023 | 5 | 554.7465 | 583.1375 | 8.3006 | 59.1649 | 0
| Zone | Remainder of System | 11 | Monthly System Peak Day | SCE | 1-in-2 | 2023 | 6 | 540.4554 | 568.2085 | 8.3073 | 58.0889 | 0
| Zone | Remainder of System | 11 | Monthly System Peak Day | SCE | 1-in-2 | 2023 | 7 | 548.4004 | 534.398 | 8.461 | 57.8746 | 0
| Zone | Remainder of System | 11 | Monthly System Peak Day | SCE | 1-in-2 | 2023 | 8 | 529.0421 | 537.9156 | 8.851 | 57.32 | 0
| Zone | Remainder of System | 11 | Monthly System Peak Day | SCE | 1-in-2 | 2023 | 9 | 513.6024 | 548.6667 | 8.4503 | 59.5354 | 0
| Zone | Remainder of System | 11 | Monthly System Peak Day | SCE | 1-in-2 | 2023 | 10 | 491.7099 | 513.4625 | 8.8222 | 64.4605 | 0
| Zone | Remainder of System | 11 | Monthly System Peak Day | SCE | 1-in-2 | 2023 | 11 | 466.2483 | 487.1483 | 9.1062 | 70.7812 | 0
| Zone | Remainder of System | 11 | Monthly System Peak Day | SCE | 1-in-2 | 2023 | 12 | 459.688 | 482.8309 | 9.2675 | 76.6454 | 0
| Zone | Remainder of System | 11 | Monthly System Peak Day | SCE | 1-in-2 | 2023 | 13 | 372.7934 | 384.2337 | 8.9429 | 80.6052 | 0
| Zone | Remainder of System | 11 | Monthly System Peak Day | SCE | 1-in-2 | 2023 | 14 | 339.2192 | 345.1414 | 8.5712 | 83.1096 | 0
| Zone | Remainder of System | 11 | Monthly System Peak Day | SCE | 1-in-2 | 2023 | 15 | 287.3108 | 296.882 | 8.2238 | 84.4602 | 0
| Zone | Remainder of System | 11 | Monthly System Peak Day | SCE | 1-in-2 | 2023 | 16 | 259.746 | 261.1577 | 8.3096 | 84.6998 | 0
| Zone | Remainder of System | 11 | Monthly System Peak Day | SCE | 1-in-2 | 2023 | 17 | 263.7741 | 271.2882 | 8.1187 | 83.4215 | 0
| Zone | Remainder of System | 11 | Monthly System Peak Day | SCE | 1-in-2 | 2023 | 18 | 245.8862 | 254.5931 | 8.2836 | 80.7623 | 0
| Zone | Remainder of System | 11 | Monthly System Peak Day | SCE | 1-in-2 | 2023 | 19 | 263.1277 | 268.5991 | 8.3171 | 76.9132 | 0
| Zone | Remainder of System | 11 | Monthly System Peak Day | SCE | 1-in-2 | 2023 | 20 | 249.0033 | 357.2675 | 17.1134 | 74.1084 | 0
| Zone | Remainder of System | 11 | Monthly System Peak Day | SCE | 1-in-2 | 2023 | 21 | 236.4016 | 244.9602 | 8.2878 | 71.8048 | 0
| Zone | Remainder of System | 11 | Monthly System Peak Day | SCE | 1-in-2 | 2023 | 22 | 410.6591 | 427.9235 | 8.261 | 69.7539 | 0
| Zone | Remainder of System | 11 | Monthly System Peak Day | SCE | 1-in-2 | 2023 | 23 | 389.1284 | 409.7722 | 8.4173 | 68.1384 | 0
| Zone | Remainder of System | 11 | Monthly System Peak Day | SCE | 1-in-2 | 2023 | 24 | 316.8932 | 339.0086 | 8.3344 | 66.5664 | 0
| Zone | Remainder of System | 12 | Average Weekday | SCE | 1-in-2 | 2023 | 1 | 252.3801 | 259.3272 | 8.2329 | 50.1723 | 0
| Zone | Remainder of System | 12 | Average Weekday | SCE | 1-in-2 | 2023 | 2 | 248.3696 | 254.8959 | 8.2594 | 49.47 | 0
| Zone | Remainder of System | 12 | Average Weekday | SCE | 1-in-2 | 2023 | 3 | 386.8533 | 398.6238 | 8.2652 | 48.8424 | 0
| Zone | Remainder of System | 12 | Average Weekday | SCE | 1-in-2 | 2023 | 4 | 561.8755 | 580.3591 | 8.272 | 48.2737 | 0
| Zone | Remainder of System | 12 | Average Weekday | SCE | 1-in-2 | 2023 | 5 | 533.2461 | 562.0994 | 8.2756 | 47.7582 | 0
| Zone | Remainder of System | 12 | Average Weekday | SCE | 1-in-2 | 2023 | 6 | 508.5489 | 539.7477 | 8.281 | 47.2208 | 0
| Zone | Remainder of System | 12 | Average Weekday | SCE | 1-in-2 | 2023 | 7 | 502.8337 | 501.394 | 8.2413 | 46.8903 | 0
| Zone | Remainder of System | 12 | Average Weekday | SCE | 1-in-2 | 2023 | 8 | 495.0958 | 501.9079 | 8.1914 | 46.6249 | 0
| Zone | Remainder of System | 12 | Average Weekday | SCE | 1-in-2 | 2023 | 9 | 476.144 | 504.3116 | 8.1413 | 47.1296 | 0
| Zone | Remainder of System | 12 | Average Weekday | SCE | 1-in-2 | 2023 | 10 | 447.7744 | 463.4893 | 8.1692 | 49.7166 | 0
| Zone | Remainder of System | 12 | Average Weekday | SCE | 1-in-2 | 2023 | 11 | 424.1732 | 434.1916 | 8.1249 | 53.0028 | 0
| Zone | Remainder of System | 12 | Average Weekday | SCE | 1-in-2 | 2023 | 12 | 416.5321 | 423.486 | 8.0838 | 56.0652 | 0
| Zone | Remainder of System | 12 | Average Weekday | SCE | 1-in-2 | 2023 | 13 | 338.7928 | 349.5674 | 8.0733 | 58.4044 | 0
| Zone | Remainder of System | 12 | Average Weekday | SCE | 1-in-2 | 2023 | 14 | 307.0089 | 315.5351 | 8.1083 | 60.0157 | 0
| Zone | Remainder of System | 12 | Average Weekday | SCE | 1-in-2 | 2023 | 15 | 270.252 | 278.8073 | 8.1662 | 60.9106 | 0
| Zone | Remainder of System | 12 | Average Weekday | SCE | 1-in-2 | 2023 | 16 | 237.5145 | 239.742 | 8.2269 | 61.1029 | 0
| Zone | Remainder of System | 12 | Average Weekday | SCE | 1-in-2 | 2023 | 17 | 242.5199 | 248.791 | 8.0847 | 60.4067 | 0
| Zone | Remainder of System | 12 | Average Weekday | SCE | 1-in-2 | 2023 | 18 | 226.8906 | 232.785 | 8.0631 | 58.4535 | 0
| Zone | Remainder of System | 12 | Average Weekday | SCE | 1-in-2 | 2023 | 19 | 245.3693 | 249.6879 | 8.3176 | 56.1744 | 0
| Zone | Remainder of System | 12 | Average Weekday | SCE | 1-in-2 | 2023 | 20 | 238.7254 | 300.4898 | 8.3354 | 54.5751 | 0
| Zone | Remainder of System | 12 | Average Weekday | SCE | 1-in-2 | 2023 | 21 | 226.2804 | 232.8928 | 7.9778 | 53.3029 | 0
| Zone | Remainder of System | 12 | Average Weekday | SCE | 1-in-2 | 2023 | 22 | 398.0751 | 413.6672 | 8.1758 | 52.1925 | 0
| Zone | Remainder of System | 12 | Average Weekday | SCE | 1-in-2 | 2023 | 23 | 377.7834 | 392.4792 | 8.2011 | 51.2585 | 0
| Zone | Remainder of System | 12 | Average Weekday | SCE | 1-in-2 | 2023 | 24 | 306.3791 | 319.9357 | 8.2039 | 50.3709 | 0
| Zone | Remainder of System | 12 | Monthly System Peak Day | SCE | 1-in-2 | 2023 | 1 | 252.3801 | 259.3272 | 8.2329 | 42.6698 | 0
| Zone | Remainder of System | 12 | Monthly System Peak Day | SCE | 1-in-2 | 2023 | 2 | 248.3696 | 254.8959 | 8.2594 | 41.9151 | 0
| Zone | Remainder of System | 12 | Monthly System Peak Day | SCE | 1-in-2 | 2023 | 3 | 386.8533 | 398.6238 | 8.2652 | 41.1108 | 0
| Zone | Remainder of System | 12 | Monthly System Peak Day | SCE | 1-in-2 | 2023 | 4 | 561.8755 | 580.3591 | 8.272 | 40.6979 | 0
| Zone | Remainder of System | 12 | Monthly System Peak Day | SCE | 1-in-2 | 2023 | 5 | 533.2461 | 562.0994 | 8.2756 | 40.2189 | 0
| Zone | Remainder of System | 12 | Monthly System Peak Day | SCE | 1-in-2 | 2023 | 6 | 508.5489 | 539.7477 | 8.281 | 39.9074 | 0
| Zone | Remainder of System | 12 | Monthly System Peak Day | SCE | 1-in-2 | 2023 | 7 | 502.8337 | 501.394 | 8.2413 | 39.547 | 0
| Zone | Remainder of System | 12 | Monthly System Peak Day | SCE | 1-in-2 | 2023 | 8 | 495.0958 | 501.9079 | 8.1914 | 38.9194 | 0
| Zone | Remainder of System | 12 | Monthly System Peak Day | SCE | 1-in-2 | 2023 | 9 | 476.144 | 504.3116 | 8.1413 | 39.6245 | 0
| Zone | Remainder of System | 12 | Monthly System Peak Day | SCE | 1-in-2 | 2023 | 10 | 447.7744 | 463.4893 | 8.1692 | 43.6048 | 0
| Zone | Remainder of System | 12 | Monthly System Peak Day | SCE | 1-in-2 | 2023 | 11 | 424.1732 | 434.1916 | 8.1249 | 48.0539 | 0
| Zone | Remainder of System | 12 | Monthly System Peak Day | SCE | 1-in-2 | 2023 | 12 | 416.5321 | 423.486 | 8.0838 | 52.486 | 0
| Zone | Remainder of System | 12 | Monthly System Peak Day | SCE | 1-in-2 | 2023 | 13 | 338.7928 | 349.5674 | 8.0733 | 55.021 | 0
| Zone | Remainder of System | 12 | Monthly System Peak Day | SCE | 1-in-2 | 2023 | 14 | 307.0089 | 315.5351 | 8.1083 | 56.6707 | 0
| Zone | Remainder of System | 12 | Monthly System Peak Day | SCE | 1-in-2 | 2023 | 15 | 270.252 | 278.8073 | 8.1662 | 57.6764 | 0
| Zone | Remainder of System | 12 | Monthly System Peak Day | SCE | 1-in-2 | 2023 | 16 | 237.5145 | 239.742 | 8.2269 | 58.0747 | 0
| Zone | Remainder of System | 12 | Monthly System Peak Day | SCE | 1-in-2 | 2023 | 17 | 242.5199 | 248.791 | 8.0847 | 57.8306 | 0
| Zone | Remainder of System | 12 | Monthly System Peak Day | SCE | 1-in-2 | 2023 | 18 | 226.8906 | 232.785 | 8.0631 | 55.8258 | 0
| Zone | Remainder of System | 12 | Monthly System Peak Day | SCE | 1-in-2 | 2023 | 19 | 245.3693 | 249.6879 | 8.3176 | 52.9366 | 0
| Zone | Remainder of System | 12 | Monthly System Peak Day | SCE | 1-in-2 | 2023 | 20 | 238.7254 | 300.4898 | 8.3354 | 50.7595 | 0
| Zone | Remainder of System | 12 | Monthly System Peak Day | SCE | 1-in-2 | 2023 | 21 | 226.2804 | 232.8928 | 7.9778 | 48.9271 | 0
| Zone | Remainder of System | 12 | Monthly System Peak Day | SCE | 1-in-2 | 2023 | 22 | 398.0751 | 413.6672 | 8.1758 | 47.1432 | 0
| Zone | Remainder of System | 12 | Monthly System Peak Day | SCE | 1-in-2 | 2023 | 23 | 377.7834 | 392.4792 | 8.2011 | 45.5948 | 0
| Zone | Remainder of System | 12 | Monthly System Peak Day | SCE | 1-in-2 | 2023 | 24 | 306.3791 | 319.9357 | 8.2039 | 44.4353 | 0
| Zone | Remainder of System | 1 | Average Weekday | SCE | 1-in-2 | 2024 | 1 | 262.8893 | 269.1798 | 8.2254 | 51.6842 | 0
| Zone | Remainder of System | 1 | Average Weekday | SCE | 1-in-2 | 2024 | 2 | 260.192 | 267.3862 | 8.2518 | 50.7685 | 0
| Zone | Remainder of System | 1 | Average Weekday | SCE | 1-in-2 | 2024 | 3 | 402.8042 | 414.5675 | 8.2575 | 49.9205 | 0
| Zone | Remainder of System | 1 | Average Weekday | SCE | 1-in-2 | 2024 | 4 | 573.905 | 592.2025 | 8.2643 | 49.2463 | 0
| Zone | Remainder of System | 1 | Average Weekday | SCE | 1-in-2 | 2024 | 5 | 547.106 | 575.0515 | 8.268 | 48.4951 | 0
| Zone | Remainder of System | 1 | Average Weekday | SCE | 1-in-2 | 2024 | 6 | 532.6618 | 563.3032 | 8.2734 | 47.8427 | 0
| Zone | Remainder of System | 1 | Average Weekday | SCE | 1-in-2 | 2024 | 7 | 539.3622 | 537.245 | 8.2339 | 47.4947 | 0
| Zone | Remainder of System | 1 | Average Weekday | SCE | 1-in-2 | 2024 | 8 | 531.4985 | 537.2801 | 8.1841 | 47.191 | 0
| Zone | Remainder of System | 1 | Average Weekday | SCE | 1-in-2 | 2024 | 9 | 499.7636 | 525.1604 | 8.1342 | 47.8607 | 0
| Zone | Remainder of System | 1 | Average Weekday | SCE | 1-in-2 | 2024 | 10 | 481.9951 | 495.1533 | 8.1619 | 51.2694 | 0
| Zone | Remainder of System | 1 | Average Weekday | SCE | 1-in-2 | 2024 | 11 | 453.9265 | 462.2993 | 8.1178 | 55.8102 | 0
| Zone | Remainder of System | 1 | Average Weekday | SCE | 1-in-2 | 2024 | 12 | 448.9444 | 455.9243 | 8.077 | 60.0831 | 0
| Zone | Remainder of System | 1 | Average Weekday | SCE | 1-in-2 | 2024 | 13 | 377.803 | 388.5254 | 8.0666 | 63.2369 | 0
| Zone | Remainder of System | 1 | Average Weekday | SCE | 1-in-2 | 2024 | 14 | 341.9178 | 349.6074 | 8.1013 | 65.3415 | 0
| Zone | Remainder of System | 1 | Average Weekday | SCE | 1-in-2 | 2024 | 15 | 297.0501 | 304.828 | 8.1589 | 66.6752 | 0
| Zone | Remainder of System | 1 | Average Weekday | SCE | 1-in-2 | 2024 | 16 | 264.1748 | 266.4406 | 8.2194 | 67.1856 | 0
| Zone | Remainder of System | 1 | Average Weekday | SCE | 1-in-2 | 2024 | 17 | 267.0332 | 273.4137 | 8.0838 | 66.6752 | 0
| Zone | Remainder of System | 1 | Average Weekday | SCE | 1-in-2 | 2024 | 18 | 248.2345 | 254.2212 | 8.0622 | 64.7423 | 0
| Zone | Remainder of System | 1 | Average Weekday | SCE | 1-in-2 | 2024 | 19 | 262.1505 | 266.533 | 8.3122 | 61.5145 | 0
| Zone | Remainder of System | 1 | Average Weekday | SCE | 1-in-2 | 2024 | 20 | 253.1332 | 314.9374 | 8.3295 | 59.0859 | 0
| Zone | Remainder of System | 1 | Average Weekday | SCE | 1-in-2 | 2024 | 21 | 236.3291 | 242.7492 | 7.975 | 57.2936 | 0
| Zone | Remainder of System | 1 | Average Weekday | SCE | 1-in-2 | 2024 | 22 | 409.1958 | 425.0511 | 8.1683 | 55.8199 | 0
| Zone | Remainder of System | 1 | Average Weekday | SCE | 1-in-2 | 2024 | 23 | 395.1165 | 409.8868 | 8.1939 | 54.5391 | 0
| Zone | Remainder of System | 1 | Average Weekday | SCE | 1-in-2 | 2024 | 24 | 325.4382 | 337.8345 | 8.1966 | 53.3992 | 0
| Zone | Remainder of System | 1 | Monthly System Peak Day | SCE | 1-in-2 | 2024 | 1 | 262.8893 | 269.1798 | 8.2254 | 45.2329 | 0
| Zone | Remainder of System | 1 | Monthly System Peak Day | SCE | 1-in-2 | 2024 | 2 | 260.192 | 267.3862 | 8.2518 | 44.3477 | 0
| Zone | Remainder of System | 1 | Monthly System Peak Day | SCE | 1-in-2 | 2024 | 3 | 402.8042 | 414.5675 | 8.2575 | 43.1525 | 0
| Zone | Remainder of System | 1 | Monthly System Peak Day | SCE | 1-in-2 | 2024 | 4 | 573.905 | 592.2025 | 8.2643 | 42.4549 | 0
| Zone | Remainder of System | 1 | Monthly System Peak Day | SCE | 1-in-2 | 2024 | 5 | 547.106 | 575.0515 | 8.268 | 41.466 | 0
| Zone | Remainder of System | 1 | Monthly System Peak Day | SCE | 1-in-2 | 2024 | 6 | 532.6618 | 563.3032 | 8.2734 | 41.032 | 0
| Zone | Remainder of System | 1 | Monthly System Peak Day | SCE | 1-in-2 | 2024 | 7 | 539.3622 | 537.245 | 8.2339 | 40.989 | 0
| Zone | Remainder of System | 1 | Monthly System Peak Day | SCE | 1-in-2 | 2024 | 8 | 531.4985 | 537.2801 | 8.1841 | 41.1076 | 0
| Zone | Remainder of System | 1 | Monthly System Peak Day | SCE | 1-in-2 | 2024 | 9 | 499.7636 | 525.1604 | 8.1342 | 41.7407 | 0
| Zone | Remainder of System | 1 | Monthly System Peak Day | SCE | 1-in-2 | 2024 | 10 | 481.9951 | 495.1533 | 8.1619 | 44.4336 | 0
| Zone | Remainder of System | 1 | Monthly System Peak Day | SCE | 1-in-2 | 2024 | 11 | 453.9265 | 462.2993 | 8.1178 | 47.8574 | 0
| Zone | Remainder of System | 1 | Monthly System Peak Day | SCE | 1-in-2 | 2024 | 12 | 448.9444 | 455.9243 | 8.077 | 50.8356 | 0
| Zone | Remainder of System | 1 | Monthly System Peak Day | SCE | 1-in-2 | 2024 | 13 | 377.803 | 388.5254 | 8.0666 | 52.4705 | 0
| Zone | Remainder of System | 1 | Monthly System Peak Day | SCE | 1-in-2 | 2024 | 14 | 341.9178 | 349.6074 | 8.1013 | 52.7748 | 0
| Zone | Remainder of System | 1 | Monthly System Peak Day | SCE | 1-in-2 | 2024 | 15 | 297.0501 | 304.828 | 8.1589 | 53.0031 | 0
| Zone | Remainder of System | 1 | Monthly System Peak Day | SCE | 1-in-2 | 2024 | 16 | 264.1748 | 266.4406 | 8.2194 | 54.3325 | 0
| Zone | Remainder of System | 1 | Monthly System Peak Day | SCE | 1-in-2 | 2024 | 17 | 267.0332 | 273.4137 | 8.0838 | 54.7159 | 0
| Zone | Remainder of System | 1 | Monthly System Peak Day | SCE | 1-in-2 | 2024 | 18 | 248.2345 | 254.2212 | 8.0622 | 53.6653 | 0
| Zone | Remainder of System | 1 | Monthly System Peak Day | SCE | 1-in-2 | 2024 | 19 | 262.1505 | 266.533 | 8.3122 | 51.839 | 0
| Zone | Remainder of System | 1 | Monthly System Peak Day | SCE | 1-in-2 | 2024 | 20 | 253.1332 | 314.9374 | 8.3295 | 50.4515 | 0
| Zone | Remainder of System | 1 | Monthly System Peak Day | SCE | 1-in-2 | 2024 | 21 | 236.3291 | 242.7492 | 7.975 | 49.5422 | 0
| Zone | Remainder of System | 1 | Monthly System Peak Day | SCE | 1-in-2 | 2024 | 22 | 409.1958 | 425.0511 | 8.1683 | 48.5366 | 0
| Zone | Remainder of System | 1 | Monthly System Peak Day | SCE | 1-in-2 | 2024 | 23 | 395.1165 | 409.8868 | 8.1939 | 47.118 | 0
| Zone | Remainder of System | 1 | Monthly System Peak Day | SCE | 1-in-2 | 2024 | 24 | 325.4382 | 337.8345 | 8.1966 | 46.2753 | 0
| Zone | Remainder of System | 2 | Average Weekday | SCE | 1-in-2 | 2024 | 1 | 262.7503 | 269.8579 | 8.2826 | 51.2742 | 0
| Zone | Remainder of System | 2 | Average Weekday | SCE | 1-in-2 | 2024 | 2 | 256.5976 | 264.7422 | 8.3148 | 50.4072 | 0
| Zone | Remainder of System | 2 | Average Weekday | SCE | 1-in-2 | 2024 | 3 | 395.6818 | 408.7791 | 8.3215 | 49.536 | 0
| Zone | Remainder of System | 2 | Average Weekday | SCE | 1-in-2 | 2024 | 4 | 563.4339 | 584.1505 | 8.3295 | 48.8013 | 0
| Zone | Remainder of System | 2 | Average Weekday | SCE | 1-in-2 | 2024 | 5 | 544.5145 | 575.4859 | 8.333 | 48.212 | 0
| Zone | Remainder of System | 2 | Average Weekday | SCE | 1-in-2 | 2024 | 6 | 534.2245 | 566.877 | 8.3379 | 47.6223 | 0
| Zone | Remainder of System | 2 | Average Weekday | SCE | 1-in-2 | 2024 | 7 | 526.9664 | 526.0895 | 8.2897 | 47.1867 | 0
| Zone | Remainder of System | 2 | Average Weekday | SCE | 1-in-2 | 2024 | 8 | 517.876 | 524.0979 | 8.2307 | 47.0018 | 0
| Zone | Remainder of System | 2 | Average Weekday | SCE | 1-in-2 | 2024 | 9 | 498.6586 | 524.3766 | 8.1706 | 48.3194 | 0
| Zone | Remainder of System | 2 | Average Weekday | SCE | 1-in-2 | 2024 | 10 | 476.6898 | 489.2174 | 8.2064 | 51.798 | 0
| Zone | Remainder of System | 2 | Average Weekday | SCE | 1-in-2 | 2024 | 11 | 453.1084 | 461.7149 | 8.151 | 55.8778 | 0
| Zone | Remainder of System | 2 | Average Weekday | SCE | 1-in-2 | 2024 | 12 | 447.8686 | 455.5928 | 8.0983 | 59.4056 | 0
| Zone | Remainder of System | 2 | Average Weekday | SCE | 1-in-2 | 2024 | 13 | 372.1491 | 383.9872 | 8.084 | 62.0189 | 0
| Zone | Remainder of System | 2 | Average Weekday | SCE | 1-in-2 | 2024 | 14 | 333.3285 | 341.6428 | 8.129 | 63.7177 | 0
| Zone | Remainder of System | 2 | Average Weekday | SCE | 1-in-2 | 2024 | 15 | 283.7887 | 293.3732 | 8.2018 | 64.6926 | 0
| Zone | Remainder of System | 2 | Average Weekday | SCE | 1-in-2 | 2024 | 16 | 253.7353 | 257.385 | 8.2759 | 64.9768 | 0
| Zone | Remainder of System | 2 | Average Weekday | SCE | 1-in-2 | 2024 | 17 | 245.8603 | 250.952 | 8.1165 | 64.4648 | 0
| Zone | Remainder of System | 2 | Average Weekday | SCE | 1-in-2 | 2024 | 18 | 232.4984 | 237.6071 | 8.0884 | 63.0519 | 0
| Zone | Remainder of System | 2 | Average Weekday | SCE | 1-in-2 | 2024 | 19 | 254.5946 | 259.0589 | 8.3122 | 60.4631 | 0
| Zone | Remainder of System | 2 | Average Weekday | SCE | 1-in-2 | 2024 | 20 | 246.3468 | 306.2361 | 8.333 | 58.0362 | 0
| Zone | Remainder of System | 2 | Average Weekday | SCE | 1-in-2 | 2024 | 21 | 224.786 | 230.9761 | 7.949 | 56.2859 | 0
| Zone | Remainder of System | 2 | Average Weekday | SCE | 1-in-2 | 2024 | 22 | 394.1529 | 409.8474 | 8.2095 | 54.9557 | 0
| Zone | Remainder of System | 2 | Average Weekday | SCE | 1-in-2 | 2024 | 23 | 378.4064 | 393.576 | 8.2434 | 53.7427 | 0
| Zone | Remainder of System | 2 | Average Weekday | SCE | 1-in-2 | 2024 | 24 | 318.2009 | 331.8551 | 8.2471 | 52.6077 | 0
| Zone | Remainder of System | 2 | Monthly System Peak Day | SCE | 1-in-2 | 2024 | 1 | 262.7503 | 269.8579 | 8.2826 | 43.0796 | 0
| Zone | Remainder of System | 2 | Monthly System Peak Day | SCE | 1-in-2 | 2024 | 2 | 256.5976 | 264.7422 | 8.3148 | 42.6704 | 0
| Zone | Remainder of System | 2 | Monthly System Peak Day | SCE | 1-in-2 | 2024 | 3 | 395.6818 | 408.7791 | 8.3215 | 42.2478 | 0
| Zone | Remainder of System | 2 | Monthly System Peak Day | SCE | 1-in-2 | 2024 | 4 | 563.4339 | 584.1505 | 8.3295 | 41.6455 | 0
| Zone | Remainder of System | 2 | Monthly System Peak Day | SCE | 1-in-2 | 2024 | 5 | 544.5145 | 575.4859 | 8.333 | 40.9489 | 0
| Zone | Remainder of System | 2 | Monthly System Peak Day | SCE | 1-in-2 | 2024 | 6 | 534.2245 | 566.877 | 8.3379 | 40.2685 | 0
| Zone | Remainder of System | 2 | Monthly System Peak Day | SCE | 1-in-2 | 2024 | 7 | 526.9664 | 526.0895 | 8.2897 | 40.074 | 0
| Zone | Remainder of System | 2 | Monthly System Peak Day | SCE | 1-in-2 | 2024 | 8 | 517.876 | 524.0979 | 8.2307 | 40.4173 | 0
| Zone | Remainder of System | 2 | Monthly System Peak Day | SCE | 1-in-2 | 2024 | 9 | 498.6586 | 524.3766 | 8.1706 | 41.9505 | 0
| Zone | Remainder of System | 2 | Monthly System Peak Day | SCE | 1-in-2 | 2024 | 10 | 476.6898 | 489.2174 | 8.2064 | 44.4785 | 0
| Zone | Remainder of System | 2 | Monthly System Peak Day | SCE | 1-in-2 | 2024 | 11 | 453.1084 | 461.7149 | 8.151 | 47.3478 | 0
| Zone | Remainder of System | 2 | Monthly System Peak Day | SCE | 1-in-2 | 2024 | 12 | 447.8686 | 455.5928 | 8.0983 | 49.7673 | 0
| Zone | Remainder of System | 2 | Monthly System Peak Day | SCE | 1-in-2 | 2024 | 13 | 372.1491 | 383.9872 | 8.084 | 51.7034 | 0
| Zone | Remainder of System | 2 | Monthly System Peak Day | SCE | 1-in-2 | 2024 | 14 | 333.3285 | 341.6428 | 8.129 | 53.2478 | 0
| Zone | Remainder of System | 2 | Monthly System Peak Day | SCE | 1-in-2 | 2024 | 15 | 283.7887 | 293.3732 | 8.2018 | 54.4851 | 0
| Zone | Remainder of System | 2 | Monthly System Peak Day | SCE | 1-in-2 | 2024 | 16 | 253.7353 | 257.385 | 8.2759 | 55.3304 | 0
| Zone | Remainder of System | 2 | Monthly System Peak Day | SCE | 1-in-2 | 2024 | 17 | 245.8603 | 250.952 | 8.1165 | 55.3557 | 0
| Zone | Remainder of System | 2 | Monthly System Peak Day | SCE | 1-in-2 | 2024 | 18 | 232.4984 | 237.6071 | 8.0884 | 54.5997 | 0
| Zone | Remainder of System | 2 | Monthly System Peak Day | SCE | 1-in-2 | 2024 | 19 | 254.5946 | 259.0589 | 8.3122 | 52.7071 | 0
| Zone | Remainder of System | 2 | Monthly System Peak Day | SCE | 1-in-2 | 2024 | 20 | 246.3468 | 306.2361 | 8.333 | 51.0971 | 0
| Zone | Remainder of System | 2 | Monthly System Peak Day | SCE | 1-in-2 | 2024 | 21 | 224.786 | 230.9761 | 7.949 | 49.6206 | 0
| Zone | Remainder of System | 2 | Monthly System Peak Day | SCE | 1-in-2 | 2024 | 22 | 394.1529 | 409.8474 | 8.2095 | 48.4219 | 0
| Zone | Remainder of System | 2 | Monthly System Peak Day | SCE | 1-in-2 | 2024 | 23 | 378.4064 | 393.576 | 8.2434 | 47.5168 | 0
| Zone | Remainder of System | 2 | Monthly System Peak Day | SCE | 1-in-2 | 2024 | 24 | 318.2009 | 331.8551 | 8.2471 | 46.4661 | 0
| Zone | Remainder of System | 3 | Average Weekday | SCE | 1-in-2 | 2024 | 1 | 270.078 | 281.9221 | 8.3704 | 54.1435 | 0
| Zone | Remainder of System | 3 | Average Weekday | SCE | 1-in-2 | 2024 | 2 | 264.7213 | 272.1877 | 8.3215 | 53.2403 | 0
| Zone | Remainder of System | 3 | Average Weekday | SCE | 1-in-2 | 2024 | 3 | 422.9935 | 434.0715 | 8.3143 | 52.4569 | 0
| Zone | Remainder of System | 3 | Average Weekday | SCE | 1-in-2 | 2024 | 4 | 596.0373 | 612.8293 | 8.297 | 51.7498 | 0
| Zone | Remainder of System | 3 | Average Weekday | SCE | 1-in-2 | 2024 | 5 | 563.1983 | 582.5651 | 8.2908 | 51.0914 | 0
| Zone | Remainder of System | 3 | Average Weekday | SCE | 1-in-2 | 2024 | 6 | 553.1776 | 572.4415 | 8.2591 | 50.5427 | 0
| Zone | Remainder of System | 3 | Average Weekday | SCE | 1-in-2 | 2024 | 7 | 557.3629 | 558.067 | 8.2436 | 50.1566 | 0
| Zone | Remainder of System | 3 | Average Weekday | SCE | 1-in-2 | 2024 | 8 | 536.248 | 546.1249 | 8.3982 | 49.9464 | 0
| Zone | Remainder of System | 3 | Average Weekday | SCE | 1-in-2 | 2024 | 9 | 520.8833 | 560.6415 | 8.5893 | 51.061 | 0
| Zone | Remainder of System | 3 | Average Weekday | SCE | 1-in-2 | 2024 | 10 | 501.8548 | 524.5025 | 8.4558 | 53.9562 | 0
| Zone | Remainder of System | 3 | Average Weekday | SCE | 1-in-2 | 2024 | 11 | 470.2905 | 486.7881 | 8.5343 | 57.3554 | 0
| Zone | Remainder of System | 3 | Average Weekday | SCE | 1-in-2 | 2024 | 12 | 470.1606 | 482.2588 | 8.6232 | 60.4466 | 0
| Zone | Remainder of System | 3 | Average Weekday | SCE | 1-in-2 | 2024 | 13 | 377.5523 | 388.4012 | 8.6983 | 62.898 | 0
| Zone | Remainder of System | 3 | Average Weekday | SCE | 1-in-2 | 2024 | 14 | 352.3999 | 359.799 | 8.6488 | 64.7007 | 0
| Zone | Remainder of System | 3 | Average Weekday | SCE | 1-in-2 | 2024 | 15 | 306.1203 | 313.1265 | 8.4826 | 65.848 | 0
| Zone | Remainder of System | 3 | Average Weekday | SCE | 1-in-2 | 2024 | 16 | 272.6917 | 275.5761 | 8.2651 | 66.4528 | 0
| Zone | Remainder of System | 3 | Average Weekday | SCE | 1-in-2 | 2024 | 17 | 273.669 | 279.4444 | 8.1126 | 66.4302 | 0
| Zone | Remainder of System | 3 | Average Weekday | SCE | 1-in-2 | 2024 | 18 | 246.9169 | 253.3252 | 8.1271 | 65.606 | 0
| Zone | Remainder of System | 3 | Average Weekday | SCE | 1-in-2 | 2024 | 19 | 261.9182 | 268.5675 | 8.4001 | 63.9302 | 0
| Zone | Remainder of System | 3 | Average Weekday | SCE | 1-in-2 | 2024 | 20 | 248.6743 | 251.9573 | 8.2969 | 61.6012 | 0
| Zone | Remainder of System | 3 | Average Weekday | SCE | 1-in-2 | 2024 | 21 | 221.1229 | 226.1252 | 7.9785 | 59.2809 | 0
| Zone | Remainder of System | 3 | Average Weekday | SCE | 1-in-2 | 2024 | 22 | 418.3335 | 436.6772 | 8.2233 | 57.6995 | 0
| Zone | Remainder of System | 3 | Average Weekday | SCE | 1-in-2 | 2024 | 23 | 407.4095 | 428.8545 | 8.3253 | 56.5104 | 0
| Zone | Remainder of System | 3 | Average Weekday | SCE | 1-in-2 | 2024 | 24 | 349.6833 | 374.7075 | 8.4157 | 55.5042 | 0
| Zone | Remainder of System | 3 | Monthly System Peak Day | SCE | 1-in-2 | 2024 | 1 | 270.078 | 281.9221 | 8.3704 | 56.5818 | 0
| Zone | Remainder of System | 3 | Monthly System Peak Day | SCE | 1-in-2 | 2024 | 2 | 264.7213 | 272.1877 | 8.3215 | 55.43 | 0
| Zone | Remainder of System | 3 | Monthly System Peak Day | SCE | 1-in-2 | 2024 | 3 | 422.9935 | 434.0715 | 8.3143 | 53.8095 | 0
| Zone | Remainder of System | 3 | Monthly System Peak Day | SCE | 1-in-2 | 2024 | 4 | 596.0373 | 612.8293 | 8.297 | 52.9917 | 0
| Zone | Remainder of System | 3 | Monthly System Peak Day | SCE | 1-in-2 | 2024 | 5 | 563.1983 | 582.5651 | 8.2908 | 52.1472 | 0
| Zone | Remainder of System | 3 | Monthly System Peak Day | SCE | 1-in-2 | 2024 | 6 | 553.1776 | 572.4415 | 8.2591 | 51.274 | 0
| Zone | Remainder of System | 3 | Monthly System Peak Day | SCE | 1-in-2 | 2024 | 7 | 557.3629 | 558.067 | 8.2436 | 50.7147 | 0
| Zone | Remainder of System | 3 | Monthly System Peak Day | SCE | 1-in-2 | 2024 | 8 | 536.248 | 546.1249 | 8.3982 | 50.1826 | 0
| Zone | Remainder of System | 3 | Monthly System Peak Day | SCE | 1-in-2 | 2024 | 9 | 520.8833 | 560.6415 | 8.5893 | 50.6921 | 0
| Zone | Remainder of System | 3 | Monthly System Peak Day | SCE | 1-in-2 | 2024 | 10 | 501.8548 | 524.5025 | 8.4558 | 53.8657 | 0
| Zone | Remainder of System | 3 | Monthly System Peak Day | SCE | 1-in-2 | 2024 | 11 | 470.2905 | 486.7881 | 8.5343 | 58.4301 | 0
| Zone | Remainder of System | 3 | Monthly System Peak Day | SCE | 1-in-2 | 2024 | 12 | 470.1606 | 482.2588 | 8.6232 | 62.8319 | 0
| Zone | Remainder of System | 3 | Monthly System Peak Day | SCE | 1-in-2 | 2024 | 13 | 377.5523 | 388.4012 | 8.6983 | 66.0819 | 0
| Zone | Remainder of System | 3 | Monthly System Peak Day | SCE | 1-in-2 | 2024 | 14 | 352.3999 | 359.799 | 8.6488 | 67.8967 | 0
| Zone | Remainder of System | 3 | Monthly System Peak Day | SCE | 1-in-2 | 2024 | 15 | 306.1203 | 313.1265 | 8.4826 | 68.9896 | 0
| Zone | Remainder of System | 3 | Monthly System Peak Day | SCE | 1-in-2 | 2024 | 16 | 272.6917 | 275.5761 | 8.2651 | 69.8232 | 0
| Zone | Remainder of System | 3 | Monthly System Peak Day | SCE | 1-in-2 | 2024 | 17 | 273.669 | 279.4444 | 8.1126 | 70.0976 | 0
| Zone | Remainder of System | 3 | Monthly System Peak Day | SCE | 1-in-2 | 2024 | 18 | 246.9169 | 253.3252 | 8.1271 | 69.6302 | 0
| Zone | Remainder of System | 3 | Monthly System Peak Day | SCE | 1-in-2 | 2024 | 19 | 261.9182 | 268.5675 | 8.4001 | 68.0398 | 0
| Zone | Remainder of System | 3 | Monthly System Peak Day | SCE | 1-in-2 | 2024 | 20 | 248.6743 | 251.9573 | 8.2969 | 65.2065 | 0
| Zone | Remainder of System | 3 | Monthly System Peak Day | SCE | 1-in-2 | 2024 | 21 | 221.1229 | 226.1252 | 7.9785 | 62.3174 | 0
| Zone | Remainder of System | 3 | Monthly System Peak Day | SCE | 1-in-2 | 2024 | 22 | 418.3335 | 436.6772 | 8.2233 | 60.1617 | 0
| Zone | Remainder of System | 3 | Monthly System Peak Day | SCE | 1-in-2 | 2024 | 23 | 407.4095 | 428.8545 | 8.3253 | 58.5692 | 0
| Zone | Remainder of System | 3 | Monthly System Peak Day | SCE | 1-in-2 | 2024 | 24 | 349.6833 | 374.7075 | 8.4157 | 57.2979 | 0
| Zone | Remainder of System | 4 | Average Weekday | SCE | 1-in-2 | 2024 | 1 | 268.2972 | 279.5096 | 8.387 | 56.7256 | 0
| Zone | Remainder of System | 4 | Average Weekday | SCE | 1-in-2 | 2024 | 2 | 266.4724 | 274.7491 | 8.3389 | 55.8527 | 0
| Zone | Remainder of System | 4 | Average Weekday | SCE | 1-in-2 | 2024 | 3 | 424.4453 | 436.1852 | 8.3316 | 55.0819 | 0
| Zone | Remainder of System | 4 | Average Weekday | SCE | 1-in-2 | 2024 | 4 | 592.7286 | 609.2147 | 8.3146 | 54.4336 | 0
| Zone | Remainder of System | 4 | Average Weekday | SCE | 1-in-2 | 2024 | 5 | 548.3166 | 566.4675 | 8.3082 | 53.7938 | 0
| Zone | Remainder of System | 4 | Average Weekday | SCE | 1-in-2 | 2024 | 6 | 543.2853 | 561.6618 | 8.2762 | 53.2767 | 0
| Zone | Remainder of System | 4 | Average Weekday | SCE | 1-in-2 | 2024 | 7 | 546.8342 | 547.9951 | 8.2597 | 52.8415 | 0
| Zone | Remainder of System | 4 | Average Weekday | SCE | 1-in-2 | 2024 | 8 | 531.8783 | 539.3181 | 8.4134 | 52.6877 | 0
| Zone | Remainder of System | 4 | Average Weekday | SCE | 1-in-2 | 2024 | 9 | 502.9982 | 541.3442 | 8.6031 | 54.1994 | 0
| Zone | Remainder of System | 4 | Average Weekday | SCE | 1-in-2 | 2024 | 10 | 485.1331 | 507.9354 | 8.471 | 57.0022 | 0
| Zone | Remainder of System | 4 | Average Weekday | SCE | 1-in-2 | 2024 | 11 | 459.3328 | 473.2931 | 8.5478 | 59.9768 | 0
| Zone | Remainder of System | 4 | Average Weekday | SCE | 1-in-2 | 2024 | 12 | 458.7139 | 470.8135 | 8.6349 | 62.8243 | 0
| Zone | Remainder of System | 4 | Average Weekday | SCE | 1-in-2 | 2024 | 13 | 375.5777 | 386.3586 | 8.7087 | 65.1956 | 0
| Zone | Remainder of System | 4 | Average Weekday | SCE | 1-in-2 | 2024 | 14 | 345.9316 | 353.4342 | 8.6604 | 67.0563 | 0
| Zone | Remainder of System | 4 | Average Weekday | SCE | 1-in-2 | 2024 | 15 | 293.6994 | 301.0269 | 8.4959 | 68.3359 | 0
| Zone | Remainder of System | 4 | Average Weekday | SCE | 1-in-2 | 2024 | 16 | 261.5925 | 264.5864 | 8.281 | 68.9607 | 0
| Zone | Remainder of System | 4 | Average Weekday | SCE | 1-in-2 | 2024 | 17 | 259.9943 | 264.4035 | 8.1459 | 69.025 | 0
| Zone | Remainder of System | 4 | Average Weekday | SCE | 1-in-2 | 2024 | 18 | 224.1516 | 229.7587 | 8.158 | 68.3253 | 0
| Zone | Remainder of System | 4 | Average Weekday | SCE | 1-in-2 | 2024 | 19 | 230.0398 | 236.7535 | 8.4003 | 66.968 | 0
| Zone | Remainder of System | 4 | Average Weekday | SCE | 1-in-2 | 2024 | 20 | 222.7703 | 226.1238 | 8.297 | 64.7012 | 0
| Zone | Remainder of System | 4 | Average Weekday | SCE | 1-in-2 | 2024 | 21 | 224.195 | 229.4148 | 7.9939 | 61.7724 | 0
| Zone | Remainder of System | 4 | Average Weekday | SCE | 1-in-2 | 2024 | 22 | 408.5456 | 426.5315 | 8.2356 | 59.6956 | 0
| Zone | Remainder of System | 4 | Average Weekday | SCE | 1-in-2 | 2024 | 23 | 401.8832 | 422.8722 | 8.3418 | 58.3124 | 0
| Zone | Remainder of System | 4 | Average Weekday | SCE | 1-in-2 | 2024 | 24 | 344.1283 | 368.2022 | 8.4318 | 57.2555 | 0
| Zone | Remainder of System | 4 | Monthly System Peak Day | SCE | 1-in-2 | 2024 | 1 | 268.2972 | 279.5096 | 8.387 | 64.1575 | 0
| Zone | Remainder of System | 4 | Monthly System Peak Day | SCE | 1-in-2 | 2024 | 2 | 266.4724 | 274.7491 | 8.3389 | 62.7754 | 0
| Zone | Remainder of System | 4 | Monthly System Peak Day | SCE | 1-in-2 | 2024 | 3 | 424.4453 | 436.1852 | 8.3316 | 61.6456 | 0
| Zone | Remainder of System | 4 | Monthly System Peak Day | SCE | 1-in-2 | 2024 | 4 | 592.7286 | 609.2147 | 8.3146 | 60.6523 | 0
| Zone | Remainder of System | 4 | Monthly System Peak Day | SCE | 1-in-2 | 2024 | 5 | 548.3166 | 566.4675 | 8.3082 | 59.6858 | 0
| Zone | Remainder of System | 4 | Monthly System Peak Day | SCE | 1-in-2 | 2024 | 6 | 543.2853 | 561.6618 | 8.2762 | 58.665 | 0
| Zone | Remainder of System | 4 | Monthly System Peak Day | SCE | 1-in-2 | 2024 | 7 | 546.8342 | 547.9951 | 8.2597 | 57.9631 | 0
| Zone | Remainder of System | 4 | Monthly System Peak Day | SCE | 1-in-2 | 2024 | 8 | 531.8783 | 539.3181 | 8.4134 | 57.5916 | 0
| Zone | Remainder of System | 4 | Monthly System Peak Day | SCE | 1-in-2 | 2024 | 9 | 502.9982 | 541.3442 | 8.6031 | 59.2997 | 0
| Zone | Remainder of System | 4 | Monthly System Peak Day | SCE | 1-in-2 | 2024 | 10 | 485.1331 | 507.9354 | 8.471 | 63.5939 | 0
| Zone | Remainder of System | 4 | Monthly System Peak Day | SCE | 1-in-2 | 2024 | 11 | 459.3328 | 473.2931 | 8.5478 | 69.2791 | 0
| Zone | Remainder of System | 4 | Monthly System Peak Day | SCE | 1-in-2 | 2024 | 12 | 458.7139 | 470.8135 | 8.6349 | 74.446 | 0
| Zone | Remainder of System | 4 | Monthly System Peak Day | SCE | 1-in-2 | 2024 | 13 | 375.5777 | 386.3586 | 8.7087 | 78.6886 | 0
| Zone | Remainder of System | 4 | Monthly System Peak Day | SCE | 1-in-2 | 2024 | 14 | 345.9316 | 353.4342 | 8.6604 | 81.3344 | 0
| Zone | Remainder of System | 4 | Monthly System Peak Day | SCE | 1-in-2 | 2024 | 15 | 293.6994 | 301.0269 | 8.4959 | 82.8242 | 0
| Zone | Remainder of System | 4 | Monthly System Peak Day | SCE | 1-in-2 | 2024 | 16 | 261.5925 | 264.5864 | 8.281 | 83.5658 | 0
| Zone | Remainder of System | 4 | Monthly System Peak Day | SCE | 1-in-2 | 2024 | 17 | 259.9943 | 264.4035 | 8.1459 | 83.0798 | 0
| Zone | Remainder of System | 4 | Monthly System Peak Day | SCE | 1-in-2 | 2024 | 18 | 224.1516 | 229.7587 | 8.158 | 82.7467 | 0
| Zone | Remainder of System | 4 | Monthly System Peak Day | SCE | 1-in-2 | 2024 | 19 | 230.0398 | 236.7535 | 8.4003 | 81.1574 | 0
| Zone | Remainder of System | 4 | Monthly System Peak Day | SCE | 1-in-2 | 2024 | 20 | 222.7703 | 226.1238 | 8.297 | 78.3726 | 0
| Zone | Remainder of System | 4 | Monthly System Peak Day | SCE | 1-in-2 | 2024 | 21 | 224.195 | 229.4148 | 7.9939 | 74.0086 | 0
| Zone | Remainder of System | 4 | Monthly System Peak Day | SCE | 1-in-2 | 2024 | 22 | 408.5456 | 426.5315 | 8.2356 | 70.8448 | 0
| Zone | Remainder of System | 4 | Monthly System Peak Day | SCE | 1-in-2 | 2024 | 23 | 401.8832 | 422.8722 | 8.3418 | 68.5482 | 0
| Zone | Remainder of System | 4 | Monthly System Peak Day | SCE | 1-in-2 | 2024 | 24 | 344.1283 | 368.2022 | 8.4318 | 66.4925 | 0
| Zone | Remainder of System | 5 | Average Weekday | SCE | 1-in-2 | 2024 | 1 | 281.4482 | 292.7471 | 8.4191 | 59.7443 | 0
| Zone | Remainder of System | 5 | Average Weekday | SCE | 1-in-2 | 2024 | 2 | 282.0608 | 289.374 | 8.372 | 59.0711 | 0
| Zone | Remainder of System | 5 | Average Weekday | SCE | 1-in-2 | 2024 | 3 | 440.8528 | 453.4698 | 8.3648 | 58.4673 | 0
| Zone | Remainder of System | 5 | Average Weekday | SCE | 1-in-2 | 2024 | 4 | 603.8361 | 621.4943 | 8.3479 | 57.9163 | 0
| Zone | Remainder of System | 5 | Average Weekday | SCE | 1-in-2 | 2024 | 5 | 565.3326 | 584.3372 | 8.341 | 57.4537 | 0
| Zone | Remainder of System | 5 | Average Weekday | SCE | 1-in-2 | 2024 | 6 | 550.6906 | 570.6537 | 8.3081 | 57.0042 | 0
| Zone | Remainder of System | 5 | Average Weekday | SCE | 1-in-2 | 2024 | 7 | 544.6135 | 545.8358 | 8.2897 | 56.5906 | 0
| Zone | Remainder of System | 5 | Average Weekday | SCE | 1-in-2 | 2024 | 8 | 542.5181 | 553.6876 | 8.443 | 56.9009 | 0
| Zone | Remainder of System | 5 | Average Weekday | SCE | 1-in-2 | 2024 | 9 | 509.9728 | 545.8816 | 8.6306 | 58.6635 | 0
| Zone | Remainder of System | 5 | Average Weekday | SCE | 1-in-2 | 2024 | 10 | 500.2022 | 523.4342 | 8.5007 | 61.0024 | 0
| Zone | Remainder of System | 5 | Average Weekday | SCE | 1-in-2 | 2024 | 11 | 480.7235 | 495.2756 | 8.5742 | 63.674 | 0
| Zone | Remainder of System | 5 | Average Weekday | SCE | 1-in-2 | 2024 | 12 | 473.8717 | 485.5675 | 8.6577 | 66.1969 | 0
| Zone | Remainder of System | 5 | Average Weekday | SCE | 1-in-2 | 2024 | 13 | 384.1783 | 395.3034 | 8.7294 | 68.4385 | 0
| Zone | Remainder of System | 5 | Average Weekday | SCE | 1-in-2 | 2024 | 14 | 360.7744 | 368.4924 | 8.6833 | 70.1752 | 0
| Zone | Remainder of System | 5 | Average Weekday | SCE | 1-in-2 | 2024 | 15 | 318.118 | 325.2025 | 8.5224 | 71.341 | 0
| Zone | Remainder of System | 5 | Average Weekday | SCE | 1-in-2 | 2024 | 16 | 276.8194 | 279.6629 | 8.3114 | 71.901 | 0
| Zone | Remainder of System | 5 | Average Weekday | SCE | 1-in-2 | 2024 | 17 | 264.705 | 270.1512 | 8.176 | 71.8083 | 0
| Zone | Remainder of System | 5 | Average Weekday | SCE | 1-in-2 | 2024 | 18 | 238.4128 | 244.3309 | 8.1849 | 71.1675 | 0
| Zone | Remainder of System | 5 | Average Weekday | SCE | 1-in-2 | 2024 | 19 | 247.8781 | 254.754 | 8.3984 | 69.8052 | 0
| Zone | Remainder of System | 5 | Average Weekday | SCE | 1-in-2 | 2024 | 20 | 235.8632 | 239.1771 | 8.2966 | 67.6863 | 0
| Zone | Remainder of System | 5 | Average Weekday | SCE | 1-in-2 | 2024 | 21 | 241.0744 | 246.4444 | 7.9959 | 64.9519 | 0
| Zone | Remainder of System | 5 | Average Weekday | SCE | 1-in-2 | 2024 | 22 | 428.9063 | 447.1776 | 8.2624 | 62.6968 | 0
| Zone | Remainder of System | 5 | Average Weekday | SCE | 1-in-2 | 2024 | 23 | 428.0602 | 449.7443 | 8.3721 | 61.385 | 0
| Zone | Remainder of System | 5 | Average Weekday | SCE | 1-in-2 | 2024 | 24 | 366.192 | 391.1508 | 8.4625 | 60.3901 | 0
| Zone | Remainder of System | 5 | Monthly System Peak Day | SCE | 1-in-2 | 2024 | 1 | 281.4482 | 292.7471 | 8.4191 | 64.8964 | 0
| Zone | Remainder of System | 5 | Monthly System Peak Day | SCE | 1-in-2 | 2024 | 2 | 282.0608 | 289.374 | 8.372 | 63.6406 | 0
| Zone | Remainder of System | 5 | Monthly System Peak Day | SCE | 1-in-2 | 2024 | 3 | 440.8528 | 453.4698 | 8.3648 | 62.6729 | 0
| Zone | Remainder of System | 5 | Monthly System Peak Day | SCE | 1-in-2 | 2024 | 4 | 603.8361 | 621.4943 | 8.3479 | 61.8119 | 0
| Zone | Remainder of System | 5 | Monthly System Peak Day | SCE | 1-in-2 | 2024 | 5 | 565.3326 | 584.3372 | 8.341 | 60.6742 | 0
| Zone | Remainder of System | 5 | Monthly System Peak Day | SCE | 1-in-2 | 2024 | 6 | 550.6906 | 570.6537 | 8.3081 | 59.7664 | 0
| Zone | Remainder of System | 5 | Monthly System Peak Day | SCE | 1-in-2 | 2024 | 7 | 544.6135 | 545.8358 | 8.2897 | 59.136 | 0
| Zone | Remainder of System | 5 | Monthly System Peak Day | SCE | 1-in-2 | 2024 | 8 | 542.5181 | 553.6876 | 8.443 | 59.7714 | 0
| Zone | Remainder of System | 5 | Monthly System Peak Day | SCE | 1-in-2 | 2024 | 9 | 509.9728 | 545.8816 | 8.6306 | 62.8957 | 0
| Zone | Remainder of System | 5 | Monthly System Peak Day | SCE | 1-in-2 | 2024 | 10 | 500.2022 | 523.4342 | 8.5007 | 67.3915 | 0
| Zone | Remainder of System | 5 | Monthly System Peak Day | SCE | 1-in-2 | 2024 | 11 | 480.7235 | 495.2756 | 8.5742 | 72.2703 | 0
| Zone | Remainder of System | 5 | Monthly System Peak Day | SCE | 1-in-2 | 2024 | 12 | 473.8717 | 485.5675 | 8.6577 | 76.5772 | 0
| Zone | Remainder of System | 5 | Monthly System Peak Day | SCE | 1-in-2 | 2024 | 13 | 384.1783 | 395.3034 | 8.7294 | 79.8254 | 0
| Zone | Remainder of System | 5 | Monthly System Peak Day | SCE | 1-in-2 | 2024 | 14 | 360.7744 | 368.4924 | 8.6833 | 82.5221 | 0
| Zone | Remainder of System | 5 | Monthly System Peak Day | SCE | 1-in-2 | 2024 | 15 | 318.118 | 325.2025 | 8.5224 | 83.8722 | 0
| Zone | Remainder of System | 5 | Monthly System Peak Day | SCE | 1-in-2 | 2024 | 16 | 276.8194 | 279.6629 | 8.3114 | 84.6226 | 0
| Zone | Remainder of System | 5 | Monthly System Peak Day | SCE | 1-in-2 | 2024 | 17 | 264.705 | 270.1512 | 8.176 | 84.5816 | 0
| Zone | Remainder of System | 5 | Monthly System Peak Day | SCE | 1-in-2 | 2024 | 18 | 238.4128 | 244.3309 | 8.1849 | 83.3941 | 0
| Zone | Remainder of System | 5 | Monthly System Peak Day | SCE | 1-in-2 | 2024 | 19 | 247.8781 | 254.754 | 8.3984 | 81.34 | 0
| Zone | Remainder of System | 5 | Monthly System Peak Day | SCE | 1-in-2 | 2024 | 20 | 235.8632 | 239.1771 | 8.2966 | 78.6477 | 0
| Zone | Remainder of System | 5 | Monthly System Peak Day | SCE | 1-in-2 | 2024 | 21 | 241.0744 | 246.4444 | 7.9959 | 74.5744 | 0
| Zone | Remainder of System | 5 | Monthly System Peak Day | SCE | 1-in-2 | 2024 | 22 | 428.9063 | 447.1776 | 8.2624 | 71.0129 | 0
| Zone | Remainder of System | 5 | Monthly System Peak Day | SCE | 1-in-2 | 2024 | 23 | 428.0602 | 449.7443 | 8.3721 | 69.1124 | 0
| Zone | Remainder of System | 5 | Monthly System Peak Day | SCE | 1-in-2 | 2024 | 24 | 366.192 | 391.1508 | 8.4625 | 67.7685 | 0
| Zone | Remainder of System | 6 | Average Weekday | SCE | 1-in-2 | 2024 | 1 | 271.8395 | 289.6099 | 8.6511 | 63.1112 | 0
| Zone | Remainder of System | 6 | Average Weekday | SCE | 1-in-2 | 2024 | 2 | 266.8215 | 283.8891 | 8.6224 | 62.1452 | 0
| Zone | Remainder of System | 6 | Average Weekday | SCE | 1-in-2 | 2024 | 3 | 417.0881 | 450.4049 | 8.6149 | 61.3041 | 0
| Zone | Remainder of System | 6 | Average Weekday | SCE | 1-in-2 | 2024 | 4 | 571.8137 | 617.3608 | 8.6099 | 60.6018 | 0
| Zone | Remainder of System | 6 | Average Weekday | SCE | 1-in-2 | 2024 | 5 | 528.4976 | 576.4908 | 8.6256 | 60.0304 | 0
| Zone | Remainder of System | 6 | Average Weekday | SCE | 1-in-2 | 2024 | 6 | 533.2448 | 586.1763 | 8.6554 | 59.4565 | 0
| Zone | Remainder of System | 6 | Average Weekday | SCE | 1-in-2 | 2024 | 7 | 542.799 | 572.1913 | 8.9283 | 58.9785 | 0
| Zone | Remainder of System | 6 | Average Weekday | SCE | 1-in-2 | 2024 | 8 | 535.6716 | 570.0937 | 8.6216 | 59.7299 | 0
| Zone | Remainder of System | 6 | Average Weekday | SCE | 1-in-2 | 2024 | 9 | 537.126 | 554.4029 | 8.6807 | 62.174 | 0
| Zone | Remainder of System | 6 | Average Weekday | SCE | 1-in-2 | 2024 | 10 | 522.6068 | 529.8808 | 8.8811 | 65.2314 | 0
| Zone | Remainder of System | 6 | Average Weekday | SCE | 1-in-2 | 2024 | 11 | 485.839 | 488.3778 | 8.9247 | 68.4714 | 0
| Zone | Remainder of System | 6 | Average Weekday | SCE | 1-in-2 | 2024 | 12 | 479.1573 | 490.4073 | 8.856 | 71.628 | 0
| Zone | Remainder of System | 6 | Average Weekday | SCE | 1-in-2 | 2024 | 13 | 388.4273 | 419.1406 | 8.9433 | 74.2421 | 0
| Zone | Remainder of System | 6 | Average Weekday | SCE | 1-in-2 | 2024 | 14 | 361.4138 | 383.9961 | 8.9019 | 76.363 | 0
| Zone | Remainder of System | 6 | Average Weekday | SCE | 1-in-2 | 2024 | 15 | 301.0182 | 319.6777 | 9.084 | 77.827 | 0
| Zone | Remainder of System | 6 | Average Weekday | SCE | 1-in-2 | 2024 | 16 | 264.1694 | 274.6215 | 9.3929 | 78.4645 | 0
| Zone | Remainder of System | 6 | Average Weekday | SCE | 1-in-2 | 2024 | 17 | 260.226 | 266.4566 | 9.8417 | 78.5503 | 0
| Zone | Remainder of System | 6 | Average Weekday | SCE | 1-in-2 | 2024 | 18 | 225.5708 | 239.7806 | 9.5421 | 77.7222 | 0
| Zone | Remainder of System | 6 | Average Weekday | SCE | 1-in-2 | 2024 | 19 | 217.7385 | 228.9778 | 14.8437 | 76.2164 | 0
| Zone | Remainder of System | 6 | Average Weekday | SCE | 1-in-2 | 2024 | 20 | 199.7991 | 206.4229 | 8.4604 | 74.0276 | 0
| Zone | Remainder of System | 6 | Average Weekday | SCE | 1-in-2 | 2024 | 21 | 219.2957 | 225.865 | 8.9159 | 70.9789 | 0
| Zone | Remainder of System | 6 | Average Weekday | SCE | 1-in-2 | 2024 | 22 | 385.565 | 428.9636 | 8.4833 | 67.784 | 0
| Zone | Remainder of System | 6 | Average Weekday | SCE | 1-in-2 | 2024 | 23 | 407.0349 | 452.408 | 8.5682 | 65.8352 | 0
| Zone | Remainder of System | 6 | Average Weekday | SCE | 1-in-2 | 2024 | 24 | 375.0008 | 409.9338 | 8.5981 | 64.4629 | 0
| Zone | Remainder of System | 6 | Monthly System Peak Day | SCE | 1-in-2 | 2024 | 1 | 271.8395 | 289.0951 | 8.2652 | 66.1814 | 0
| Zone | Remainder of System | 6 | Monthly System Peak Day | SCE | 1-in-2 | 2024 | 2 | 266.8215 | 280.6001 | 8.275 | 65.3093 | 0
| Zone | Remainder of System | 6 | Monthly System Peak Day | SCE | 1-in-2 | 2024 | 3 | 417.0881 | 437.8381 | 8.2768 | 64.5322 | 0
| Zone | Remainder of System | 6 | Monthly System Peak Day | SCE | 1-in-2 | 2024 | 4 | 571.8137 | 591.2177 | 8.2793 | 63.6849 | 0
| Zone | Remainder of System | 6 | Monthly System Peak Day | SCE | 1-in-2 | 2024 | 5 | 528.4976 | 555.5492 | 8.2781 | 63.0052 | 0
| Zone | Remainder of System | 6 | Monthly System Peak Day | SCE | 1-in-2 | 2024 | 6 | 533.2448 | 562.8431 | 8.2799 | 62.3138 | 0
| Zone | Remainder of System | 6 | Monthly System Peak Day | SCE | 1-in-2 | 2024 | 7 | 542.799 | 540.7366 | 8.3219 | 61.6708 | 0
| Zone | Remainder of System | 6 | Monthly System Peak Day | SCE | 1-in-2 | 2024 | 8 | 535.6716 | 548.7634 | 8.1974 | 62.4689 | 0
| Zone | Remainder of System | 6 | Monthly System Peak Day | SCE | 1-in-2 | 2024 | 9 | 537.126 | 563.4236 | 8.1879 | 65.5896 | 0
| Zone | Remainder of System | 6 | Monthly System Peak Day | SCE | 1-in-2 | 2024 | 10 | 522.6068 | 538.8946 | 8.2707 | 69.8796 | 0
| Zone | Remainder of System | 6 | Monthly System Peak Day | SCE | 1-in-2 | 2024 | 11 | 485.839 | 500.5212 | 8.2536 | 73.7697 | 0
| Zone | Remainder of System | 6 | Monthly System Peak Day | SCE | 1-in-2 | 2024 | 12 | 479.1573 | 497.278 | 8.2111 | 77.0112 | 0
| Zone | Remainder of System | 6 | Monthly System Peak Day | SCE | 1-in-2 | 2024 | 13 | 388.4273 | 413.5422 | 8.2159 | 78.8944 | 0
| Zone | Remainder of System | 6 | Monthly System Peak Day | SCE | 1-in-2 | 2024 | 14 | 361.4138 | 382.6689 | 8.2425 | 80.4202 | 0
| Zone | Remainder of System | 6 | Monthly System Peak Day | SCE | 1-in-2 | 2024 | 15 | 301.0182 | 320.7542 | 8.355 | 82.0385 | 0
| Zone | Remainder of System | 6 | Monthly System Peak Day | SCE | 1-in-2 | 2024 | 16 | 264.1694 | 270.9907 | 8.4852 | 82.9346 | 0
| Zone | Remainder of System | 6 | Monthly System Peak Day | SCE | 1-in-2 | 2024 | 17 | 260.226 | 267.8881 | 9.3368 | 82.8591 | 0
| Zone | Remainder of System | 6 | Monthly System Peak Day | SCE | 1-in-2 | 2024 | 18 | 225.5708 | 243.5947 | 9.2328 | 82.1153 | 0
| Zone | Remainder of System | 6 | Monthly System Peak Day | SCE | 1-in-2 | 2024 | 19 | 217.7385 | 240.117 | 10.1265 | 80.028 | 0
| Zone | Remainder of System | 6 | Monthly System Peak Day | SCE | 1-in-2 | 2024 | 20 | 199.7991 | 213.4334 | 8.3765 | 76.8822 | 0
| Zone | Remainder of System | 6 | Monthly System Peak Day | SCE | 1-in-2 | 2024 | 21 | 219.2957 | 239.3041 | 9.0176 | 73.8356 | 0
| Zone | Remainder of System | 6 | Monthly System Peak Day | SCE | 1-in-2 | 2024 | 22 | 385.565 | 412.9978 | 8.2871 | 71.3098 | 0
| Zone | Remainder of System | 6 | Monthly System Peak Day | SCE | 1-in-2 | 2024 | 23 | 407.0349 | 439.2822 | 8.2731 | 69.544 | 0
| Zone | Remainder of System | 6 | Monthly System Peak Day | SCE | 1-in-2 | 2024 | 24 | 375.0008 | 404.6239 | 8.2367 | 68.0731 | 0
| Zone | Remainder of System | 7 | Average Weekday | SCE | 1-in-2 | 2024 | 1 | 264.1864 | 281.2449 | 8.8072 | 68.08 | 0
| Zone | Remainder of System | 7 | Average Weekday | SCE | 1-in-2 | 2024 | 2 | 260.6536 | 272.5212 | 8.8189 | 67.3516 | 0
| Zone | Remainder of System | 7 | Average Weekday | SCE | 1-in-2 | 2024 | 3 | 403.1024 | 423.3391 | 8.821 | 66.697 | 0
| Zone | Remainder of System | 7 | Average Weekday | SCE | 1-in-2 | 2024 | 4 | 556.2369 | 578.2879 | 8.8235 | 66.1335 | 0
| Zone | Remainder of System | 7 | Average Weekday | SCE | 1-in-2 | 2024 | 5 | 513.0889 | 538.5808 | 8.8216 | 65.6106 | 0
| Zone | Remainder of System | 7 | Average Weekday | SCE | 1-in-2 | 2024 | 6 | 512.8308 | 540.0132 | 8.8202 | 65.1256 | 0
| Zone | Remainder of System | 7 | Average Weekday | SCE | 1-in-2 | 2024 | 7 | 521.3 | 520.1995 | 8.8021 | 64.7652 | 0
| Zone | Remainder of System | 7 | Average Weekday | SCE | 1-in-2 | 2024 | 8 | 513.0066 | 528.1141 | 8.7447 | 65.1789 | 0
| Zone | Remainder of System | 7 | Average Weekday | SCE | 1-in-2 | 2024 | 9 | 502.0181 | 529.8721 | 8.7307 | 67.2839 | 0
| Zone | Remainder of System | 7 | Average Weekday | SCE | 1-in-2 | 2024 | 10 | 487.9457 | 504.1263 | 8.7718 | 70.1065 | 0
| Zone | Remainder of System | 7 | Average Weekday | SCE | 1-in-2 | 2024 | 11 | 457.9683 | 473.2219 | 8.7551 | 73.2348 | 0
| Zone | Remainder of System | 7 | Average Weekday | SCE | 1-in-2 | 2024 | 12 | 451.3941 | 471.5219 | 8.7399 | 76.4308 | 0
| Zone | Remainder of System | 7 | Average Weekday | SCE | 1-in-2 | 2024 | 13 | 362.0797 | 386.7624 | 8.733 | 79.0108 | 0
| Zone | Remainder of System | 7 | Average Weekday | SCE | 1-in-2 | 2024 | 14 | 334.9781 | 356.5463 | 8.7578 | 81.0239 | 0
| Zone | Remainder of System | 7 | Average Weekday | SCE | 1-in-2 | 2024 | 15 | 283.5017 | 303.4254 | 8.8137 | 82.3721 | 0
| Zone | Remainder of System | 7 | Average Weekday | SCE | 1-in-2 | 2024 | 16 | 245.3848 | 251.9948 | 8.8547 | 82.9063 | 0
| Zone | Remainder of System | 7 | Average Weekday | SCE | 1-in-2 | 2024 | 17 | 246.5121 | 255.2222 | 9.7932 | 82.877 | 0
| Zone | Remainder of System | 7 | Average Weekday | SCE | 1-in-2 | 2024 | 18 | 217.1479 | 235.325 | 9.7034 | 82.0052 | 0
| Zone | Remainder of System | 7 | Average Weekday | SCE | 1-in-2 | 2024 | 19 | 213.6353 | 236.276 | 9.4518 | 80.3719 | 0
| Zone | Remainder of System | 7 | Average Weekday | SCE | 1-in-2 | 2024 | 20 | 202.6513 | 216.2869 | 9.0908 | 78.1158 | 0
| Zone | Remainder of System | 7 | Average Weekday | SCE | 1-in-2 | 2024 | 21 | 220.6257 | 240.6055 | 9.2006 | 75.1175 | 0
| Zone | Remainder of System | 7 | Average Weekday | SCE | 1-in-2 | 2024 | 22 | 384.2716 | 411.2162 | 8.8117 | 71.9882 | 0
| Zone | Remainder of System | 7 | Average Weekday | SCE | 1-in-2 | 2024 | 23 | 399.8344 | 431.0441 | 8.8201 | 70.0845 | 0
| Zone | Remainder of System | 7 | Average Weekday | SCE | 1-in-2 | 2024 | 24 | 359.3524 | 387.6617 | 8.7875 | 68.8469 | 0
| Zone | Remainder of System | 7 | Monthly System Peak Day | SCE | 1-in-2 | 2024 | 1 | 264.1864 | 260.7318 | 8.8781 | 72.0963 | 0
| Zone | Remainder of System | 7 | Monthly System Peak Day | SCE | 1-in-2 | 2024 | 2 | 260.6536 | 243.0083 | 8.8921 | 71.2256 | 0
| Zone | Remainder of System | 7 | Monthly System Peak Day | SCE | 1-in-2 | 2024 | 3 | 403.1024 | 348.262 | 8.8958 | 70.3178 | 0
| Zone | Remainder of System | 7 | Monthly System Peak Day | SCE | 1-in-2 | 2024 | 4 | 556.2369 | 458.1881 | 8.8947 | 69.5301 | 0
| Zone | Remainder of System | 7 | Monthly System Peak Day | SCE | 1-in-2 | 2024 | 5 | 513.0889 | 428.2434 | 8.893 | 69.1043 | 0
| Zone | Remainder of System | 7 | Monthly System Peak Day | SCE | 1-in-2 | 2024 | 6 | 512.8308 | 452.0244 | 8.8915 | 68.6554 | 0
| Zone | Remainder of System | 7 | Monthly System Peak Day | SCE | 1-in-2 | 2024 | 7 | 521.3 | 442.6847 | 8.8987 | 68.0973 | 0
| Zone | Remainder of System | 7 | Monthly System Peak Day | SCE | 1-in-2 | 2024 | 8 | 513.0066 | 457.8804 | 8.8281 | 68.6928 | 0
| Zone | Remainder of System | 7 | Monthly System Peak Day | SCE | 1-in-2 | 2024 | 9 | 502.0181 | 483.7686 | 8.8077 | 71.6543 | 0
| Zone | Remainder of System | 7 | Monthly System Peak Day | SCE | 1-in-2 | 2024 | 10 | 487.9457 | 456.6693 | 8.8501 | 75.5544 | 0
| Zone | Remainder of System | 7 | Monthly System Peak Day | SCE | 1-in-2 | 2024 | 11 | 457.9683 | 427.9327 | 8.8165 | 79.4162 | 0
| Zone | Remainder of System | 7 | Monthly System Peak Day | SCE | 1-in-2 | 2024 | 12 | 451.3941 | 425.9718 | 8.7857 | 83.2174 | 0
| Zone | Remainder of System | 7 | Monthly System Peak Day | SCE | 1-in-2 | 2024 | 13 | 362.0797 | 358.9718 | 8.7752 | 86.2327 | 0
| Zone | Remainder of System | 7 | Monthly System Peak Day | SCE | 1-in-2 | 2024 | 14 | 334.9781 | 335.3793 | 8.8065 | 87.9311 | 0
| Zone | Remainder of System | 7 | Monthly System Peak Day | SCE | 1-in-2 | 2024 | 15 | 283.5017 | 290.6859 | 8.8947 | 89.6186 | 0
| Zone | Remainder of System | 7 | Monthly System Peak Day | SCE | 1-in-2 | 2024 | 16 | 245.3848 | 240.0172 | 8.9501 | 90.3848 | 0
| Zone | Remainder of System | 7 | Monthly System Peak Day | SCE | 1-in-2 | 2024 | 17 | 246.5121 | 252.3094 | 9.8543 | 90.9913 | 0
| Zone | Remainder of System | 7 | Monthly System Peak Day | SCE | 1-in-2 | 2024 | 18 | 217.1479 | 248.7764 | 9.8825 | 90.0721 | 0
| Zone | Remainder of System | 7 | Monthly System Peak Day | SCE | 1-in-2 | 2024 | 19 | 213.6353 | 198.8781 | 9.0215 | 88.1822 | 0
| Zone | Remainder of System | 7 | Monthly System Peak Day | SCE | 1-in-2 | 2024 | 20 | 202.6513 | 176.5313 | 8.8596 | 85.4468 | 0
| Zone | Remainder of System | 7 | Monthly System Peak Day | SCE | 1-in-2 | 2024 | 21 | 220.6257 | 201.9834 | 10.4284 | 82.3442 | 0
| Zone | Remainder of System | 7 | Monthly System Peak Day | SCE | 1-in-2 | 2024 | 22 | 384.2716 | 354.2318 | 9.0134 | 78.7247 | 0
| Zone | Remainder of System | 7 | Monthly System Peak Day | SCE | 1-in-2 | 2024 | 23 | 399.8344 | 361.8307 | 8.8571 | 76.4082 | 0
| Zone | Remainder of System | 7 | Monthly System Peak Day | SCE | 1-in-2 | 2024 | 24 | 359.3524 | 339.7876 | 8.849 | 74.4873 | 0
| Zone | Remainder of System | 8 | Average Weekday | SCE | 1-in-2 | 2024 | 1 | 273.0716 | 294.6983 | 8.3685 | 68.1134 | 0
| Zone | Remainder of System | 8 | Average Weekday | SCE | 1-in-2 | 2024 | 2 | 271.7761 | 287.7263 | 8.3827 | 67.1923 | 0
| Zone | Remainder of System | 8 | Average Weekday | SCE | 1-in-2 | 2024 | 3 | 411.1313 | 431.1557 | 8.3852 | 66.3666 | 0
| Zone | Remainder of System | 8 | Average Weekday | SCE | 1-in-2 | 2024 | 4 | 567.6454 | 590.9073 | 8.388 | 65.6033 | 0
| Zone | Remainder of System | 8 | Average Weekday | SCE | 1-in-2 | 2024 | 5 | 520.6772 | 552.3369 | 8.3855 | 64.9066 | 0
| Zone | Remainder of System | 8 | Average Weekday | SCE | 1-in-2 | 2024 | 6 | 524.8178 | 559.2673 | 8.3833 | 64.3295 | 0
| Zone | Remainder of System | 8 | Average Weekday | SCE | 1-in-2 | 2024 | 7 | 534.558 | 534.7448 | 8.364 | 63.8791 | 0
| Zone | Remainder of System | 8 | Average Weekday | SCE | 1-in-2 | 2024 | 8 | 526.0825 | 544.4837 | 8.2958 | 63.8355 | 0
| Zone | Remainder of System | 8 | Average Weekday | SCE | 1-in-2 | 2024 | 9 | 509.5012 | 536.3525 | 8.2774 | 65.9972 | 0
| Zone | Remainder of System | 8 | Average Weekday | SCE | 1-in-2 | 2024 | 10 | 497.9463 | 514.5792 | 8.3276 | 69.4323 | 0
| Zone | Remainder of System | 8 | Average Weekday | SCE | 1-in-2 | 2024 | 11 | 462.5288 | 478.1784 | 8.3049 | 73.4127 | 0
| Zone | Remainder of System | 8 | Average Weekday | SCE | 1-in-2 | 2024 | 12 | 452.4942 | 473.0945 | 8.2829 | 77.2854 | 0
| Zone | Remainder of System | 8 | Average Weekday | SCE | 1-in-2 | 2024 | 13 | 372.6549 | 398.7177 | 8.2729 | 80.4135 | 0
| Zone | Remainder of System | 8 | Average Weekday | SCE | 1-in-2 | 2024 | 14 | 342.5394 | 364.399 | 8.3058 | 82.7527 | 0
| Zone | Remainder of System | 8 | Average Weekday | SCE | 1-in-2 | 2024 | 15 | 291.4375 | 311.618 | 8.3764 | 84.1637 | 0
| Zone | Remainder of System | 8 | Average Weekday | SCE | 1-in-2 | 2024 | 16 | 251.4549 | 258.4489 | 8.426 | 84.6461 | 0
| Zone | Remainder of System | 8 | Average Weekday | SCE | 1-in-2 | 2024 | 17 | 254.7927 | 261.1129 | 9.5075 | 84.5587 | 0
| Zone | Remainder of System | 8 | Average Weekday | SCE | 1-in-2 | 2024 | 18 | 223.2441 | 240.9249 | 9.4093 | 83.6467 | 0
| Zone | Remainder of System | 8 | Average Weekday | SCE | 1-in-2 | 2024 | 19 | 218.4647 | 240.4282 | 8.9111 | 81.9145 | 0
| Zone | Remainder of System | 8 | Average Weekday | SCE | 1-in-2 | 2024 | 20 | 215.5291 | 228.7665 | 8.5776 | 79.2555 | 0
| Zone | Remainder of System | 8 | Average Weekday | SCE | 1-in-2 | 2024 | 21 | 230.3957 | 250.3821 | 8.8389 | 75.5248 | 0
| Zone | Remainder of System | 8 | Average Weekday | SCE | 1-in-2 | 2024 | 22 | 387.216 | 415.3887 | 8.3793 | 72.4927 | 0
| Zone | Remainder of System | 8 | Average Weekday | SCE | 1-in-2 | 2024 | 23 | 403.7722 | 437.4568 | 8.3795 | 70.5976 | 0
| Zone | Remainder of System | 8 | Average Weekday | SCE | 1-in-2 | 2024 | 24 | 364.5743 | 396.0713 | 8.3444 | 69.2749 | 0
| Zone | Remainder of System | 8 | Monthly System Peak Day | SCE | 1-in-2 | 2024 | 1 | 273.0716 | 268.4068 | 7.4146 | 76.5583 | 0
| Zone | Remainder of System | 8 | Monthly System Peak Day | SCE | 1-in-2 | 2024 | 2 | 271.7761 | 256.222 | 7.4343 | 75.5448 | 0
| Zone | Remainder of System | 8 | Monthly System Peak Day | SCE | 1-in-2 | 2024 | 3 | 411.1313 | 364.2327 | 7.4395 | 74.7414 | 0
| Zone | Remainder of System | 8 | Monthly System Peak Day | SCE | 1-in-2 | 2024 | 4 | 567.6454 | 473.9071 | 7.4386 | 73.777 | 0
| Zone | Remainder of System | 8 | Monthly System Peak Day | SCE | 1-in-2 | 2024 | 5 | 520.6772 | 446.4737 | 7.4359 | 72.987 | 0
| Zone | Remainder of System | 8 | Monthly System Peak Day | SCE | 1-in-2 | 2024 | 6 | 524.8178 | 461.5779 | 7.4336 | 72.4561 | 0
| Zone | Remainder of System | 8 | Monthly System Peak Day | SCE | 1-in-2 | 2024 | 7 | 534.558 | 448.4713 | 7.4361 | 71.7849 | 0
| Zone | Remainder of System | 8 | Monthly System Peak Day | SCE | 1-in-2 | 2024 | 8 | 526.0825 | 467.3867 | 7.3438 | 71.7491 | 0
| Zone | Remainder of System | 8 | Monthly System Peak Day | SCE | 1-in-2 | 2024 | 9 | 509.5012 | 491.7169 | 7.3097 | 73.699 | 0
| Zone | Remainder of System | 8 | Monthly System Peak Day | SCE | 1-in-2 | 2024 | 10 | 497.9463 | 467.8408 | 7.3667 | 77.4223 | 0
| Zone | Remainder of System | 8 | Monthly System Peak Day | SCE | 1-in-2 | 2024 | 11 | 462.5288 | 431.0338 | 7.3162 | 81.725 | 0
| Zone | Remainder of System | 8 | Monthly System Peak Day | SCE | 1-in-2 | 2024 | 12 | 452.4942 | 425.5723 | 7.2691 | 85.3394 | 0
| Zone | Remainder of System | 8 | Monthly System Peak Day | SCE | 1-in-2 | 2024 | 13 | 372.6549 | 370.8209 | 7.2493 | 87.9907 | 0
| Zone | Remainder of System | 8 | Monthly System Peak Day | SCE | 1-in-2 | 2024 | 14 | 342.5394 | 343.6147 | 7.3028 | 90.3014 | 0
| Zone | Remainder of System | 8 | Monthly System Peak Day | SCE | 1-in-2 | 2024 | 15 | 291.4375 | 299.0571 | 7.4279 | 91.72 | 0
| Zone | Remainder of System | 8 | Monthly System Peak Day | SCE | 1-in-2 | 2024 | 16 | 251.4549 | 246.5626 | 7.4965 | 91.501 | 0
| Zone | Remainder of System | 8 | Monthly System Peak Day | SCE | 1-in-2 | 2024 | 17 | 254.7927 | 258.3028 | 8.548 | 90.7507 | 0
| Zone | Remainder of System | 8 | Monthly System Peak Day | SCE | 1-in-2 | 2024 | 18 | 223.2441 | 255.8637 | 8.5832 | 89.0636 | 0
| Zone | Remainder of System | 8 | Monthly System Peak Day | SCE | 1-in-2 | 2024 | 19 | 218.4647 | 202.435 | 7.1143 | 87.5076 | 0
| Zone | Remainder of System | 8 | Monthly System Peak Day | SCE | 1-in-2 | 2024 | 20 | 215.5291 | 187.4483 | 6.993 | 85.999 | 0
| Zone | Remainder of System | 8 | Monthly System Peak Day | SCE | 1-in-2 | 2024 | 21 | 230.3957 | 209.5826 | 9.2212 | 82.5548 | 0
| Zone | Remainder of System | 8 | Monthly System Peak Day | SCE | 1-in-2 | 2024 | 22 | 387.216 | 359.9555 | 7.5932 | 79.5711 | 0
| Zone | Remainder of System | 8 | Monthly System Peak Day | SCE | 1-in-2 | 2024 | 23 | 403.7722 | 371.1378 | 7.3923 | 77.5837 | 0
| Zone | Remainder of System | 8 | Monthly System Peak Day | SCE | 1-in-2 | 2024 | 24 | 364.5743 | 348.6434 | 7.3767 | 76.0731 | 0
| Zone | Remainder of System | 8 | Typical Event Day | SCE | 1-in-2 | 2024 | 1 | 273.0716 | 268.4068 | 7.4146 | 72.4863 | 0
| Zone | Remainder of System | 8 | Typical Event Day | SCE | 1-in-2 | 2024 | 2 | 271.7761 | 256.222 | 7.4343 | 71.5219 | 0
| Zone | Remainder of System | 8 | Typical Event Day | SCE | 1-in-2 | 2024 | 3 | 411.1313 | 364.2327 | 7.4395 | 70.628 | 0
| Zone | Remainder of System | 8 | Typical Event Day | SCE | 1-in-2 | 2024 | 4 | 567.6454 | 473.9071 | 7.4386 | 69.7216 | 0
| Zone | Remainder of System | 8 | Typical Event Day | SCE | 1-in-2 | 2024 | 5 | 520.6772 | 446.4737 | 7.4359 | 68.971 | 0
| Zone | Remainder of System | 8 | Typical Event Day | SCE | 1-in-2 | 2024 | 6 | 524.8178 | 461.5779 | 7.4336 | 68.3599 | 0
| Zone | Remainder of System | 8 | Typical Event Day | SCE | 1-in-2 | 2024 | 7 | 534.558 | 448.4713 | 7.4361 | 67.7703 | 0
| Zone | Remainder of System | 8 | Typical Event Day | SCE | 1-in-2 | 2024 | 8 | 526.0825 | 467.3867 | 7.3438 | 68.0641 | 0
| Zone | Remainder of System | 8 | Typical Event Day | SCE | 1-in-2 | 2024 | 9 | 509.5012 | 491.7169 | 7.3097 | 70.6394 | 0
| Zone | Remainder of System | 8 | Typical Event Day | SCE | 1-in-2 | 2024 | 10 | 497.9463 | 467.8408 | 7.3667 | 74.7339 | 0
| Zone | Remainder of System | 8 | Typical Event Day | SCE | 1-in-2 | 2024 | 11 | 462.5288 | 431.0338 | 7.3162 | 79.0757 | 0
| Zone | Remainder of System | 8 | Typical Event Day | SCE | 1-in-2 | 2024 | 12 | 452.4942 | 425.5723 | 7.2691 | 82.9721 | 0
| Zone | Remainder of System | 8 | Typical Event Day | SCE | 1-in-2 | 2024 | 13 | 372.6549 | 370.8209 | 7.2493 | 85.9025 | 0
| Zone | Remainder of System | 8 | Typical Event Day | SCE | 1-in-2 | 2024 | 14 | 342.5394 | 343.6147 | 7.3028 | 88.018 | 0
| Zone | Remainder of System | 8 | Typical Event Day | SCE | 1-in-2 | 2024 | 15 | 291.4375 | 299.0571 | 7.4279 | 89.4849 | 0
| Zone | Remainder of System | 8 | Typical Event Day | SCE | 1-in-2 | 2024 | 16 | 251.4549 | 246.5626 | 7.4965 | 89.6902 | 0
| Zone | Remainder of System | 8 | Typical Event Day | SCE | 1-in-2 | 2024 | 17 | 254.7927 | 258.3028 | 8.548 | 89.5193 | 0
| Zone | Remainder of System | 8 | Typical Event Day | SCE | 1-in-2 | 2024 | 18 | 223.2441 | 255.8637 | 8.5832 | 88.4404 | 0
| Zone | Remainder of System | 8 | Typical Event Day | SCE | 1-in-2 | 2024 | 19 | 218.4647 | 202.435 | 7.1143 | 86.7779 | 0
| Zone | Remainder of System | 8 | Typical Event Day | SCE | 1-in-2 | 2024 | 20 | 215.5291 | 187.4483 | 6.993 | 84.3062 | 0
| Zone | Remainder of System | 8 | Typical Event Day | SCE | 1-in-2 | 2024 | 21 | 230.3957 | 209.5826 | 9.2212 | 80.9554 | 0
| Zone | Remainder of System | 8 | Typical Event Day | SCE | 1-in-2 | 2024 | 22 | 387.216 | 359.9555 | 7.5932 | 78.0579 | 0
| Zone | Remainder of System | 8 | Typical Event Day | SCE | 1-in-2 | 2024 | 23 | 403.7722 | 371.1378 | 7.3923 | 76.0778 | 0
| Zone | Remainder of System | 8 | Typical Event Day | SCE | 1-in-2 | 2024 | 24 | 364.5743 | 348.6434 | 7.3767 | 74.4038 | 0
| Zone | Remainder of System | 9 | Average Weekday | SCE | 1-in-2 | 2024 | 1 | 269.1517 | 278.5572 | 9.0788 | 67.7225 | 0
| Zone | Remainder of System | 9 | Average Weekday | SCE | 1-in-2 | 2024 | 2 | 276.1699 | 277.8765 | 9.0966 | 66.8467 | 0
| Zone | Remainder of System | 9 | Average Weekday | SCE | 1-in-2 | 2024 | 3 | 438.2114 | 433.171 | 9.099 | 66.0813 | 0
| Zone | Remainder of System | 9 | Average Weekday | SCE | 1-in-2 | 2024 | 4 | 597.8105 | 594.6701 | 9.1017 | 65.3971 | 0
| Zone | Remainder of System | 9 | Average Weekday | SCE | 1-in-2 | 2024 | 5 | 535.0778 | 533.9498 | 9.0965 | 64.8121 | 0
| Zone | Remainder of System | 9 | Average Weekday | SCE | 1-in-2 | 2024 | 6 | 522.7703 | 530.8782 | 9.0877 | 64.288 | 0
| Zone | Remainder of System | 9 | Average Weekday | SCE | 1-in-2 | 2024 | 7 | 551.4138 | 538.7238 | 9.0596 | 63.8783 | 0
| Zone | Remainder of System | 9 | Average Weekday | SCE | 1-in-2 | 2024 | 8 | 526.1797 | 523.0032 | 9.0107 | 63.6256 | 0
| Zone | Remainder of System | 9 | Average Weekday | SCE | 1-in-2 | 2024 | 9 | 482.2323 | 504.318 | 8.9974 | 64.6467 | 0
| Zone | Remainder of System | 9 | Average Weekday | SCE | 1-in-2 | 2024 | 10 | 476.9695 | 489.0869 | 9.05 | 67.4421 | 0
| Zone | Remainder of System | 9 | Average Weekday | SCE | 1-in-2 | 2024 | 11 | 446.6661 | 458.9166 | 9.0268 | 71.0719 | 0
| Zone | Remainder of System | 9 | Average Weekday | SCE | 1-in-2 | 2024 | 12 | 439.4964 | 452.1112 | 9.0018 | 74.7336 | 0
| Zone | Remainder of System | 9 | Average Weekday | SCE | 1-in-2 | 2024 | 13 | 370.9719 | 384.8208 | 8.9886 | 77.7354 | 0
| Zone | Remainder of System | 9 | Average Weekday | SCE | 1-in-2 | 2024 | 14 | 332.679 | 346.5857 | 9.0171 | 79.8337 | 0
| Zone | Remainder of System | 9 | Average Weekday | SCE | 1-in-2 | 2024 | 15 | 283.3034 | 298.3171 | 9.0717 | 81.0599 | 0
| Zone | Remainder of System | 9 | Average Weekday | SCE | 1-in-2 | 2024 | 16 | 252.877 | 255.4655 | 9.1188 | 81.5924 | 0
| Zone | Remainder of System | 9 | Average Weekday | SCE | 1-in-2 | 2024 | 17 | 258.037 | 264.0783 | 10.1144 | 81.3424 | 0
| Zone | Remainder of System | 9 | Average Weekday | SCE | 1-in-2 | 2024 | 18 | 228.5283 | 245.8308 | 9.9956 | 80.3228 | 0
| Zone | Remainder of System | 9 | Average Weekday | SCE | 1-in-2 | 2024 | 19 | 229.3794 | 249.4817 | 9.9963 | 78.4973 | 0
| Zone | Remainder of System | 9 | Average Weekday | SCE | 1-in-2 | 2024 | 20 | 226.8489 | 238.4471 | 9.0879 | 75.5853 | 0
| Zone | Remainder of System | 9 | Average Weekday | SCE | 1-in-2 | 2024 | 21 | 236.2718 | 253.6205 | 9.3258 | 72.5789 | 0
| Zone | Remainder of System | 9 | Average Weekday | SCE | 1-in-2 | 2024 | 22 | 392.9684 | 415.9921 | 9.0329 | 70.814 | 0
| Zone | Remainder of System | 9 | Average Weekday | SCE | 1-in-2 | 2024 | 23 | 405.3037 | 427.8614 | 9.0689 | 69.5334 | 0
| Zone | Remainder of System | 9 | Average Weekday | SCE | 1-in-2 | 2024 | 24 | 360.7484 | 379.634 | 9.0512 | 68.4417 | 0
| Zone | Remainder of System | 9 | Monthly System Peak Day | SCE | 1-in-2 | 2024 | 1 | 269.1517 | 257.7427 | 9.1402 | 75.1094 | 0
| Zone | Remainder of System | 9 | Monthly System Peak Day | SCE | 1-in-2 | 2024 | 2 | 276.1699 | 250.6861 | 9.16 | 74.0078 | 0
| Zone | Remainder of System | 9 | Monthly System Peak Day | SCE | 1-in-2 | 2024 | 3 | 438.2114 | 369.4967 | 9.1644 | 72.9204 | 0
| Zone | Remainder of System | 9 | Monthly System Peak Day | SCE | 1-in-2 | 2024 | 4 | 597.8105 | 467.7982 | 9.1631 | 71.8942 | 0
| Zone | Remainder of System | 9 | Monthly System Peak Day | SCE | 1-in-2 | 2024 | 5 | 535.0778 | 417.6919 | 9.1583 | 70.7876 | 0
| Zone | Remainder of System | 9 | Monthly System Peak Day | SCE | 1-in-2 | 2024 | 6 | 522.7703 | 419.1027 | 9.1498 | 70.0145 | 0
| Zone | Remainder of System | 9 | Monthly System Peak Day | SCE | 1-in-2 | 2024 | 7 | 551.4138 | 438.4976 | 9.1496 | 69.5282 | 0
| Zone | Remainder of System | 9 | Monthly System Peak Day | SCE | 1-in-2 | 2024 | 8 | 526.1797 | 430.676 | 9.0865 | 69.3458 | 0
| Zone | Remainder of System | 9 | Monthly System Peak Day | SCE | 1-in-2 | 2024 | 9 | 482.2323 | 457.3352 | 9.066 | 71.6146 | 0
| Zone | Remainder of System | 9 | Monthly System Peak Day | SCE | 1-in-2 | 2024 | 10 | 476.9695 | 438.1168 | 9.1178 | 76.0792 | 0
| Zone | Remainder of System | 9 | Monthly System Peak Day | SCE | 1-in-2 | 2024 | 11 | 446.6661 | 408.3383 | 9.0771 | 81.3919 | 0
| Zone | Remainder of System | 9 | Monthly System Peak Day | SCE | 1-in-2 | 2024 | 12 | 439.4964 | 405.5973 | 9.0367 | 86.3206 | 0
| Zone | Remainder of System | 9 | Monthly System Peak Day | SCE | 1-in-2 | 2024 | 13 | 370.9719 | 349.2309 | 9.0201 | 90.4921 | 0
| Zone | Remainder of System | 9 | Monthly System Peak Day | SCE | 1-in-2 | 2024 | 14 | 332.679 | 319.7799 | 9.0556 | 93.4192 | 0
| Zone | Remainder of System | 9 | Monthly System Peak Day | SCE | 1-in-2 | 2024 | 15 | 283.3034 | 281.6316 | 9.1453 | 94.5626 | 0
| Zone | Remainder of System | 9 | Monthly System Peak Day | SCE | 1-in-2 | 2024 | 16 | 252.877 | 240.3611 | 9.2054 | 93.9402 | 0
| Zone | Remainder of System | 9 | Monthly System Peak Day | SCE | 1-in-2 | 2024 | 17 | 258.037 | 261.5498 | 10.1316 | 93.476 | 0
| Zone | Remainder of System | 9 | Monthly System Peak Day | SCE | 1-in-2 | 2024 | 18 | 228.5283 | 258.2263 | 10.118 | 92.5105 | 0
| Zone | Remainder of System | 9 | Monthly System Peak Day | SCE | 1-in-2 | 2024 | 19 | 229.3794 | 209.6285 | 9.5504 | 91.3939 | 0
| Zone | Remainder of System | 9 | Monthly System Peak Day | SCE | 1-in-2 | 2024 | 20 | 226.8489 | 197.5874 | 8.8741 | 88.8968 | 0
| Zone | Remainder of System | 9 | Monthly System Peak Day | SCE | 1-in-2 | 2024 | 21 | 236.2718 | 216.6369 | 10.3394 | 85.0871 | 0
| Zone | Remainder of System | 9 | Monthly System Peak Day | SCE | 1-in-2 | 2024 | 22 | 392.9684 | 353.8299 | 9.2473 | 82.6259 | 0
| Zone | Remainder of System | 9 | Monthly System Peak Day | SCE | 1-in-2 | 2024 | 23 | 405.3037 | 352.7056 | 9.0967 | 80.7753 | 0
| Zone | Remainder of System | 9 | Monthly System Peak Day | SCE | 1-in-2 | 2024 | 24 | 360.7484 | 328.3687 | 9.1034 | 78.9817 | 0
| Zone | Remainder of System | 10 | Average Weekday | SCE | 1-in-2 | 2024 | 1 | 286.0185 | 296.5455 | 8.4875 | 62.4444 | 0
| Zone | Remainder of System | 10 | Average Weekday | SCE | 1-in-2 | 2024 | 2 | 279.7678 | 286.3549 | 8.376 | 61.5437 | 0
| Zone | Remainder of System | 10 | Average Weekday | SCE | 1-in-2 | 2024 | 3 | 430.9863 | 440.406 | 8.3608 | 60.6485 | 0
| Zone | Remainder of System | 10 | Average Weekday | SCE | 1-in-2 | 2024 | 4 | 595.9595 | 610.7021 | 8.323 | 59.9332 | 0
| Zone | Remainder of System | 10 | Average Weekday | SCE | 1-in-2 | 2024 | 5 | 582.738 | 597.0071 | 8.3194 | 59.2025 | 0
| Zone | Remainder of System | 10 | Average Weekday | SCE | 1-in-2 | 2024 | 6 | 578.9973 | 594.0915 | 8.2686 | 58.6584 | 0
| Zone | Remainder of System | 10 | Average Weekday | SCE | 1-in-2 | 2024 | 7 | 578.9922 | 578.3909 | 8.2539 | 58.2291 | 0
| Zone | Remainder of System | 10 | Average Weekday | SCE | 1-in-2 | 2024 | 8 | 568.3267 | 571.9237 | 8.5595 | 57.9539 | 0
| Zone | Remainder of System | 10 | Average Weekday | SCE | 1-in-2 | 2024 | 9 | 541.7193 | 579.5306 | 8.9897 | 58.3197 | 0
| Zone | Remainder of System | 10 | Average Weekday | SCE | 1-in-2 | 2024 | 10 | 523.5504 | 541.1492 | 8.7069 | 60.8693 | 0
| Zone | Remainder of System | 10 | Average Weekday | SCE | 1-in-2 | 2024 | 11 | 507.3443 | 520.3382 | 8.9288 | 64.43 | 0
| Zone | Remainder of System | 10 | Average Weekday | SCE | 1-in-2 | 2024 | 12 | 495.9561 | 508.0214 | 9.1749 | 68.177 | 0
| Zone | Remainder of System | 10 | Average Weekday | SCE | 1-in-2 | 2024 | 13 | 399.2411 | 409.6229 | 9.3713 | 71.2953 | 0
| Zone | Remainder of System | 10 | Average Weekday | SCE | 1-in-2 | 2024 | 14 | 349.3918 | 356.6019 | 9.2341 | 73.5492 | 0
| Zone | Remainder of System | 10 | Average Weekday | SCE | 1-in-2 | 2024 | 15 | 303.9658 | 310.7225 | 8.8385 | 74.9618 | 0
| Zone | Remainder of System | 10 | Average Weekday | SCE | 1-in-2 | 2024 | 16 | 273.3338 | 276.0302 | 8.3321 | 75.8111 | 0
| Zone | Remainder of System | 10 | Average Weekday | SCE | 1-in-2 | 2024 | 17 | 270.1096 | 276.2235 | 8.1194 | 75.6843 | 0
| Zone | Remainder of System | 10 | Average Weekday | SCE | 1-in-2 | 2024 | 18 | 251.5699 | 258.1157 | 8.1774 | 74.5942 | 0
| Zone | Remainder of System | 10 | Average Weekday | SCE | 1-in-2 | 2024 | 19 | 266.6402 | 273.2568 | 8.5943 | 72.5631 | 0
| Zone | Remainder of System | 10 | Average Weekday | SCE | 1-in-2 | 2024 | 20 | 258.6948 | 262.155 | 8.2974 | 69.6331 | 0
| Zone | Remainder of System | 10 | Average Weekday | SCE | 1-in-2 | 2024 | 21 | 246.8252 | 252.474 | 8.0053 | 67.329 | 0
| Zone | Remainder of System | 10 | Average Weekday | SCE | 1-in-2 | 2024 | 22 | 429.9924 | 447.7885 | 8.2503 | 65.6424 | 0
| Zone | Remainder of System | 10 | Average Weekday | SCE | 1-in-2 | 2024 | 23 | 409.1978 | 429.7634 | 8.4049 | 64.3401 | 0
| Zone | Remainder of System | 10 | Average Weekday | SCE | 1-in-2 | 2024 | 24 | 338.7896 | 362.2008 | 8.5864 | 63.2154 | 0
| Zone | Remainder of System | 10 | Monthly System Peak Day | SCE | 1-in-2 | 2024 | 1 | 286.0185 | 306.3621 | 8.3147 | 70.789 | 0
| Zone | Remainder of System | 10 | Monthly System Peak Day | SCE | 1-in-2 | 2024 | 2 | 279.7678 | 291.192 | 8.2589 | 69.3827 | 0
| Zone | Remainder of System | 10 | Monthly System Peak Day | SCE | 1-in-2 | 2024 | 3 | 430.9863 | 444.909 | 8.2525 | 67.3456 | 0
| Zone | Remainder of System | 10 | Monthly System Peak Day | SCE | 1-in-2 | 2024 | 4 | 595.9595 | 612.3505 | 8.2395 | 66.5839 | 0
| Zone | Remainder of System | 10 | Monthly System Peak Day | SCE | 1-in-2 | 2024 | 5 | 582.738 | 602.1418 | 8.2334 | 65.9856 | 0
| Zone | Remainder of System | 10 | Monthly System Peak Day | SCE | 1-in-2 | 2024 | 6 | 578.9973 | 592.6533 | 8.2107 | 65.2669 | 0
| Zone | Remainder of System | 10 | Monthly System Peak Day | SCE | 1-in-2 | 2024 | 7 | 578.9922 | 572.617 | 8.1983 | 64.3182 | 0
| Zone | Remainder of System | 10 | Monthly System Peak Day | SCE | 1-in-2 | 2024 | 8 | 568.3267 | 572.3698 | 8.3558 | 64.1286 | 0
| Zone | Remainder of System | 10 | Monthly System Peak Day | SCE | 1-in-2 | 2024 | 9 | 541.7193 | 591.2659 | 8.6549 | 64.9142 | 0
| Zone | Remainder of System | 10 | Monthly System Peak Day | SCE | 1-in-2 | 2024 | 10 | 523.5504 | 547.6579 | 8.4405 | 69.0419 | 0
| Zone | Remainder of System | 10 | Monthly System Peak Day | SCE | 1-in-2 | 2024 | 11 | 507.3443 | 529.0361 | 8.5822 | 75.3311 | 0
| Zone | Remainder of System | 10 | Monthly System Peak Day | SCE | 1-in-2 | 2024 | 12 | 495.9561 | 521.4109 | 8.7535 | 81.3694 | 0
| Zone | Remainder of System | 10 | Monthly System Peak Day | SCE | 1-in-2 | 2024 | 13 | 399.2411 | 408.9561 | 8.9013 | 85.661 | 0
| Zone | Remainder of System | 10 | Monthly System Peak Day | SCE | 1-in-2 | 2024 | 14 | 349.3918 | 355.3564 | 8.806 | 88.0198 | 0
| Zone | Remainder of System | 10 | Monthly System Peak Day | SCE | 1-in-2 | 2024 | 15 | 303.9658 | 311.0246 | 8.5165 | 89.3562 | 0
| Zone | Remainder of System | 10 | Monthly System Peak Day | SCE | 1-in-2 | 2024 | 16 | 273.3338 | 274.6851 | 8.2015 | 90.0823 | 0
| Zone | Remainder of System | 10 | Monthly System Peak Day | SCE | 1-in-2 | 2024 | 17 | 270.1096 | 276.183 | 8.0649 | 89.8948 | 0
| Zone | Remainder of System | 10 | Monthly System Peak Day | SCE | 1-in-2 | 2024 | 18 | 251.5699 | 257.9204 | 8.061 | 88.749 | 0
| Zone | Remainder of System | 10 | Monthly System Peak Day | SCE | 1-in-2 | 2024 | 19 | 266.6402 | 272.3384 | 8.5529 | 86.7542 | 0
| Zone | Remainder of System | 10 | Monthly System Peak Day | SCE | 1-in-2 | 2024 | 20 | 258.6948 | 262.7329 | 8.2969 | 83.4368 | 0
| Zone | Remainder of System | 10 | Monthly System Peak Day | SCE | 1-in-2 | 2024 | 21 | 246.8252 | 255.0613 | 8.2493 | 80.0617 | 0
| Zone | Remainder of System | 10 | Monthly System Peak Day | SCE | 1-in-2 | 2024 | 22 | 429.9924 | 447.7399 | 8.1779 | 77.4533 | 0
| Zone | Remainder of System | 10 | Monthly System Peak Day | SCE | 1-in-2 | 2024 | 23 | 409.1978 | 433.1166 | 8.2668 | 74.9468 | 0
| Zone | Remainder of System | 10 | Monthly System Peak Day | SCE | 1-in-2 | 2024 | 24 | 338.7896 | 376.4508 | 8.3771 | 73.4656 | 0
| Zone | Remainder of System | 11 | Average Weekday | SCE | 1-in-2 | 2024 | 1 | 269.1088 | 275.7158 | 8.3685 | 56.3377 | 0
| Zone | Remainder of System | 11 | Average Weekday | SCE | 1-in-2 | 2024 | 2 | 267.968 | 274.2658 | 8.3876 | 55.4292 | 0
| Zone | Remainder of System | 11 | Average Weekday | SCE | 1-in-2 | 2024 | 3 | 413.8059 | 424.315 | 8.3624 | 54.7265 | 0
| Zone | Remainder of System | 11 | Average Weekday | SCE | 1-in-2 | 2024 | 4 | 589.5698 | 606.9503 | 8.3742 | 54.1046 | 0
| Zone | Remainder of System | 11 | Average Weekday | SCE | 1-in-2 | 2024 | 5 | 556.4077 | 581.6539 | 8.3474 | 53.5218 | 0
| Zone | Remainder of System | 11 | Average Weekday | SCE | 1-in-2 | 2024 | 6 | 543.3429 | 570.4594 | 8.3535 | 52.9617 | 0
| Zone | Remainder of System | 11 | Average Weekday | SCE | 1-in-2 | 2024 | 7 | 551.5031 | 548.6977 | 8.5438 | 52.6793 | 0
| Zone | Remainder of System | 11 | Average Weekday | SCE | 1-in-2 | 2024 | 8 | 530.8101 | 534.6904 | 8.8494 | 52.5522 | 0
| Zone | Remainder of System | 11 | Average Weekday | SCE | 1-in-2 | 2024 | 9 | 515.7352 | 542.7547 | 8.5308 | 54.1377 | 0
| Zone | Remainder of System | 11 | Average Weekday | SCE | 1-in-2 | 2024 | 10 | 493.5503 | 505.92 | 8.83 | 57.6626 | 0
| Zone | Remainder of System | 11 | Average Weekday | SCE | 1-in-2 | 2024 | 11 | 467.4305 | 475.5467 | 9.0212 | 61.6392 | 0
| Zone | Remainder of System | 11 | Average Weekday | SCE | 1-in-2 | 2024 | 12 | 460.8497 | 468.2557 | 9.1176 | 65.053 | 0
| Zone | Remainder of System | 11 | Average Weekday | SCE | 1-in-2 | 2024 | 13 | 373.0704 | 384.2547 | 8.8951 | 67.5163 | 0
| Zone | Remainder of System | 11 | Average Weekday | SCE | 1-in-2 | 2024 | 14 | 340.0773 | 347.7691 | 8.6302 | 69.0679 | 0
| Zone | Remainder of System | 11 | Average Weekday | SCE | 1-in-2 | 2024 | 15 | 287.5996 | 297.0688 | 8.3106 | 69.9383 | 0
| Zone | Remainder of System | 11 | Average Weekday | SCE | 1-in-2 | 2024 | 16 | 259.9501 | 262.5125 | 8.3953 | 70.0307 | 0
| Zone | Remainder of System | 11 | Average Weekday | SCE | 1-in-2 | 2024 | 17 | 264.3852 | 269.8734 | 8.2021 | 69.073 | 0
| Zone | Remainder of System | 11 | Average Weekday | SCE | 1-in-2 | 2024 | 18 | 246.5272 | 252.6606 | 8.3732 | 66.8593 | 0
| Zone | Remainder of System | 11 | Average Weekday | SCE | 1-in-2 | 2024 | 19 | 263.523 | 267.85 | 8.3126 | 64.2909 | 0
| Zone | Remainder of System | 11 | Average Weekday | SCE | 1-in-2 | 2024 | 20 | 248.8081 | 309.7563 | 10.4035 | 62.3427 | 0
| Zone | Remainder of System | 11 | Average Weekday | SCE | 1-in-2 | 2024 | 21 | 235.9053 | 242.1743 | 7.9731 | 60.7342 | 0
| Zone | Remainder of System | 11 | Average Weekday | SCE | 1-in-2 | 2024 | 22 | 411.8232 | 427.7378 | 8.3352 | 59.3492 | 0
| Zone | Remainder of System | 11 | Average Weekday | SCE | 1-in-2 | 2024 | 23 | 391.4859 | 406.4998 | 8.502 | 58.1896 | 0
| Zone | Remainder of System | 11 | Average Weekday | SCE | 1-in-2 | 2024 | 24 | 319.6617 | 332.3967 | 8.4251 | 57.2544 | 0
| Zone | Remainder of System | 11 | Monthly System Peak Day | SCE | 1-in-2 | 2024 | 1 | 269.1088 | 280.7812 | 8.2856 | 62.9629 | 0
| Zone | Remainder of System | 11 | Monthly System Peak Day | SCE | 1-in-2 | 2024 | 2 | 267.968 | 278.1616 | 8.3081 | 61.5748 | 0
| Zone | Remainder of System | 11 | Monthly System Peak Day | SCE | 1-in-2 | 2024 | 3 | 413.8059 | 427.7957 | 8.2956 | 60.682 | 0
| Zone | Remainder of System | 11 | Monthly System Peak Day | SCE | 1-in-2 | 2024 | 4 | 589.5698 | 610.4923 | 8.3056 | 59.921 | 0
| Zone | Remainder of System | 11 | Monthly System Peak Day | SCE | 1-in-2 | 2024 | 5 | 556.4077 | 585.3371 | 8.2963 | 59.1649 | 0
| Zone | Remainder of System | 11 | Monthly System Peak Day | SCE | 1-in-2 | 2024 | 6 | 543.3429 | 571.5544 | 8.3031 | 58.0889 | 0
| Zone | Remainder of System | 11 | Monthly System Peak Day | SCE | 1-in-2 | 2024 | 7 | 551.5031 | 537.279 | 8.4568 | 57.8746 | 0
| Zone | Remainder of System | 11 | Monthly System Peak Day | SCE | 1-in-2 | 2024 | 8 | 530.8101 | 540.0287 | 8.8469 | 57.32 | 0
| Zone | Remainder of System | 11 | Monthly System Peak Day | SCE | 1-in-2 | 2024 | 9 | 515.7352 | 551.0994 | 8.446 | 59.5354 | 0
| Zone | Remainder of System | 11 | Monthly System Peak Day | SCE | 1-in-2 | 2024 | 10 | 493.5503 | 515.7127 | 8.8181 | 64.4605 | 0
| Zone | Remainder of System | 11 | Monthly System Peak Day | SCE | 1-in-2 | 2024 | 11 | 467.4305 | 488.6505 | 9.1022 | 70.7812 | 0
| Zone | Remainder of System | 11 | Monthly System Peak Day | SCE | 1-in-2 | 2024 | 12 | 460.8497 | 483.9926 | 9.2634 | 76.6454 | 0
| Zone | Remainder of System | 11 | Monthly System Peak Day | SCE | 1-in-2 | 2024 | 13 | 373.0704 | 384.4802 | 8.9387 | 80.6052 | 0
| Zone | Remainder of System | 11 | Monthly System Peak Day | SCE | 1-in-2 | 2024 | 14 | 340.0773 | 346.1288 | 8.5669 | 83.1096 | 0
| Zone | Remainder of System | 11 | Monthly System Peak Day | SCE | 1-in-2 | 2024 | 15 | 287.5996 | 297.1248 | 8.2194 | 84.4602 | 0
| Zone | Remainder of System | 11 | Monthly System Peak Day | SCE | 1-in-2 | 2024 | 16 | 259.9501 | 261.3618 | 8.3053 | 84.6998 | 0
| Zone | Remainder of System | 11 | Monthly System Peak Day | SCE | 1-in-2 | 2024 | 17 | 264.3852 | 271.8993 | 8.114 | 83.4215 | 0
| Zone | Remainder of System | 11 | Monthly System Peak Day | SCE | 1-in-2 | 2024 | 18 | 246.5272 | 255.2342 | 8.2789 | 80.7623 | 0
| Zone | Remainder of System | 11 | Monthly System Peak Day | SCE | 1-in-2 | 2024 | 19 | 263.523 | 268.9944 | 8.3116 | 76.9132 | 0
| Zone | Remainder of System | 11 | Monthly System Peak Day | SCE | 1-in-2 | 2024 | 20 | 248.8081 | 357.0545 | 17.1109 | 74.1084 | 0
| Zone | Remainder of System | 11 | Monthly System Peak Day | SCE | 1-in-2 | 2024 | 21 | 235.9053 | 244.4639 | 8.2831 | 71.8048 | 0
| Zone | Remainder of System | 11 | Monthly System Peak Day | SCE | 1-in-2 | 2024 | 22 | 411.8232 | 429.1088 | 8.2567 | 69.7539 | 0
| Zone | Remainder of System | 11 | Monthly System Peak Day | SCE | 1-in-2 | 2024 | 23 | 391.4859 | 412.3113 | 8.4131 | 68.1384 | 0
| Zone | Remainder of System | 11 | Monthly System Peak Day | SCE | 1-in-2 | 2024 | 24 | 319.6617 | 342.0071 | 8.3302 | 66.5664 | 0
| Zone | Remainder of System | 12 | Average Weekday | SCE | 1-in-2 | 2024 | 1 | 253.8928 | 260.8961 | 8.2286 | 50.1723 | 0
| Zone | Remainder of System | 12 | Average Weekday | SCE | 1-in-2 | 2024 | 2 | 249.8535 | 256.4299 | 8.2551 | 49.47 | 0
| Zone | Remainder of System | 12 | Average Weekday | SCE | 1-in-2 | 2024 | 3 | 389.6073 | 401.7568 | 8.2609 | 48.8424 | 0
| Zone | Remainder of System | 12 | Average Weekday | SCE | 1-in-2 | 2024 | 4 | 564.9401 | 583.9351 | 8.2677 | 48.2737 | 0
| Zone | Remainder of System | 12 | Average Weekday | SCE | 1-in-2 | 2024 | 5 | 535.6106 | 564.4639 | 8.2713 | 47.7582 | 0
| Zone | Remainder of System | 12 | Average Weekday | SCE | 1-in-2 | 2024 | 6 | 511.7375 | 543.4868 | 8.2767 | 47.2208 | 0
| Zone | Remainder of System | 12 | Average Weekday | SCE | 1-in-2 | 2024 | 7 | 505.9202 | 504.6261 | 8.237 | 46.8903 | 0
| Zone | Remainder of System | 12 | Average Weekday | SCE | 1-in-2 | 2024 | 8 | 497.538 | 504.3934 | 8.187 | 46.6249 | 0
| Zone | Remainder of System | 12 | Average Weekday | SCE | 1-in-2 | 2024 | 9 | 478.5608 | 506.7284 | 8.1368 | 47.1296 | 0
| Zone | Remainder of System | 12 | Average Weekday | SCE | 1-in-2 | 2024 | 10 | 449.6148 | 465.7396 | 8.1647 | 49.7166 | 0
| Zone | Remainder of System | 12 | Average Weekday | SCE | 1-in-2 | 2024 | 11 | 425.3555 | 435.3738 | 8.1203 | 53.0028 | 0
| Zone | Remainder of System | 12 | Average Weekday | SCE | 1-in-2 | 2024 | 12 | 417.7185 | 424.7377 | 8.0791 | 56.0652 | 0
| Zone | Remainder of System | 12 | Average Weekday | SCE | 1-in-2 | 2024 | 13 | 339.1447 | 349.9193 | 8.0687 | 58.4044 | 0
| Zone | Remainder of System | 12 | Average Weekday | SCE | 1-in-2 | 2024 | 14 | 308.305 | 316.8311 | 8.1037 | 60.0157 | 0
| Zone | Remainder of System | 12 | Average Weekday | SCE | 1-in-2 | 2024 | 15 | 270.5408 | 279.0961 | 8.1618 | 60.9106 | 0
| Zone | Remainder of System | 12 | Average Weekday | SCE | 1-in-2 | 2024 | 16 | 237.7251 | 240.0474 | 8.2226 | 61.1029 | 0
| Zone | Remainder of System | 12 | Average Weekday | SCE | 1-in-2 | 2024 | 17 | 243.1322 | 249.572 | 8.0799 | 60.4067 | 0
| Zone | Remainder of System | 12 | Average Weekday | SCE | 1-in-2 | 2024 | 18 | 227.5317 | 233.426 | 8.0583 | 58.4535 | 0
| Zone | Remainder of System | 12 | Average Weekday | SCE | 1-in-2 | 2024 | 19 | 245.7646 | 250.0832 | 8.3122 | 56.1744 | 0
| Zone | Remainder of System | 12 | Average Weekday | SCE | 1-in-2 | 2024 | 20 | 238.5125 | 300.2769 | 8.3301 | 54.5751 | 0
| Zone | Remainder of System | 12 | Average Weekday | SCE | 1-in-2 | 2024 | 21 | 225.7841 | 232.4331 | 7.9728 | 53.3029 | 0
| Zone | Remainder of System | 12 | Average Weekday | SCE | 1-in-2 | 2024 | 22 | 399.2392 | 414.8259 | 8.1715 | 52.1925 | 0
| Zone | Remainder of System | 12 | Average Weekday | SCE | 1-in-2 | 2024 | 23 | 380.3364 | 395.0322 | 8.1968 | 51.2585 | 0
| Zone | Remainder of System | 12 | Average Weekday | SCE | 1-in-2 | 2024 | 24 | 309.3776 | 322.9342 | 8.1996 | 50.3709 | 0
| Zone | Remainder of System | 12 | Monthly System Peak Day | SCE | 1-in-2 | 2024 | 1 | 253.8928 | 260.8961 | 8.2286 | 42.6698 | 0
| Zone | Remainder of System | 12 | Monthly System Peak Day | SCE | 1-in-2 | 2024 | 2 | 249.8535 | 256.4299 | 8.2551 | 41.9151 | 0
| Zone | Remainder of System | 12 | Monthly System Peak Day | SCE | 1-in-2 | 2024 | 3 | 389.6073 | 401.7568 | 8.2609 | 41.1108 | 0
| Zone | Remainder of System | 12 | Monthly System Peak Day | SCE | 1-in-2 | 2024 | 4 | 564.9401 | 583.9351 | 8.2677 | 40.6979 | 0
| Zone | Remainder of System | 12 | Monthly System Peak Day | SCE | 1-in-2 | 2024 | 5 | 535.6106 | 564.4639 | 8.2713 | 40.2189 | 0
| Zone | Remainder of System | 12 | Monthly System Peak Day | SCE | 1-in-2 | 2024 | 6 | 511.7375 | 543.4868 | 8.2767 | 39.9074 | 0
| Zone | Remainder of System | 12 | Monthly System Peak Day | SCE | 1-in-2 | 2024 | 7 | 505.9202 | 504.6261 | 8.237 | 39.547 | 0
| Zone | Remainder of System | 12 | Monthly System Peak Day | SCE | 1-in-2 | 2024 | 8 | 497.538 | 504.3934 | 8.187 | 38.9194 | 0
| Zone | Remainder of System | 12 | Monthly System Peak Day | SCE | 1-in-2 | 2024 | 9 | 478.5608 | 506.7284 | 8.1368 | 39.6245 | 0
| Zone | Remainder of System | 12 | Monthly System Peak Day | SCE | 1-in-2 | 2024 | 10 | 449.6148 | 465.7396 | 8.1647 | 43.6048 | 0
| Zone | Remainder of System | 12 | Monthly System Peak Day | SCE | 1-in-2 | 2024 | 11 | 425.3555 | 435.3738 | 8.1203 | 48.0539 | 0
| Zone | Remainder of System | 12 | Monthly System Peak Day | SCE | 1-in-2 | 2024 | 12 | 417.7185 | 424.7377 | 8.0791 | 52.486 | 0
| Zone | Remainder of System | 12 | Monthly System Peak Day | SCE | 1-in-2 | 2024 | 13 | 339.1447 | 349.9193 | 8.0687 | 55.021 | 0
| Zone | Remainder of System | 12 | Monthly System Peak Day | SCE | 1-in-2 | 2024 | 14 | 308.305 | 316.8311 | 8.1037 | 56.6707 | 0
| Zone | Remainder of System | 12 | Monthly System Peak Day | SCE | 1-in-2 | 2024 | 15 | 270.5408 | 279.0961 | 8.1618 | 57.6764 | 0
| Zone | Remainder of System | 12 | Monthly System Peak Day | SCE | 1-in-2 | 2024 | 16 | 237.7251 | 240.0474 | 8.2226 | 58.0747 | 0
| Zone | Remainder of System | 12 | Monthly System Peak Day | SCE | 1-in-2 | 2024 | 17 | 243.1322 | 249.572 | 8.0799 | 57.8306 | 0
| Zone | Remainder of System | 12 | Monthly System Peak Day | SCE | 1-in-2 | 2024 | 18 | 227.5317 | 233.426 | 8.0583 | 55.8258 | 0
| Zone | Remainder of System | 12 | Monthly System Peak Day | SCE | 1-in-2 | 2024 | 19 | 245.7646 | 250.0832 | 8.3122 | 52.9366 | 0
| Zone | Remainder of System | 12 | Monthly System Peak Day | SCE | 1-in-2 | 2024 | 20 | 238.5125 | 300.2769 | 8.3301 | 50.7595 | 0
| Zone | Remainder of System | 12 | Monthly System Peak Day | SCE | 1-in-2 | 2024 | 21 | 225.7841 | 232.4331 | 7.9728 | 48.9271 | 0
| Zone | Remainder of System | 12 | Monthly System Peak Day | SCE | 1-in-2 | 2024 | 22 | 399.2392 | 414.8259 | 8.1715 | 47.1432 | 0
| Zone | Remainder of System | 12 | Monthly System Peak Day | SCE | 1-in-2 | 2024 | 23 | 380.3364 | 395.0322 | 8.1968 | 45.5948 | 0
| Zone | Remainder of System | 12 | Monthly System Peak Day | SCE | 1-in-2 | 2024 | 24 | 309.3776 | 322.9342 | 8.1996 | 44.4353 | 0
| Zone | Remainder of System | 1 | Average Weekday | SCE | 1-in-2 | 2025 | 1 | 263.5513 | 269.87 | 8.2578 | 51.6842 | 0
| Zone | Remainder of System | 1 | Average Weekday | SCE | 1-in-2 | 2025 | 2 | 261.0794 | 268.3064 | 8.284 | 50.7685 | 0
| Zone | Remainder of System | 1 | Average Weekday | SCE | 1-in-2 | 2025 | 3 | 404.3298 | 416.0931 | 8.2896 | 49.9205 | 0
| Zone | Remainder of System | 1 | Average Weekday | SCE | 1-in-2 | 2025 | 4 | 575.5659 | 593.8955 | 8.2964 | 49.2463 | 0
| Zone | Remainder of System | 1 | Average Weekday | SCE | 1-in-2 | 2025 | 5 | 548.1893 | 576.1513 | 8.3 | 48.4951 | 0
| Zone | Remainder of System | 1 | Average Weekday | SCE | 1-in-2 | 2025 | 6 | 534.1534 | 565.0701 | 8.3054 | 47.8427 | 0
| Zone | Remainder of System | 1 | Average Weekday | SCE | 1-in-2 | 2025 | 7 | 540.9136 | 538.7883 | 8.2661 | 47.4947 | 0
| Zone | Remainder of System | 1 | Average Weekday | SCE | 1-in-2 | 2025 | 8 | 532.6127 | 538.3943 | 8.217 | 47.191 | 0
| Zone | Remainder of System | 1 | Average Weekday | SCE | 1-in-2 | 2025 | 9 | 500.8301 | 526.3688 | 8.1678 | 47.8607 | 0
| Zone | Remainder of System | 1 | Average Weekday | SCE | 1-in-2 | 2025 | 10 | 482.9153 | 496.0735 | 8.1951 | 51.2694 | 0
| Zone | Remainder of System | 1 | Average Weekday | SCE | 1-in-2 | 2025 | 11 | 454.5177 | 462.8905 | 8.1518 | 55.8102 | 0
| Zone | Remainder of System | 1 | Average Weekday | SCE | 1-in-2 | 2025 | 12 | 449.5045 | 456.5755 | 8.1116 | 60.0831 | 0
| Zone | Remainder of System | 1 | Average Weekday | SCE | 1-in-2 | 2025 | 13 | 377.9263 | 388.7013 | 8.1016 | 63.2369 | 0
| Zone | Remainder of System | 1 | Average Weekday | SCE | 1-in-2 | 2025 | 14 | 342.4066 | 350.0962 | 8.1357 | 65.3415 | 0
| Zone | Remainder of System | 1 | Average Weekday | SCE | 1-in-2 | 2025 | 15 | 297.1945 | 304.9725 | 8.1923 | 66.6752 | 0
| Zone | Remainder of System | 1 | Average Weekday | SCE | 1-in-2 | 2025 | 16 | 264.2801 | 266.5337 | 8.2519 | 67.1856 | 0
| Zone | Remainder of System | 1 | Average Weekday | SCE | 1-in-2 | 2025 | 17 | 267.3885 | 273.769 | 8.1194 | 66.6752 | 0
| Zone | Remainder of System | 1 | Average Weekday | SCE | 1-in-2 | 2025 | 18 | 248.5551 | 254.5832 | 8.0979 | 64.7423 | 0
| Zone | Remainder of System | 1 | Average Weekday | SCE | 1-in-2 | 2025 | 19 | 262.3481 | 266.7306 | 8.3528 | 61.5145 | 0
| Zone | Remainder of System | 1 | Average Weekday | SCE | 1-in-2 | 2025 | 20 | 253.0267 | 314.831 | 8.3693 | 59.0859 | 0
| Zone | Remainder of System | 1 | Average Weekday | SCE | 1-in-2 | 2025 | 21 | 236.0827 | 242.519 | 8.0119 | 57.2936 | 0
| Zone | Remainder of System | 1 | Average Weekday | SCE | 1-in-2 | 2025 | 22 | 409.7812 | 425.6437 | 8.2006 | 55.8199 | 0
| Zone | Remainder of System | 1 | Average Weekday | SCE | 1-in-2 | 2025 | 23 | 396.393 | 411.1634 | 8.2264 | 54.5391 | 0
| Zone | Remainder of System | 1 | Average Weekday | SCE | 1-in-2 | 2025 | 24 | 326.8271 | 339.2234 | 8.2293 | 53.3992 | 0
| Zone | Remainder of System | 1 | Monthly System Peak Day | SCE | 1-in-2 | 2025 | 1 | 263.5513 | 269.87 | 8.2578 | 45.2329 | 0
| Zone | Remainder of System | 1 | Monthly System Peak Day | SCE | 1-in-2 | 2025 | 2 | 261.0794 | 268.3064 | 8.284 | 44.3477 | 0
| Zone | Remainder of System | 1 | Monthly System Peak Day | SCE | 1-in-2 | 2025 | 3 | 404.3298 | 416.0931 | 8.2896 | 43.1525 | 0
| Zone | Remainder of System | 1 | Monthly System Peak Day | SCE | 1-in-2 | 2025 | 4 | 575.5659 | 593.8955 | 8.2964 | 42.4549 | 0
| Zone | Remainder of System | 1 | Monthly System Peak Day | SCE | 1-in-2 | 2025 | 5 | 548.1893 | 576.1513 | 8.3 | 41.466 | 0
| Zone | Remainder of System | 1 | Monthly System Peak Day | SCE | 1-in-2 | 2025 | 6 | 534.1534 | 565.0701 | 8.3054 | 41.032 | 0
| Zone | Remainder of System | 1 | Monthly System Peak Day | SCE | 1-in-2 | 2025 | 7 | 540.9136 | 538.7883 | 8.2661 | 40.989 | 0
| Zone | Remainder of System | 1 | Monthly System Peak Day | SCE | 1-in-2 | 2025 | 8 | 532.6127 | 538.3943 | 8.217 | 41.1076 | 0
| Zone | Remainder of System | 1 | Monthly System Peak Day | SCE | 1-in-2 | 2025 | 9 | 500.8301 | 526.3688 | 8.1678 | 41.7407 | 0
| Zone | Remainder of System | 1 | Monthly System Peak Day | SCE | 1-in-2 | 2025 | 10 | 482.9153 | 496.0735 | 8.1951 | 44.4336 | 0
| Zone | Remainder of System | 1 | Monthly System Peak Day | SCE | 1-in-2 | 2025 | 11 | 454.5177 | 462.8905 | 8.1518 | 47.8574 | 0
| Zone | Remainder of System | 1 | Monthly System Peak Day | SCE | 1-in-2 | 2025 | 12 | 449.5045 | 456.5755 | 8.1116 | 50.8356 | 0
| Zone | Remainder of System | 1 | Monthly System Peak Day | SCE | 1-in-2 | 2025 | 13 | 377.9263 | 388.7013 | 8.1016 | 52.4705 | 0
| Zone | Remainder of System | 1 | Monthly System Peak Day | SCE | 1-in-2 | 2025 | 14 | 342.4066 | 350.0962 | 8.1357 | 52.7748 | 0
| Zone | Remainder of System | 1 | Monthly System Peak Day | SCE | 1-in-2 | 2025 | 15 | 297.1945 | 304.9725 | 8.1923 | 53.0031 | 0
| Zone | Remainder of System | 1 | Monthly System Peak Day | SCE | 1-in-2 | 2025 | 16 | 264.2801 | 266.5337 | 8.2519 | 54.3325 | 0
| Zone | Remainder of System | 1 | Monthly System Peak Day | SCE | 1-in-2 | 2025 | 17 | 267.3885 | 273.769 | 8.1194 | 54.7159 | 0
| Zone | Remainder of System | 1 | Monthly System Peak Day | SCE | 1-in-2 | 2025 | 18 | 248.5551 | 254.5832 | 8.0979 | 53.6653 | 0
| Zone | Remainder of System | 1 | Monthly System Peak Day | SCE | 1-in-2 | 2025 | 19 | 262.3481 | 266.7306 | 8.3528 | 51.839 | 0
| Zone | Remainder of System | 1 | Monthly System Peak Day | SCE | 1-in-2 | 2025 | 20 | 253.0267 | 314.831 | 8.3693 | 50.4515 | 0
| Zone | Remainder of System | 1 | Monthly System Peak Day | SCE | 1-in-2 | 2025 | 21 | 236.0827 | 242.519 | 8.0119 | 49.5422 | 0
| Zone | Remainder of System | 1 | Monthly System Peak Day | SCE | 1-in-2 | 2025 | 22 | 409.7812 | 425.6437 | 8.2006 | 48.5366 | 0
| Zone | Remainder of System | 1 | Monthly System Peak Day | SCE | 1-in-2 | 2025 | 23 | 396.393 | 411.1634 | 8.2264 | 47.118 | 0
| Zone | Remainder of System | 1 | Monthly System Peak Day | SCE | 1-in-2 | 2025 | 24 | 326.8271 | 339.2234 | 8.2293 | 46.2753 | 0
| Zone | Remainder of System | 2 | Average Weekday | SCE | 1-in-2 | 2025 | 1 | 263.5091 | 270.6449 | 8.3148 | 51.2742 | 0
| Zone | Remainder of System | 2 | Average Weekday | SCE | 1-in-2 | 2025 | 2 | 257.6148 | 265.7594 | 8.3467 | 50.4072 | 0
| Zone | Remainder of System | 2 | Average Weekday | SCE | 1-in-2 | 2025 | 3 | 397.3029 | 410.4494 | 8.3534 | 49.536 | 0
| Zone | Remainder of System | 2 | Average Weekday | SCE | 1-in-2 | 2025 | 4 | 564.9662 | 585.9385 | 8.3614 | 48.8013 | 0
| Zone | Remainder of System | 2 | Average Weekday | SCE | 1-in-2 | 2025 | 5 | 545.6968 | 576.6682 | 8.3648 | 48.212 | 0
| Zone | Remainder of System | 2 | Average Weekday | SCE | 1-in-2 | 2025 | 6 | 535.8188 | 568.7211 | 8.3696 | 47.6223 | 0
| Zone | Remainder of System | 2 | Average Weekday | SCE | 1-in-2 | 2025 | 7 | 528.5825 | 527.8117 | 8.3218 | 47.1867 | 0
| Zone | Remainder of System | 2 | Average Weekday | SCE | 1-in-2 | 2025 | 8 | 519.1188 | 525.3407 | 8.2634 | 47.0018 | 0
| Zone | Remainder of System | 2 | Average Weekday | SCE | 1-in-2 | 2025 | 9 | 499.7251 | 525.6314 | 8.204 | 48.3194 | 0
| Zone | Remainder of System | 2 | Average Weekday | SCE | 1-in-2 | 2025 | 10 | 477.6101 | 490.1376 | 8.2395 | 51.798 | 0
| Zone | Remainder of System | 2 | Average Weekday | SCE | 1-in-2 | 2025 | 11 | 453.6995 | 462.3061 | 8.1848 | 55.8778 | 0
| Zone | Remainder of System | 2 | Average Weekday | SCE | 1-in-2 | 2025 | 12 | 448.4944 | 456.2463 | 8.1329 | 59.4056 | 0
| Zone | Remainder of System | 2 | Average Weekday | SCE | 1-in-2 | 2025 | 13 | 372.4916 | 384.3296 | 8.1189 | 62.0189 | 0
| Zone | Remainder of System | 2 | Average Weekday | SCE | 1-in-2 | 2025 | 14 | 333.9765 | 342.2909 | 8.1633 | 63.7177 | 0
| Zone | Remainder of System | 2 | Average Weekday | SCE | 1-in-2 | 2025 | 15 | 283.7689 | 293.6095 | 8.2349 | 64.6926 | 0
| Zone | Remainder of System | 2 | Average Weekday | SCE | 1-in-2 | 2025 | 16 | 253.8703 | 257.6109 | 8.3082 | 64.9768 | 0
| Zone | Remainder of System | 2 | Average Weekday | SCE | 1-in-2 | 2025 | 17 | 246.1911 | 251.3073 | 8.1519 | 64.4648 | 0
| Zone | Remainder of System | 2 | Average Weekday | SCE | 1-in-2 | 2025 | 18 | 232.8344 | 237.9691 | 8.124 | 63.0519 | 0
| Zone | Remainder of System | 2 | Average Weekday | SCE | 1-in-2 | 2025 | 19 | 254.7926 | 259.2565 | 8.3529 | 60.4631 | 0
| Zone | Remainder of System | 2 | Average Weekday | SCE | 1-in-2 | 2025 | 20 | 246.2224 | 306.1296 | 8.3728 | 58.0362 | 0
| Zone | Remainder of System | 2 | Average Weekday | SCE | 1-in-2 | 2025 | 21 | 224.5468 | 230.7369 | 7.9861 | 56.2859 | 0
| Zone | Remainder of System | 2 | Average Weekday | SCE | 1-in-2 | 2025 | 22 | 394.7383 | 410.4442 | 8.2417 | 54.9557 | 0
| Zone | Remainder of System | 2 | Average Weekday | SCE | 1-in-2 | 2025 | 23 | 379.683 | 394.8526 | 8.2756 | 53.7427 | 0
| Zone | Remainder of System | 2 | Average Weekday | SCE | 1-in-2 | 2025 | 24 | 319.7048 | 333.359 | 8.2796 | 52.6077 | 0
| Zone | Remainder of System | 2 | Monthly System Peak Day | SCE | 1-in-2 | 2025 | 1 | 263.5091 | 270.6449 | 8.3148 | 43.0796 | 0
| Zone | Remainder of System | 2 | Monthly System Peak Day | SCE | 1-in-2 | 2025 | 2 | 257.6148 | 265.7594 | 8.3467 | 42.6704 | 0
| Zone | Remainder of System | 2 | Monthly System Peak Day | SCE | 1-in-2 | 2025 | 3 | 397.3029 | 410.4494 | 8.3534 | 42.2478 | 0
| Zone | Remainder of System | 2 | Monthly System Peak Day | SCE | 1-in-2 | 2025 | 4 | 564.9662 | 585.9385 | 8.3614 | 41.6455 | 0
| Zone | Remainder of System | 2 | Monthly System Peak Day | SCE | 1-in-2 | 2025 | 5 | 545.6968 | 576.6682 | 8.3648 | 40.9489 | 0
| Zone | Remainder of System | 2 | Monthly System Peak Day | SCE | 1-in-2 | 2025 | 6 | 535.8188 | 568.7211 | 8.3696 | 40.2685 | 0
| Zone | Remainder of System | 2 | Monthly System Peak Day | SCE | 1-in-2 | 2025 | 7 | 528.5825 | 527.8117 | 8.3218 | 40.074 | 0
| Zone | Remainder of System | 2 | Monthly System Peak Day | SCE | 1-in-2 | 2025 | 8 | 519.1188 | 525.3407 | 8.2634 | 40.4173 | 0
| Zone | Remainder of System | 2 | Monthly System Peak Day | SCE | 1-in-2 | 2025 | 9 | 499.7251 | 525.6314 | 8.204 | 41.9505 | 0
| Zone | Remainder of System | 2 | Monthly System Peak Day | SCE | 1-in-2 | 2025 | 10 | 477.6101 | 490.1376 | 8.2395 | 44.4785 | 0
| Zone | Remainder of System | 2 | Monthly System Peak Day | SCE | 1-in-2 | 2025 | 11 | 453.6995 | 462.3061 | 8.1848 | 47.3478 | 0
| Zone | Remainder of System | 2 | Monthly System Peak Day | SCE | 1-in-2 | 2025 | 12 | 448.4944 | 456.2463 | 8.1329 | 49.7673 | 0
| Zone | Remainder of System | 2 | Monthly System Peak Day | SCE | 1-in-2 | 2025 | 13 | 372.4916 | 384.3296 | 8.1189 | 51.7034 | 0
| Zone | Remainder of System | 2 | Monthly System Peak Day | SCE | 1-in-2 | 2025 | 14 | 333.9765 | 342.2909 | 8.1633 | 53.2478 | 0
| Zone | Remainder of System | 2 | Monthly System Peak Day | SCE | 1-in-2 | 2025 | 15 | 283.7689 | 293.6095 | 8.2349 | 54.4851 | 0
| Zone | Remainder of System | 2 | Monthly System Peak Day | SCE | 1-in-2 | 2025 | 16 | 253.8703 | 257.6109 | 8.3082 | 55.3304 | 0
| Zone | Remainder of System | 2 | Monthly System Peak Day | SCE | 1-in-2 | 2025 | 17 | 246.1911 | 251.3073 | 8.1519 | 55.3557 | 0
| Zone | Remainder of System | 2 | Monthly System Peak Day | SCE | 1-in-2 | 2025 | 18 | 232.8344 | 237.9691 | 8.124 | 54.5997 | 0
| Zone | Remainder of System | 2 | Monthly System Peak Day | SCE | 1-in-2 | 2025 | 19 | 254.7926 | 259.2565 | 8.3529 | 52.7071 | 0
| Zone | Remainder of System | 2 | Monthly System Peak Day | SCE | 1-in-2 | 2025 | 20 | 246.2224 | 306.1296 | 8.3728 | 51.0971 | 0
| Zone | Remainder of System | 2 | Monthly System Peak Day | SCE | 1-in-2 | 2025 | 21 | 224.5468 | 230.7369 | 7.9861 | 49.6206 | 0
| Zone | Remainder of System | 2 | Monthly System Peak Day | SCE | 1-in-2 | 2025 | 22 | 394.7383 | 410.4442 | 8.2417 | 48.4219 | 0
| Zone | Remainder of System | 2 | Monthly System Peak Day | SCE | 1-in-2 | 2025 | 23 | 379.683 | 394.8526 | 8.2756 | 47.5168 | 0
| Zone | Remainder of System | 2 | Monthly System Peak Day | SCE | 1-in-2 | 2025 | 24 | 319.7048 | 333.359 | 8.2796 | 46.4661 | 0
| Zone | Remainder of System | 3 | Average Weekday | SCE | 1-in-2 | 2025 | 1 | 270.9033 | 282.7474 | 8.4022 | 54.1435 | 0
| Zone | Remainder of System | 3 | Average Weekday | SCE | 1-in-2 | 2025 | 2 | 265.5422 | 273.1038 | 8.3534 | 53.2403 | 0
| Zone | Remainder of System | 3 | Average Weekday | SCE | 1-in-2 | 2025 | 3 | 424.3718 | 435.4991 | 8.3462 | 52.4569 | 0
| Zone | Remainder of System | 3 | Average Weekday | SCE | 1-in-2 | 2025 | 4 | 597.5988 | 614.423 | 8.3289 | 51.7498 | 0
| Zone | Remainder of System | 3 | Average Weekday | SCE | 1-in-2 | 2025 | 5 | 564.3726 | 583.7474 | 8.3227 | 51.0914 | 0
| Zone | Remainder of System | 3 | Average Weekday | SCE | 1-in-2 | 2025 | 6 | 554.7897 | 574.14 | 8.2912 | 50.5427 | 0
| Zone | Remainder of System | 3 | Average Weekday | SCE | 1-in-2 | 2025 | 7 | 558.9871 | 559.683 | 8.2758 | 50.1566 | 0
| Zone | Remainder of System | 3 | Average Weekday | SCE | 1-in-2 | 2025 | 8 | 537.2987 | 547.5322 | 8.4302 | 49.9464 | 0
| Zone | Remainder of System | 3 | Average Weekday | SCE | 1-in-2 | 2025 | 9 | 522.0917 | 561.9043 | 8.6211 | 51.061 | 0
| Zone | Remainder of System | 3 | Average Weekday | SCE | 1-in-2 | 2025 | 10 | 502.9799 | 525.6277 | 8.488 | 53.9562 | 0
| Zone | Remainder of System | 3 | Average Weekday | SCE | 1-in-2 | 2025 | 11 | 471.0383 | 487.5392 | 8.5666 | 57.3554 | 0
| Zone | Remainder of System | 3 | Average Weekday | SCE | 1-in-2 | 2025 | 12 | 470.8141 | 482.9123 | 8.6557 | 60.4466 | 0
| Zone | Remainder of System | 3 | Average Weekday | SCE | 1-in-2 | 2025 | 13 | 377.7435 | 388.5925 | 8.7307 | 62.898 | 0
| Zone | Remainder of System | 3 | Average Weekday | SCE | 1-in-2 | 2025 | 14 | 352.8887 | 360.4359 | 8.681 | 64.7007 | 0
| Zone | Remainder of System | 3 | Average Weekday | SCE | 1-in-2 | 2025 | 15 | 306.242 | 313.2483 | 8.5146 | 65.848 | 0
| Zone | Remainder of System | 3 | Average Weekday | SCE | 1-in-2 | 2025 | 16 | 272.7847 | 275.6691 | 8.2974 | 66.4528 | 0
| Zone | Remainder of System | 3 | Average Weekday | SCE | 1-in-2 | 2025 | 17 | 274.0881 | 279.8388 | 8.148 | 66.4302 | 0
| Zone | Remainder of System | 3 | Average Weekday | SCE | 1-in-2 | 2025 | 18 | 247.3285 | 253.7214 | 8.1625 | 65.606 | 0
| Zone | Remainder of System | 3 | Average Weekday | SCE | 1-in-2 | 2025 | 19 | 262.1283 | 268.7776 | 8.4404 | 63.9302 | 0
| Zone | Remainder of System | 3 | Average Weekday | SCE | 1-in-2 | 2025 | 20 | 248.6589 | 251.8797 | 8.3369 | 61.6012 | 0
| Zone | Remainder of System | 3 | Average Weekday | SCE | 1-in-2 | 2025 | 21 | 220.9938 | 225.9943 | 8.0154 | 59.2809 | 0
| Zone | Remainder of System | 3 | Average Weekday | SCE | 1-in-2 | 2025 | 22 | 418.9303 | 437.2699 | 8.2554 | 57.6995 | 0
| Zone | Remainder of System | 3 | Average Weekday | SCE | 1-in-2 | 2025 | 23 | 408.6861 | 430.1311 | 8.3572 | 56.5104 | 0
| Zone | Remainder of System | 3 | Average Weekday | SCE | 1-in-2 | 2025 | 24 | 351.2549 | 376.2791 | 8.4475 | 55.5042 | 0
| Zone | Remainder of System | 3 | Monthly System Peak Day | SCE | 1-in-2 | 2025 | 1 | 270.9033 | 282.7474 | 8.4022 | 56.5818 | 0
| Zone | Remainder of System | 3 | Monthly System Peak Day | SCE | 1-in-2 | 2025 | 2 | 265.5422 | 273.1038 | 8.3534 | 55.43 | 0
| Zone | Remainder of System | 3 | Monthly System Peak Day | SCE | 1-in-2 | 2025 | 3 | 424.3718 | 435.4991 | 8.3462 | 53.8095 | 0
| Zone | Remainder of System | 3 | Monthly System Peak Day | SCE | 1-in-2 | 2025 | 4 | 597.5988 | 614.423 | 8.3289 | 52.9917 | 0
| Zone | Remainder of System | 3 | Monthly System Peak Day | SCE | 1-in-2 | 2025 | 5 | 564.3726 | 583.7474 | 8.3227 | 52.1472 | 0
| Zone | Remainder of System | 3 | Monthly System Peak Day | SCE | 1-in-2 | 2025 | 6 | 554.7897 | 574.14 | 8.2912 | 51.274 | 0
| Zone | Remainder of System | 3 | Monthly System Peak Day | SCE | 1-in-2 | 2025 | 7 | 558.9871 | 559.683 | 8.2758 | 50.7147 | 0
| Zone | Remainder of System | 3 | Monthly System Peak Day | SCE | 1-in-2 | 2025 | 8 | 537.2987 | 547.5322 | 8.4302 | 50.1826 | 0
| Zone | Remainder of System | 3 | Monthly System Peak Day | SCE | 1-in-2 | 2025 | 9 | 522.0917 | 561.9043 | 8.6211 | 50.6921 | 0
| Zone | Remainder of System | 3 | Monthly System Peak Day | SCE | 1-in-2 | 2025 | 10 | 502.9799 | 525.6277 | 8.488 | 53.8657 | 0
| Zone | Remainder of System | 3 | Monthly System Peak Day | SCE | 1-in-2 | 2025 | 11 | 471.0383 | 487.5392 | 8.5666 | 58.4301 | 0
| Zone | Remainder of System | 3 | Monthly System Peak Day | SCE | 1-in-2 | 2025 | 12 | 470.8141 | 482.9123 | 8.6557 | 62.8319 | 0
| Zone | Remainder of System | 3 | Monthly System Peak Day | SCE | 1-in-2 | 2025 | 13 | 377.7435 | 388.5925 | 8.7307 | 66.0819 | 0
| Zone | Remainder of System | 3 | Monthly System Peak Day | SCE | 1-in-2 | 2025 | 14 | 352.8887 | 360.4359 | 8.681 | 67.8967 | 0
| Zone | Remainder of System | 3 | Monthly System Peak Day | SCE | 1-in-2 | 2025 | 15 | 306.242 | 313.2483 | 8.5146 | 68.9896 | 0
| Zone | Remainder of System | 3 | Monthly System Peak Day | SCE | 1-in-2 | 2025 | 16 | 272.7847 | 275.6691 | 8.2974 | 69.8232 | 0
| Zone | Remainder of System | 3 | Monthly System Peak Day | SCE | 1-in-2 | 2025 | 17 | 274.0881 | 279.8388 | 8.148 | 70.0976 | 0
| Zone | Remainder of System | 3 | Monthly System Peak Day | SCE | 1-in-2 | 2025 | 18 | 247.3285 | 253.7214 | 8.1625 | 69.6302 | 0
| Zone | Remainder of System | 3 | Monthly System Peak Day | SCE | 1-in-2 | 2025 | 19 | 262.1283 | 268.7776 | 8.4404 | 68.0398 | 0
| Zone | Remainder of System | 3 | Monthly System Peak Day | SCE | 1-in-2 | 2025 | 20 | 248.6589 | 251.8797 | 8.3369 | 65.2065 | 0
| Zone | Remainder of System | 3 | Monthly System Peak Day | SCE | 1-in-2 | 2025 | 21 | 220.9938 | 225.9943 | 8.0154 | 62.3174 | 0
| Zone | Remainder of System | 3 | Monthly System Peak Day | SCE | 1-in-2 | 2025 | 22 | 418.9303 | 437.2699 | 8.2554 | 60.1617 | 0
| Zone | Remainder of System | 3 | Monthly System Peak Day | SCE | 1-in-2 | 2025 | 23 | 408.6861 | 430.1311 | 8.3572 | 58.5692 | 0
| Zone | Remainder of System | 3 | Monthly System Peak Day | SCE | 1-in-2 | 2025 | 24 | 351.2549 | 376.2791 | 8.4475 | 57.2979 | 0
| Zone | Remainder of System | 4 | Average Weekday | SCE | 1-in-2 | 2025 | 1 | 269.0841 | 280.2966 | 8.4188 | 56.7256 | 0
| Zone | Remainder of System | 4 | Average Weekday | SCE | 1-in-2 | 2025 | 2 | 267.2933 | 275.8167 | 8.3707 | 55.8527 | 0
| Zone | Remainder of System | 4 | Average Weekday | SCE | 1-in-2 | 2025 | 3 | 426.0663 | 437.8555 | 8.3635 | 55.0819 | 0
| Zone | Remainder of System | 4 | Average Weekday | SCE | 1-in-2 | 2025 | 4 | 594.2902 | 610.9998 | 8.3464 | 54.4336 | 0
| Zone | Remainder of System | 4 | Average Weekday | SCE | 1-in-2 | 2025 | 5 | 549.4824 | 567.6498 | 8.34 | 53.7938 | 0
| Zone | Remainder of System | 4 | Average Weekday | SCE | 1-in-2 | 2025 | 6 | 544.9129 | 563.3604 | 8.3082 | 53.2767 | 0
| Zone | Remainder of System | 4 | Average Weekday | SCE | 1-in-2 | 2025 | 7 | 548.4503 | 549.6112 | 8.2918 | 52.8415 | 0
| Zone | Remainder of System | 4 | Average Weekday | SCE | 1-in-2 | 2025 | 8 | 533.1211 | 540.5609 | 8.4454 | 52.6877 | 0
| Zone | Remainder of System | 4 | Average Weekday | SCE | 1-in-2 | 2025 | 9 | 504.2066 | 542.5994 | 8.6349 | 54.1994 | 0
| Zone | Remainder of System | 4 | Average Weekday | SCE | 1-in-2 | 2025 | 10 | 486.0533 | 509.0606 | 8.503 | 57.0022 | 0
| Zone | Remainder of System | 4 | Average Weekday | SCE | 1-in-2 | 2025 | 11 | 459.9239 | 474.0409 | 8.5801 | 59.9768 | 0
| Zone | Remainder of System | 4 | Average Weekday | SCE | 1-in-2 | 2025 | 12 | 459.3674 | 471.467 | 8.6673 | 62.8243 | 0
| Zone | Remainder of System | 4 | Average Weekday | SCE | 1-in-2 | 2025 | 13 | 375.7536 | 386.5345 | 8.7412 | 65.1956 | 0
| Zone | Remainder of System | 4 | Average Weekday | SCE | 1-in-2 | 2025 | 14 | 346.4204 | 353.9568 | 8.6926 | 67.0563 | 0
| Zone | Remainder of System | 4 | Average Weekday | SCE | 1-in-2 | 2025 | 15 | 293.8438 | 301.1487 | 8.5279 | 68.3359 | 0
| Zone | Remainder of System | 4 | Average Weekday | SCE | 1-in-2 | 2025 | 16 | 261.7275 | 264.7214 | 8.3132 | 68.9607 | 0
| Zone | Remainder of System | 4 | Average Weekday | SCE | 1-in-2 | 2025 | 17 | 260.4134 | 264.7979 | 8.1812 | 69.025 | 0
| Zone | Remainder of System | 4 | Average Weekday | SCE | 1-in-2 | 2025 | 18 | 224.5586 | 230.1703 | 8.1933 | 68.3253 | 0
| Zone | Remainder of System | 4 | Average Weekday | SCE | 1-in-2 | 2025 | 19 | 230.2917 | 236.9843 | 8.4406 | 66.968 | 0
| Zone | Remainder of System | 4 | Average Weekday | SCE | 1-in-2 | 2025 | 20 | 222.7286 | 226.0821 | 8.337 | 64.7012 | 0
| Zone | Remainder of System | 4 | Average Weekday | SCE | 1-in-2 | 2025 | 21 | 224.0193 | 229.2552 | 8.0307 | 61.7724 | 0
| Zone | Remainder of System | 4 | Average Weekday | SCE | 1-in-2 | 2025 | 22 | 409.1457 | 427.1283 | 8.2677 | 59.6956 | 0
| Zone | Remainder of System | 4 | Average Weekday | SCE | 1-in-2 | 2025 | 23 | 403.1598 | 424.1487 | 8.3737 | 58.3124 | 0
| Zone | Remainder of System | 4 | Average Weekday | SCE | 1-in-2 | 2025 | 24 | 345.6534 | 369.7738 | 8.4635 | 57.2555 | 0
| Zone | Remainder of System | 4 | Monthly System Peak Day | SCE | 1-in-2 | 2025 | 1 | 269.0841 | 280.2966 | 8.4188 | 64.1575 | 0
| Zone | Remainder of System | 4 | Monthly System Peak Day | SCE | 1-in-2 | 2025 | 2 | 267.2933 | 275.8167 | 8.3707 | 62.7754 | 0
| Zone | Remainder of System | 4 | Monthly System Peak Day | SCE | 1-in-2 | 2025 | 3 | 426.0663 | 437.8555 | 8.3635 | 61.6456 | 0
| Zone | Remainder of System | 4 | Monthly System Peak Day | SCE | 1-in-2 | 2025 | 4 | 594.2902 | 610.9998 | 8.3464 | 60.6523 | 0
| Zone | Remainder of System | 4 | Monthly System Peak Day | SCE | 1-in-2 | 2025 | 5 | 549.4824 | 567.6498 | 8.34 | 59.6858 | 0
| Zone | Remainder of System | 4 | Monthly System Peak Day | SCE | 1-in-2 | 2025 | 6 | 544.9129 | 563.3604 | 8.3082 | 58.665 | 0
| Zone | Remainder of System | 4 | Monthly System Peak Day | SCE | 1-in-2 | 2025 | 7 | 548.4503 | 549.6112 | 8.2918 | 57.9631 | 0
| Zone | Remainder of System | 4 | Monthly System Peak Day | SCE | 1-in-2 | 2025 | 8 | 533.1211 | 540.5609 | 8.4454 | 57.5916 | 0
| Zone | Remainder of System | 4 | Monthly System Peak Day | SCE | 1-in-2 | 2025 | 9 | 504.2066 | 542.5994 | 8.6349 | 59.2997 | 0
| Zone | Remainder of System | 4 | Monthly System Peak Day | SCE | 1-in-2 | 2025 | 10 | 486.0533 | 509.0606 | 8.503 | 63.5939 | 0
| Zone | Remainder of System | 4 | Monthly System Peak Day | SCE | 1-in-2 | 2025 | 11 | 459.9239 | 474.0409 | 8.5801 | 69.2791 | 0
| Zone | Remainder of System | 4 | Monthly System Peak Day | SCE | 1-in-2 | 2025 | 12 | 459.3674 | 471.467 | 8.6673 | 74.446 | 0
| Zone | Remainder of System | 4 | Monthly System Peak Day | SCE | 1-in-2 | 2025 | 13 | 375.7536 | 386.5345 | 8.7412 | 78.6886 | 0
| Zone | Remainder of System | 4 | Monthly System Peak Day | SCE | 1-in-2 | 2025 | 14 | 346.4204 | 353.9568 | 8.6926 | 81.3344 | 0
| Zone | Remainder of System | 4 | Monthly System Peak Day | SCE | 1-in-2 | 2025 | 15 | 293.8438 | 301.1487 | 8.5279 | 82.8242 | 0
| Zone | Remainder of System | 4 | Monthly System Peak Day | SCE | 1-in-2 | 2025 | 16 | 261.7275 | 264.7214 | 8.3132 | 83.5658 | 0
| Zone | Remainder of System | 4 | Monthly System Peak Day | SCE | 1-in-2 | 2025 | 17 | 260.4134 | 264.7979 | 8.1812 | 83.0798 | 0
| Zone | Remainder of System | 4 | Monthly System Peak Day | SCE | 1-in-2 | 2025 | 18 | 224.5586 | 230.1703 | 8.1933 | 82.7467 | 0
| Zone | Remainder of System | 4 | Monthly System Peak Day | SCE | 1-in-2 | 2025 | 19 | 230.2917 | 236.9843 | 8.4406 | 81.1574 | 0
| Zone | Remainder of System | 4 | Monthly System Peak Day | SCE | 1-in-2 | 2025 | 20 | 222.7286 | 226.0821 | 8.337 | 78.3726 | 0
| Zone | Remainder of System | 4 | Monthly System Peak Day | SCE | 1-in-2 | 2025 | 21 | 224.0193 | 229.2552 | 8.0307 | 74.0086 | 0
| Zone | Remainder of System | 4 | Monthly System Peak Day | SCE | 1-in-2 | 2025 | 22 | 409.1457 | 427.1283 | 8.2677 | 70.8448 | 0
| Zone | Remainder of System | 4 | Monthly System Peak Day | SCE | 1-in-2 | 2025 | 23 | 403.1598 | 424.1487 | 8.3737 | 68.5482 | 0
| Zone | Remainder of System | 4 | Monthly System Peak Day | SCE | 1-in-2 | 2025 | 24 | 345.6534 | 369.7738 | 8.4635 | 66.4925 | 0
| Zone | Remainder of System | 5 | Average Weekday | SCE | 1-in-2 | 2025 | 1 | 282.207 | 293.534 | 8.4507 | 59.7443 | 0
| Zone | Remainder of System | 5 | Average Weekday | SCE | 1-in-2 | 2025 | 2 | 282.7985 | 290.3683 | 8.4037 | 59.0711 | 0
| Zone | Remainder of System | 5 | Average Weekday | SCE | 1-in-2 | 2025 | 3 | 442.2311 | 455.1402 | 8.3966 | 58.4673 | 0
| Zone | Remainder of System | 5 | Average Weekday | SCE | 1-in-2 | 2025 | 4 | 605.3684 | 623.2502 | 8.3796 | 57.9163 | 0
| Zone | Remainder of System | 5 | Average Weekday | SCE | 1-in-2 | 2025 | 5 | 566.4985 | 585.5195 | 8.3727 | 57.4537 | 0
| Zone | Remainder of System | 5 | Average Weekday | SCE | 1-in-2 | 2025 | 6 | 552.2849 | 572.5233 | 8.3399 | 57.0042 | 0
| Zone | Remainder of System | 5 | Average Weekday | SCE | 1-in-2 | 2025 | 7 | 546.2296 | 547.4519 | 8.3217 | 56.5906 | 0
| Zone | Remainder of System | 5 | Average Weekday | SCE | 1-in-2 | 2025 | 8 | 543.7609 | 554.9304 | 8.4748 | 56.9009 | 0
| Zone | Remainder of System | 5 | Average Weekday | SCE | 1-in-2 | 2025 | 9 | 511.1812 | 547.1364 | 8.6622 | 58.6635 | 0
| Zone | Remainder of System | 5 | Average Weekday | SCE | 1-in-2 | 2025 | 10 | 501.3274 | 524.5594 | 8.5326 | 61.0024 | 0
| Zone | Remainder of System | 5 | Average Weekday | SCE | 1-in-2 | 2025 | 11 | 481.3147 | 496.0234 | 8.6064 | 63.674 | 0
| Zone | Remainder of System | 5 | Average Weekday | SCE | 1-in-2 | 2025 | 12 | 474.4976 | 486.1934 | 8.6901 | 66.1969 | 0
| Zone | Remainder of System | 5 | Average Weekday | SCE | 1-in-2 | 2025 | 13 | 384.3015 | 395.4793 | 8.7618 | 68.4385 | 0
| Zone | Remainder of System | 5 | Average Weekday | SCE | 1-in-2 | 2025 | 14 | 361.2632 | 368.9813 | 8.7154 | 70.1752 | 0
| Zone | Remainder of System | 5 | Average Weekday | SCE | 1-in-2 | 2025 | 15 | 318.2506 | 325.3469 | 8.5543 | 71.341 | 0
| Zone | Remainder of System | 5 | Average Weekday | SCE | 1-in-2 | 2025 | 16 | 276.9667 | 279.8102 | 8.3435 | 71.901 | 0
| Zone | Remainder of System | 5 | Average Weekday | SCE | 1-in-2 | 2025 | 17 | 265.075 | 270.5456 | 8.2111 | 71.8083 | 0
| Zone | Remainder of System | 5 | Average Weekday | SCE | 1-in-2 | 2025 | 18 | 238.783 | 244.7271 | 8.22 | 71.1675 | 0
| Zone | Remainder of System | 5 | Average Weekday | SCE | 1-in-2 | 2025 | 19 | 248.0757 | 254.9516 | 8.4386 | 69.8052 | 0
| Zone | Remainder of System | 5 | Average Weekday | SCE | 1-in-2 | 2025 | 20 | 235.7947 | 239.1354 | 8.3366 | 67.6863 | 0
| Zone | Remainder of System | 5 | Average Weekday | SCE | 1-in-2 | 2025 | 21 | 240.922 | 246.292 | 8.0327 | 64.9519 | 0
| Zone | Remainder of System | 5 | Average Weekday | SCE | 1-in-2 | 2025 | 22 | 429.5065 | 447.7744 | 8.2944 | 62.6968 | 0
| Zone | Remainder of System | 5 | Average Weekday | SCE | 1-in-2 | 2025 | 23 | 429.3368 | 451.0209 | 8.4039 | 61.385 | 0
| Zone | Remainder of System | 5 | Average Weekday | SCE | 1-in-2 | 2025 | 24 | 367.7172 | 392.6759 | 8.4941 | 60.3901 | 0
| Zone | Remainder of System | 5 | Monthly System Peak Day | SCE | 1-in-2 | 2025 | 1 | 282.207 | 293.534 | 8.4507 | 64.8964 | 0
| Zone | Remainder of System | 5 | Monthly System Peak Day | SCE | 1-in-2 | 2025 | 2 | 282.7985 | 290.3683 | 8.4037 | 63.6406 | 0
| Zone | Remainder of System | 5 | Monthly System Peak Day | SCE | 1-in-2 | 2025 | 3 | 442.2311 | 455.1402 | 8.3966 | 62.6729 | 0
| Zone | Remainder of System | 5 | Monthly System Peak Day | SCE | 1-in-2 | 2025 | 4 | 605.3684 | 623.2502 | 8.3796 | 61.8119 | 0
| Zone | Remainder of System | 5 | Monthly System Peak Day | SCE | 1-in-2 | 2025 | 5 | 566.4985 | 585.5195 | 8.3727 | 60.6742 | 0
| Zone | Remainder of System | 5 | Monthly System Peak Day | SCE | 1-in-2 | 2025 | 6 | 552.2849 | 572.5233 | 8.3399 | 59.7664 | 0
| Zone | Remainder of System | 5 | Monthly System Peak Day | SCE | 1-in-2 | 2025 | 7 | 546.2296 | 547.4519 | 8.3217 | 59.136 | 0
| Zone | Remainder of System | 5 | Monthly System Peak Day | SCE | 1-in-2 | 2025 | 8 | 543.7609 | 554.9304 | 8.4748 | 59.7714 | 0
| Zone | Remainder of System | 5 | Monthly System Peak Day | SCE | 1-in-2 | 2025 | 9 | 511.1812 | 547.1364 | 8.6622 | 62.8957 | 0
| Zone | Remainder of System | 5 | Monthly System Peak Day | SCE | 1-in-2 | 2025 | 10 | 501.3274 | 524.5594 | 8.5326 | 67.3915 | 0
| Zone | Remainder of System | 5 | Monthly System Peak Day | SCE | 1-in-2 | 2025 | 11 | 481.3147 | 496.0234 | 8.6064 | 72.2703 | 0
| Zone | Remainder of System | 5 | Monthly System Peak Day | SCE | 1-in-2 | 2025 | 12 | 474.4976 | 486.1934 | 8.6901 | 76.5772 | 0
| Zone | Remainder of System | 5 | Monthly System Peak Day | SCE | 1-in-2 | 2025 | 13 | 384.3015 | 395.4793 | 8.7618 | 79.8254 | 0
| Zone | Remainder of System | 5 | Monthly System Peak Day | SCE | 1-in-2 | 2025 | 14 | 361.2632 | 368.9813 | 8.7154 | 82.5221 | 0
| Zone | Remainder of System | 5 | Monthly System Peak Day | SCE | 1-in-2 | 2025 | 15 | 318.2506 | 325.3469 | 8.5543 | 83.8722 | 0
| Zone | Remainder of System | 5 | Monthly System Peak Day | SCE | 1-in-2 | 2025 | 16 | 276.9667 | 279.8102 | 8.3435 | 84.6226 | 0
| Zone | Remainder of System | 5 | Monthly System Peak Day | SCE | 1-in-2 | 2025 | 17 | 265.075 | 270.5456 | 8.2111 | 84.5816 | 0
| Zone | Remainder of System | 5 | Monthly System Peak Day | SCE | 1-in-2 | 2025 | 18 | 238.783 | 244.7271 | 8.22 | 83.3941 | 0
| Zone | Remainder of System | 5 | Monthly System Peak Day | SCE | 1-in-2 | 2025 | 19 | 248.0757 | 254.9516 | 8.4386 | 81.34 | 0
| Zone | Remainder of System | 5 | Monthly System Peak Day | SCE | 1-in-2 | 2025 | 20 | 235.7947 | 239.1354 | 8.3366 | 78.6477 | 0
| Zone | Remainder of System | 5 | Monthly System Peak Day | SCE | 1-in-2 | 2025 | 21 | 240.922 | 246.292 | 8.0327 | 74.5744 | 0
| Zone | Remainder of System | 5 | Monthly System Peak Day | SCE | 1-in-2 | 2025 | 22 | 429.5065 | 447.7744 | 8.2944 | 71.0129 | 0
| Zone | Remainder of System | 5 | Monthly System Peak Day | SCE | 1-in-2 | 2025 | 23 | 429.3368 | 451.0209 | 8.4039 | 69.1124 | 0
| Zone | Remainder of System | 5 | Monthly System Peak Day | SCE | 1-in-2 | 2025 | 24 | 367.7172 | 392.6759 | 8.4941 | 67.7685 | 0
| Zone | Remainder of System | 6 | Average Weekday | SCE | 1-in-2 | 2025 | 1 | 272.4437 | 290.3706 | 8.6819 | 63.1112 | 0
| Zone | Remainder of System | 6 | Average Weekday | SCE | 1-in-2 | 2025 | 2 | 268.2691 | 285.6077 | 8.6532 | 62.1452 | 0
| Zone | Remainder of System | 6 | Average Weekday | SCE | 1-in-2 | 2025 | 3 | 418.4641 | 451.9729 | 8.6457 | 61.3041 | 0
| Zone | Remainder of System | 6 | Average Weekday | SCE | 1-in-2 | 2025 | 4 | 573.5864 | 618.8749 | 8.6407 | 60.6018 | 0
| Zone | Remainder of System | 6 | Average Weekday | SCE | 1-in-2 | 2025 | 5 | 529.6132 | 577.8597 | 8.6563 | 60.0304 | 0
| Zone | Remainder of System | 6 | Average Weekday | SCE | 1-in-2 | 2025 | 6 | 534.7909 | 587.8516 | 8.686 | 59.4565 | 0
| Zone | Remainder of System | 6 | Average Weekday | SCE | 1-in-2 | 2025 | 7 | 544.2955 | 573.7585 | 8.958 | 58.9785 | 0
| Zone | Remainder of System | 6 | Average Weekday | SCE | 1-in-2 | 2025 | 8 | 536.5289 | 571.1742 | 8.6528 | 59.7299 | 0
| Zone | Remainder of System | 6 | Average Weekday | SCE | 1-in-2 | 2025 | 9 | 538.2128 | 555.4996 | 8.7121 | 62.174 | 0
| Zone | Remainder of System | 6 | Average Weekday | SCE | 1-in-2 | 2025 | 10 | 523.5113 | 530.8306 | 8.9117 | 65.2314 | 0
| Zone | Remainder of System | 6 | Average Weekday | SCE | 1-in-2 | 2025 | 11 | 486.4123 | 489.0042 | 8.9556 | 68.4714 | 0
| Zone | Remainder of System | 6 | Average Weekday | SCE | 1-in-2 | 2025 | 12 | 479.5835 | 490.8821 | 8.8877 | 71.628 | 0
| Zone | Remainder of System | 6 | Average Weekday | SCE | 1-in-2 | 2025 | 13 | 388.7371 | 419.4979 | 8.9748 | 74.2421 | 0
| Zone | Remainder of System | 6 | Average Weekday | SCE | 1-in-2 | 2025 | 14 | 361.8878 | 384.4928 | 8.9332 | 76.363 | 0
| Zone | Remainder of System | 6 | Average Weekday | SCE | 1-in-2 | 2025 | 15 | 301.1582 | 319.8451 | 9.1139 | 77.827 | 0
| Zone | Remainder of System | 6 | Average Weekday | SCE | 1-in-2 | 2025 | 16 | 264.2921 | 274.7323 | 9.4214 | 78.4645 | 0
| Zone | Remainder of System | 6 | Average Weekday | SCE | 1-in-2 | 2025 | 17 | 260.6097 | 266.819 | 9.8709 | 78.5503 | 0
| Zone | Remainder of System | 6 | Average Weekday | SCE | 1-in-2 | 2025 | 18 | 225.9717 | 240.1527 | 9.5723 | 77.7222 | 0
| Zone | Remainder of System | 6 | Average Weekday | SCE | 1-in-2 | 2025 | 19 | 217.9422 | 229.1784 | 14.8665 | 76.2164 | 0
| Zone | Remainder of System | 6 | Average Weekday | SCE | 1-in-2 | 2025 | 20 | 199.7122 | 206.3453 | 8.4996 | 74.0276 | 0
| Zone | Remainder of System | 6 | Average Weekday | SCE | 1-in-2 | 2025 | 21 | 219.1391 | 225.6212 | 8.9489 | 70.9789 | 0
| Zone | Remainder of System | 6 | Average Weekday | SCE | 1-in-2 | 2025 | 22 | 386.1437 | 429.4867 | 8.5145 | 67.784 | 0
| Zone | Remainder of System | 6 | Average Weekday | SCE | 1-in-2 | 2025 | 23 | 408.2728 | 453.5876 | 8.5992 | 65.8352 | 0
| Zone | Remainder of System | 6 | Average Weekday | SCE | 1-in-2 | 2025 | 24 | 376.4754 | 411.4084 | 8.6292 | 64.4629 | 0
| Zone | Remainder of System | 6 | Monthly System Peak Day | SCE | 1-in-2 | 2025 | 1 | 272.4437 | 289.7265 | 8.2974 | 66.1814 | 0
| Zone | Remainder of System | 6 | Monthly System Peak Day | SCE | 1-in-2 | 2025 | 2 | 268.2691 | 282.3221 | 8.3071 | 65.3093 | 0
| Zone | Remainder of System | 6 | Monthly System Peak Day | SCE | 1-in-2 | 2025 | 3 | 418.4641 | 439.41 | 8.3088 | 64.5322 | 0
| Zone | Remainder of System | 6 | Monthly System Peak Day | SCE | 1-in-2 | 2025 | 4 | 573.5864 | 592.7319 | 8.3113 | 63.6849 | 0
| Zone | Remainder of System | 6 | Monthly System Peak Day | SCE | 1-in-2 | 2025 | 5 | 529.6132 | 556.9181 | 8.3101 | 63.0052 | 0
| Zone | Remainder of System | 6 | Monthly System Peak Day | SCE | 1-in-2 | 2025 | 6 | 534.7909 | 564.5551 | 8.3119 | 62.3138 | 0
| Zone | Remainder of System | 6 | Monthly System Peak Day | SCE | 1-in-2 | 2025 | 7 | 544.2955 | 542.3038 | 8.3538 | 61.6708 | 0
| Zone | Remainder of System | 6 | Monthly System Peak Day | SCE | 1-in-2 | 2025 | 8 | 536.5289 | 549.9685 | 8.2303 | 62.4689 | 0
| Zone | Remainder of System | 6 | Monthly System Peak Day | SCE | 1-in-2 | 2025 | 9 | 538.2128 | 564.5104 | 8.2212 | 65.5896 | 0
| Zone | Remainder of System | 6 | Monthly System Peak Day | SCE | 1-in-2 | 2025 | 10 | 523.5113 | 539.7991 | 8.3035 | 69.8796 | 0
| Zone | Remainder of System | 6 | Monthly System Peak Day | SCE | 1-in-2 | 2025 | 11 | 486.4123 | 501.0976 | 8.2871 | 73.7697 | 0
| Zone | Remainder of System | 6 | Monthly System Peak Day | SCE | 1-in-2 | 2025 | 12 | 479.5835 | 497.7043 | 8.2452 | 77.0112 | 0
| Zone | Remainder of System | 6 | Monthly System Peak Day | SCE | 1-in-2 | 2025 | 13 | 388.7371 | 413.852 | 8.2502 | 78.8944 | 0
| Zone | Remainder of System | 6 | Monthly System Peak Day | SCE | 1-in-2 | 2025 | 14 | 361.8878 | 383.1429 | 8.2762 | 80.4202 | 0
| Zone | Remainder of System | 6 | Monthly System Peak Day | SCE | 1-in-2 | 2025 | 15 | 301.1582 | 320.8942 | 8.3875 | 82.0385 | 0
| Zone | Remainder of System | 6 | Monthly System Peak Day | SCE | 1-in-2 | 2025 | 16 | 264.2921 | 271.2015 | 8.5167 | 82.9346 | 0
| Zone | Remainder of System | 6 | Monthly System Peak Day | SCE | 1-in-2 | 2025 | 17 | 260.6097 | 268.2505 | 9.3675 | 82.8591 | 0
| Zone | Remainder of System | 6 | Monthly System Peak Day | SCE | 1-in-2 | 2025 | 18 | 225.9717 | 243.9668 | 9.264 | 82.1153 | 0
| Zone | Remainder of System | 6 | Monthly System Peak Day | SCE | 1-in-2 | 2025 | 19 | 217.9422 | 240.3208 | 10.1599 | 80.028 | 0
| Zone | Remainder of System | 6 | Monthly System Peak Day | SCE | 1-in-2 | 2025 | 20 | 199.7122 | 213.3465 | 8.416 | 76.8822 | 0
| Zone | Remainder of System | 6 | Monthly System Peak Day | SCE | 1-in-2 | 2025 | 21 | 219.1391 | 239.1086 | 9.0503 | 73.8356 | 0
| Zone | Remainder of System | 6 | Monthly System Peak Day | SCE | 1-in-2 | 2025 | 22 | 386.1437 | 413.5765 | 8.319 | 71.3098 | 0
| Zone | Remainder of System | 6 | Monthly System Peak Day | SCE | 1-in-2 | 2025 | 23 | 408.2728 | 440.5201 | 8.3053 | 69.544 | 0
| Zone | Remainder of System | 6 | Monthly System Peak Day | SCE | 1-in-2 | 2025 | 24 | 376.4754 | 406.1028 | 8.2692 | 68.0731 | 0
| Zone | Remainder of System | 7 | Average Weekday | SCE | 1-in-2 | 2025 | 1 | 264.7905 | 281.8763 | 8.8374 | 68.08 | 0
| Zone | Remainder of System | 7 | Average Weekday | SCE | 1-in-2 | 2025 | 2 | 262.1331 | 273.4412 | 8.849 | 67.3516 | 0
| Zone | Remainder of System | 7 | Average Weekday | SCE | 1-in-2 | 2025 | 3 | 404.4757 | 424.8307 | 8.8511 | 66.697 | 0
| Zone | Remainder of System | 7 | Average Weekday | SCE | 1-in-2 | 2025 | 4 | 558.007 | 579.7974 | 8.8536 | 66.1335 | 0
| Zone | Remainder of System | 7 | Average Weekday | SCE | 1-in-2 | 2025 | 5 | 514.1876 | 539.6944 | 8.8516 | 65.6106 | 0
| Zone | Remainder of System | 7 | Average Weekday | SCE | 1-in-2 | 2025 | 6 | 514.3304 | 541.7252 | 8.8502 | 65.1256 | 0
| Zone | Remainder of System | 7 | Average Weekday | SCE | 1-in-2 | 2025 | 7 | 522.875 | 521.7666 | 8.8323 | 64.7652 | 0
| Zone | Remainder of System | 7 | Average Weekday | SCE | 1-in-2 | 2025 | 8 | 513.9898 | 529.3193 | 8.7754 | 65.1789 | 0
| Zone | Remainder of System | 7 | Average Weekday | SCE | 1-in-2 | 2025 | 9 | 503.1049 | 531.0966 | 8.762 | 67.2839 | 0
| Zone | Remainder of System | 7 | Average Weekday | SCE | 1-in-2 | 2025 | 10 | 488.8502 | 505.0308 | 8.8028 | 70.1065 | 0
| Zone | Remainder of System | 7 | Average Weekday | SCE | 1-in-2 | 2025 | 11 | 458.5447 | 473.7983 | 8.7866 | 73.2348 | 0
| Zone | Remainder of System | 7 | Average Weekday | SCE | 1-in-2 | 2025 | 12 | 452.0278 | 472.1557 | 8.772 | 76.4308 | 0
| Zone | Remainder of System | 7 | Average Weekday | SCE | 1-in-2 | 2025 | 13 | 362.3168 | 387.0722 | 8.7653 | 79.0108 | 0
| Zone | Remainder of System | 7 | Average Weekday | SCE | 1-in-2 | 2025 | 14 | 335.4521 | 357.0203 | 8.7896 | 81.0239 | 0
| Zone | Remainder of System | 7 | Average Weekday | SCE | 1-in-2 | 2025 | 15 | 283.6197 | 303.5434 | 8.8446 | 82.3721 | 0
| Zone | Remainder of System | 7 | Average Weekday | SCE | 1-in-2 | 2025 | 16 | 245.4956 | 252.1339 | 8.8848 | 82.9063 | 0
| Zone | Remainder of System | 7 | Average Weekday | SCE | 1-in-2 | 2025 | 17 | 246.8959 | 255.5645 | 9.8225 | 82.877 | 0
| Zone | Remainder of System | 7 | Average Weekday | SCE | 1-in-2 | 2025 | 18 | 217.5488 | 235.6971 | 9.733 | 82.0052 | 0
| Zone | Remainder of System | 7 | Average Weekday | SCE | 1-in-2 | 2025 | 19 | 213.8391 | 236.4798 | 9.4876 | 80.3719 | 0
| Zone | Remainder of System | 7 | Average Weekday | SCE | 1-in-2 | 2025 | 20 | 202.5644 | 216.2 | 9.1273 | 78.1158 | 0
| Zone | Remainder of System | 7 | Average Weekday | SCE | 1-in-2 | 2025 | 21 | 220.4146 | 240.41 | 9.2326 | 75.1175 | 0
| Zone | Remainder of System | 7 | Average Weekday | SCE | 1-in-2 | 2025 | 22 | 384.8504 | 411.7949 | 8.8417 | 71.9882 | 0
| Zone | Remainder of System | 7 | Average Weekday | SCE | 1-in-2 | 2025 | 23 | 401.0722 | 432.282 | 8.8503 | 70.0845 | 0
| Zone | Remainder of System | 7 | Average Weekday | SCE | 1-in-2 | 2025 | 24 | 360.827 | 389.1363 | 8.818 | 68.8469 | 0
| Zone | Remainder of System | 7 | Monthly System Peak Day | SCE | 1-in-2 | 2025 | 1 | 264.7905 | 261.3655 | 8.9081 | 72.0963 | 0
| Zone | Remainder of System | 7 | Monthly System Peak Day | SCE | 1-in-2 | 2025 | 2 | 262.1331 | 244.229 | 8.922 | 71.2256 | 0
| Zone | Remainder of System | 7 | Monthly System Peak Day | SCE | 1-in-2 | 2025 | 3 | 404.4757 | 349.5388 | 8.9256 | 70.3178 | 0
| Zone | Remainder of System | 7 | Monthly System Peak Day | SCE | 1-in-2 | 2025 | 4 | 558.007 | 459.9067 | 8.9245 | 69.5301 | 0
| Zone | Remainder of System | 7 | Monthly System Peak Day | SCE | 1-in-2 | 2025 | 5 | 514.1876 | 429.6114 | 8.9228 | 69.1043 | 0
| Zone | Remainder of System | 7 | Monthly System Peak Day | SCE | 1-in-2 | 2025 | 6 | 514.3304 | 453.2566 | 8.9212 | 68.6554 | 0
| Zone | Remainder of System | 7 | Monthly System Peak Day | SCE | 1-in-2 | 2025 | 7 | 522.875 | 443.6556 | 8.9285 | 68.0973 | 0
| Zone | Remainder of System | 7 | Monthly System Peak Day | SCE | 1-in-2 | 2025 | 8 | 513.9898 | 458.6784 | 8.8586 | 68.6928 | 0
| Zone | Remainder of System | 7 | Monthly System Peak Day | SCE | 1-in-2 | 2025 | 9 | 503.1049 | 484.9239 | 8.8388 | 71.6543 | 0
| Zone | Remainder of System | 7 | Monthly System Peak Day | SCE | 1-in-2 | 2025 | 10 | 488.8502 | 457.5616 | 8.8808 | 75.5544 | 0
| Zone | Remainder of System | 7 | Monthly System Peak Day | SCE | 1-in-2 | 2025 | 11 | 458.5447 | 428.0921 | 8.8478 | 79.4162 | 0
| Zone | Remainder of System | 7 | Monthly System Peak Day | SCE | 1-in-2 | 2025 | 12 | 452.0278 | 426.3616 | 8.8176 | 83.2174 | 0
| Zone | Remainder of System | 7 | Monthly System Peak Day | SCE | 1-in-2 | 2025 | 13 | 362.3168 | 358.9209 | 8.8074 | 86.2327 | 0
| Zone | Remainder of System | 7 | Monthly System Peak Day | SCE | 1-in-2 | 2025 | 14 | 335.4521 | 335.8236 | 8.8381 | 87.9311 | 0
| Zone | Remainder of System | 7 | Monthly System Peak Day | SCE | 1-in-2 | 2025 | 15 | 283.6197 | 290.8199 | 8.9253 | 89.6186 | 0
| Zone | Remainder of System | 7 | Monthly System Peak Day | SCE | 1-in-2 | 2025 | 16 | 245.4956 | 240.1233 | 8.98 | 90.3848 | 0
| Zone | Remainder of System | 7 | Monthly System Peak Day | SCE | 1-in-2 | 2025 | 17 | 246.8959 | 252.6523 | 9.8835 | 90.9913 | 0
| Zone | Remainder of System | 7 | Monthly System Peak Day | SCE | 1-in-2 | 2025 | 18 | 217.5488 | 249.1485 | 9.9117 | 90.0721 | 0
| Zone | Remainder of System | 7 | Monthly System Peak Day | SCE | 1-in-2 | 2025 | 19 | 213.8391 | 199.1578 | 9.059 | 88.1822 | 0
| Zone | Remainder of System | 7 | Monthly System Peak Day | SCE | 1-in-2 | 2025 | 20 | 202.5644 | 176.6824 | 8.897 | 85.4468 | 0
| Zone | Remainder of System | 7 | Monthly System Peak Day | SCE | 1-in-2 | 2025 | 21 | 220.4146 | 201.8637 | 10.4567 | 82.3442 | 0
| Zone | Remainder of System | 7 | Monthly System Peak Day | SCE | 1-in-2 | 2025 | 22 | 384.8504 | 354.7562 | 9.0427 | 78.7247 | 0
| Zone | Remainder of System | 7 | Monthly System Peak Day | SCE | 1-in-2 | 2025 | 23 | 401.0722 | 362.9738 | 8.8871 | 76.4082 | 0
| Zone | Remainder of System | 7 | Monthly System Peak Day | SCE | 1-in-2 | 2025 | 24 | 360.827 | 341.2459 | 8.8793 | 74.4873 | 0
| Zone | Remainder of System | 8 | Average Weekday | SCE | 1-in-2 | 2025 | 1 | 273.805 | 295.459 | 8.4003 | 68.1134 | 0
| Zone | Remainder of System | 8 | Average Weekday | SCE | 1-in-2 | 2025 | 2 | 273.2556 | 289.4483 | 8.4143 | 67.1923 | 0
| Zone | Remainder of System | 8 | Average Weekday | SCE | 1-in-2 | 2025 | 3 | 412.7237 | 432.6703 | 8.4168 | 66.3666 | 0
| Zone | Remainder of System | 8 | Average Weekday | SCE | 1-in-2 | 2025 | 4 | 569.4155 | 592.8921 | 8.4195 | 65.6033 | 0
| Zone | Remainder of System | 8 | Average Weekday | SCE | 1-in-2 | 2025 | 5 | 521.7759 | 553.7057 | 8.4171 | 64.9066 | 0
| Zone | Remainder of System | 8 | Average Weekday | SCE | 1-in-2 | 2025 | 6 | 526.3639 | 560.9794 | 8.4149 | 64.3295 | 0
| Zone | Remainder of System | 8 | Average Weekday | SCE | 1-in-2 | 2025 | 7 | 536.1252 | 536.3119 | 8.3958 | 63.8791 | 0
| Zone | Remainder of System | 8 | Average Weekday | SCE | 1-in-2 | 2025 | 8 | 527.0644 | 545.6888 | 8.3283 | 63.8355 | 0
| Zone | Remainder of System | 8 | Average Weekday | SCE | 1-in-2 | 2025 | 9 | 510.588 | 537.4393 | 8.3104 | 65.9972 | 0
| Zone | Remainder of System | 8 | Average Weekday | SCE | 1-in-2 | 2025 | 10 | 498.8508 | 515.4837 | 8.3602 | 69.4323 | 0
| Zone | Remainder of System | 8 | Average Weekday | SCE | 1-in-2 | 2025 | 11 | 463.1053 | 478.7548 | 8.3381 | 73.4127 | 0
| Zone | Remainder of System | 8 | Average Weekday | SCE | 1-in-2 | 2025 | 12 | 453.1279 | 473.7282 | 8.3167 | 77.2854 | 0
| Zone | Remainder of System | 8 | Average Weekday | SCE | 1-in-2 | 2025 | 13 | 372.9647 | 399.0275 | 8.307 | 80.4135 | 0
| Zone | Remainder of System | 8 | Average Weekday | SCE | 1-in-2 | 2025 | 14 | 343.0134 | 364.873 | 8.3393 | 82.7527 | 0
| Zone | Remainder of System | 8 | Average Weekday | SCE | 1-in-2 | 2025 | 15 | 291.5775 | 311.758 | 8.4088 | 84.1637 | 0
| Zone | Remainder of System | 8 | Average Weekday | SCE | 1-in-2 | 2025 | 16 | 251.5658 | 258.5597 | 8.4577 | 84.6461 | 0
| Zone | Remainder of System | 8 | Average Weekday | SCE | 1-in-2 | 2025 | 17 | 255.1765 | 261.4552 | 9.5377 | 84.5587 | 0
| Zone | Remainder of System | 8 | Average Weekday | SCE | 1-in-2 | 2025 | 18 | 223.645 | 241.2969 | 9.4399 | 83.6467 | 0
| Zone | Remainder of System | 8 | Average Weekday | SCE | 1-in-2 | 2025 | 19 | 218.6131 | 240.6319 | 8.949 | 81.9145 | 0
| Zone | Remainder of System | 8 | Average Weekday | SCE | 1-in-2 | 2025 | 20 | 215.4248 | 228.6622 | 8.6163 | 79.2555 | 0
| Zone | Remainder of System | 8 | Average Weekday | SCE | 1-in-2 | 2025 | 21 | 230.1846 | 250.1866 | 8.8722 | 75.5248 | 0
| Zone | Remainder of System | 8 | Average Weekday | SCE | 1-in-2 | 2025 | 22 | 387.7948 | 415.9674 | 8.4109 | 72.4927 | 0
| Zone | Remainder of System | 8 | Average Weekday | SCE | 1-in-2 | 2025 | 23 | 405.0101 | 438.6946 | 8.4113 | 70.5976 | 0
| Zone | Remainder of System | 8 | Average Weekday | SCE | 1-in-2 | 2025 | 24 | 366.0489 | 397.5459 | 8.3765 | 69.2749 | 0
| Zone | Remainder of System | 8 | Monthly System Peak Day | SCE | 1-in-2 | 2025 | 1 | 273.805 | 269.0406 | 7.4505 | 76.5583 | 0
| Zone | Remainder of System | 8 | Monthly System Peak Day | SCE | 1-in-2 | 2025 | 2 | 273.2556 | 257.7637 | 7.47 | 75.5448 | 0
| Zone | Remainder of System | 8 | Monthly System Peak Day | SCE | 1-in-2 | 2025 | 3 | 412.7237 | 365.8361 | 7.4751 | 74.7414 | 0
| Zone | Remainder of System | 8 | Monthly System Peak Day | SCE | 1-in-2 | 2025 | 4 | 569.4155 | 475.923 | 7.4742 | 73.777 | 0
| Zone | Remainder of System | 8 | Monthly System Peak Day | SCE | 1-in-2 | 2025 | 5 | 521.7759 | 447.8586 | 7.4715 | 72.987 | 0
| Zone | Remainder of System | 8 | Monthly System Peak Day | SCE | 1-in-2 | 2025 | 6 | 526.3639 | 462.8101 | 7.4691 | 72.4561 | 0
| Zone | Remainder of System | 8 | Monthly System Peak Day | SCE | 1-in-2 | 2025 | 7 | 536.1252 | 449.4423 | 7.4718 | 71.7849 | 0
| Zone | Remainder of System | 8 | Monthly System Peak Day | SCE | 1-in-2 | 2025 | 8 | 527.0644 | 468.1847 | 7.3804 | 71.7491 | 0
| Zone | Remainder of System | 8 | Monthly System Peak Day | SCE | 1-in-2 | 2025 | 9 | 510.588 | 492.7345 | 7.347 | 73.699 | 0
| Zone | Remainder of System | 8 | Monthly System Peak Day | SCE | 1-in-2 | 2025 | 10 | 498.8508 | 468.7332 | 7.4036 | 77.4223 | 0
| Zone | Remainder of System | 8 | Monthly System Peak Day | SCE | 1-in-2 | 2025 | 11 | 463.1053 | 431.6071 | 7.3538 | 81.725 | 0
| Zone | Remainder of System | 8 | Monthly System Peak Day | SCE | 1-in-2 | 2025 | 12 | 453.1279 | 425.9621 | 7.3076 | 85.3394 | 0
| Zone | Remainder of System | 8 | Monthly System Peak Day | SCE | 1-in-2 | 2025 | 13 | 372.9647 | 370.77 | 7.2882 | 87.9907 | 0
| Zone | Remainder of System | 8 | Monthly System Peak Day | SCE | 1-in-2 | 2025 | 14 | 343.0134 | 344.0589 | 7.3409 | 90.3014 | 0
| Zone | Remainder of System | 8 | Monthly System Peak Day | SCE | 1-in-2 | 2025 | 15 | 291.5775 | 299.191 | 7.4645 | 91.72 | 0
| Zone | Remainder of System | 8 | Monthly System Peak Day | SCE | 1-in-2 | 2025 | 16 | 251.5658 | 246.5806 | 7.5321 | 91.501 | 0
| Zone | Remainder of System | 8 | Monthly System Peak Day | SCE | 1-in-2 | 2025 | 17 | 255.1765 | 258.6457 | 8.5816 | 90.7507 | 0
| Zone | Remainder of System | 8 | Monthly System Peak Day | SCE | 1-in-2 | 2025 | 18 | 223.645 | 256.2025 | 8.6167 | 89.0636 | 0
| Zone | Remainder of System | 8 | Monthly System Peak Day | SCE | 1-in-2 | 2025 | 19 | 218.6131 | 202.7163 | 7.1618 | 87.5076 | 0
| Zone | Remainder of System | 8 | Monthly System Peak Day | SCE | 1-in-2 | 2025 | 20 | 215.4248 | 187.5219 | 7.0404 | 85.999 | 0
| Zone | Remainder of System | 8 | Monthly System Peak Day | SCE | 1-in-2 | 2025 | 21 | 230.1846 | 209.4003 | 9.2531 | 82.5548 | 0
| Zone | Remainder of System | 8 | Monthly System Peak Day | SCE | 1-in-2 | 2025 | 22 | 387.7948 | 360.484 | 7.628 | 79.5711 | 0
| Zone | Remainder of System | 8 | Monthly System Peak Day | SCE | 1-in-2 | 2025 | 23 | 405.0101 | 372.2809 | 7.4283 | 77.5837 | 0
| Zone | Remainder of System | 8 | Monthly System Peak Day | SCE | 1-in-2 | 2025 | 24 | 366.0489 | 350.1017 | 7.413 | 76.0731 | 0
| Zone | Remainder of System | 8 | Typical Event Day | SCE | 1-in-2 | 2025 | 1 | 273.805 | 269.0406 | 7.4505 | 72.4863 | 0
| Zone | Remainder of System | 8 | Typical Event Day | SCE | 1-in-2 | 2025 | 2 | 273.2556 | 257.7637 | 7.47 | 71.5219 | 0
| Zone | Remainder of System | 8 | Typical Event Day | SCE | 1-in-2 | 2025 | 3 | 412.7237 | 365.8361 | 7.4751 | 70.628 | 0
| Zone | Remainder of System | 8 | Typical Event Day | SCE | 1-in-2 | 2025 | 4 | 569.4155 | 475.923 | 7.4742 | 69.7216 | 0
| Zone | Remainder of System | 8 | Typical Event Day | SCE | 1-in-2 | 2025 | 5 | 521.7759 | 447.8586 | 7.4715 | 68.971 | 0
| Zone | Remainder of System | 8 | Typical Event Day | SCE | 1-in-2 | 2025 | 6 | 526.3639 | 462.8101 | 7.4691 | 68.3599 | 0
| Zone | Remainder of System | 8 | Typical Event Day | SCE | 1-in-2 | 2025 | 7 | 536.1252 | 449.4423 | 7.4718 | 67.7703 | 0
| Zone | Remainder of System | 8 | Typical Event Day | SCE | 1-in-2 | 2025 | 8 | 527.0644 | 468.1847 | 7.3804 | 68.0641 | 0
| Zone | Remainder of System | 8 | Typical Event Day | SCE | 1-in-2 | 2025 | 9 | 510.588 | 492.7345 | 7.347 | 70.6394 | 0
| Zone | Remainder of System | 8 | Typical Event Day | SCE | 1-in-2 | 2025 | 10 | 498.8508 | 468.7332 | 7.4036 | 74.7339 | 0
| Zone | Remainder of System | 8 | Typical Event Day | SCE | 1-in-2 | 2025 | 11 | 463.1053 | 431.6071 | 7.3538 | 79.0757 | 0
| Zone | Remainder of System | 8 | Typical Event Day | SCE | 1-in-2 | 2025 | 12 | 453.1279 | 425.9621 | 7.3076 | 82.9721 | 0
| Zone | Remainder of System | 8 | Typical Event Day | SCE | 1-in-2 | 2025 | 13 | 372.9647 | 370.77 | 7.2882 | 85.9025 | 0
| Zone | Remainder of System | 8 | Typical Event Day | SCE | 1-in-2 | 2025 | 14 | 343.0134 | 344.0589 | 7.3409 | 88.018 | 0
| Zone | Remainder of System | 8 | Typical Event Day | SCE | 1-in-2 | 2025 | 15 | 291.5775 | 299.191 | 7.4645 | 89.4849 | 0
| Zone | Remainder of System | 8 | Typical Event Day | SCE | 1-in-2 | 2025 | 16 | 251.5658 | 246.5806 | 7.5321 | 89.6902 | 0
| Zone | Remainder of System | 8 | Typical Event Day | SCE | 1-in-2 | 2025 | 17 | 255.1765 | 258.6457 | 8.5816 | 89.5193 | 0
| Zone | Remainder of System | 8 | Typical Event Day | SCE | 1-in-2 | 2025 | 18 | 223.645 | 256.2025 | 8.6167 | 88.4404 | 0
| Zone | Remainder of System | 8 | Typical Event Day | SCE | 1-in-2 | 2025 | 19 | 218.6131 | 202.7163 | 7.1618 | 86.7779 | 0
| Zone | Remainder of System | 8 | Typical Event Day | SCE | 1-in-2 | 2025 | 20 | 215.4248 | 187.5219 | 7.0404 | 84.3062 | 0
| Zone | Remainder of System | 8 | Typical Event Day | SCE | 1-in-2 | 2025 | 21 | 230.1846 | 209.4003 | 9.2531 | 80.9554 | 0
| Zone | Remainder of System | 8 | Typical Event Day | SCE | 1-in-2 | 2025 | 22 | 387.7948 | 360.484 | 7.628 | 78.0579 | 0
| Zone | Remainder of System | 8 | Typical Event Day | SCE | 1-in-2 | 2025 | 23 | 405.0101 | 372.2809 | 7.4283 | 76.0778 | 0
| Zone | Remainder of System | 8 | Typical Event Day | SCE | 1-in-2 | 2025 | 24 | 366.0489 | 350.1017 | 7.413 | 74.4038 | 0
| Zone | Remainder of System | 9 | Average Weekday | SCE | 1-in-2 | 2025 | 1 | 269.7559 | 279.1613 | 9.1082 | 67.7225 | 0
| Zone | Remainder of System | 9 | Average Weekday | SCE | 1-in-2 | 2025 | 2 | 276.9438 | 278.6505 | 9.1258 | 66.8467 | 0
| Zone | Remainder of System | 9 | Average Weekday | SCE | 1-in-2 | 2025 | 3 | 439.5685 | 434.5281 | 9.1282 | 66.0813 | 0
| Zone | Remainder of System | 9 | Average Weekday | SCE | 1-in-2 | 2025 | 4 | 599.5805 | 596.4401 | 9.1308 | 65.3971 | 0
| Zone | Remainder of System | 9 | Average Weekday | SCE | 1-in-2 | 2025 | 5 | 536.1517 | 535.0483 | 9.1256 | 64.8121 | 0
| Zone | Remainder of System | 9 | Average Weekday | SCE | 1-in-2 | 2025 | 6 | 524.2332 | 532.4243 | 9.1169 | 64.288 | 0
| Zone | Remainder of System | 9 | Average Weekday | SCE | 1-in-2 | 2025 | 7 | 552.9182 | 540.2986 | 9.0889 | 63.8783 | 0
| Zone | Remainder of System | 9 | Average Weekday | SCE | 1-in-2 | 2025 | 8 | 527.0383 | 523.9864 | 9.0406 | 63.6256 | 0
| Zone | Remainder of System | 9 | Average Weekday | SCE | 1-in-2 | 2025 | 9 | 483.3191 | 505.4048 | 9.0277 | 64.6467 | 0
| Zone | Remainder of System | 9 | Average Weekday | SCE | 1-in-2 | 2025 | 10 | 477.8741 | 489.9914 | 9.08 | 67.4421 | 0
| Zone | Remainder of System | 9 | Average Weekday | SCE | 1-in-2 | 2025 | 11 | 447.2425 | 459.493 | 9.0574 | 71.0719 | 0
| Zone | Remainder of System | 9 | Average Weekday | SCE | 1-in-2 | 2025 | 12 | 439.9226 | 452.5375 | 9.0329 | 74.7336 | 0
| Zone | Remainder of System | 9 | Average Weekday | SCE | 1-in-2 | 2025 | 13 | 371.2816 | 385.1306 | 9.02 | 77.7354 | 0
| Zone | Remainder of System | 9 | Average Weekday | SCE | 1-in-2 | 2025 | 14 | 333.1264 | 347.0331 | 9.048 | 79.8337 | 0
| Zone | Remainder of System | 9 | Average Weekday | SCE | 1-in-2 | 2025 | 15 | 283.4214 | 298.4352 | 9.1017 | 81.0599 | 0
| Zone | Remainder of System | 9 | Average Weekday | SCE | 1-in-2 | 2025 | 16 | 252.9878 | 255.5763 | 9.1481 | 81.5924 | 0
| Zone | Remainder of System | 9 | Average Weekday | SCE | 1-in-2 | 2025 | 17 | 258.3994 | 264.4206 | 10.1428 | 81.3424 | 0
| Zone | Remainder of System | 9 | Average Weekday | SCE | 1-in-2 | 2025 | 18 | 228.9003 | 246.2029 | 10.0244 | 80.3228 | 0
| Zone | Remainder of System | 9 | Average Weekday | SCE | 1-in-2 | 2025 | 19 | 229.5831 | 249.6854 | 10.0302 | 78.4973 | 0
| Zone | Remainder of System | 9 | Average Weekday | SCE | 1-in-2 | 2025 | 20 | 226.7619 | 238.3602 | 9.1244 | 75.5853 | 0
| Zone | Remainder of System | 9 | Average Weekday | SCE | 1-in-2 | 2025 | 21 | 236.0764 | 253.425 | 9.3573 | 72.5789 | 0
| Zone | Remainder of System | 9 | Average Weekday | SCE | 1-in-2 | 2025 | 22 | 393.5472 | 416.5708 | 9.0622 | 70.814 | 0
| Zone | Remainder of System | 9 | Average Weekday | SCE | 1-in-2 | 2025 | 23 | 406.5416 | 429.0993 | 9.0983 | 69.5334 | 0
| Zone | Remainder of System | 9 | Average Weekday | SCE | 1-in-2 | 2025 | 24 | 362.2229 | 381.1086 | 9.0808 | 68.4417 | 0
| Zone | Remainder of System | 9 | Monthly System Peak Day | SCE | 1-in-2 | 2025 | 1 | 269.7559 | 258.3469 | 9.1694 | 75.1094 | 0
| Zone | Remainder of System | 9 | Monthly System Peak Day | SCE | 1-in-2 | 2025 | 2 | 276.9438 | 251.8227 | 9.189 | 74.0078 | 0
| Zone | Remainder of System | 9 | Monthly System Peak Day | SCE | 1-in-2 | 2025 | 3 | 439.5685 | 370.6653 | 9.1933 | 72.9204 | 0
| Zone | Remainder of System | 9 | Monthly System Peak Day | SCE | 1-in-2 | 2025 | 4 | 599.5805 | 469.5009 | 9.192 | 71.8942 | 0
| Zone | Remainder of System | 9 | Monthly System Peak Day | SCE | 1-in-2 | 2025 | 5 | 536.1517 | 418.7826 | 9.1872 | 70.7876 | 0
| Zone | Remainder of System | 9 | Monthly System Peak Day | SCE | 1-in-2 | 2025 | 6 | 524.2332 | 420.1506 | 9.1788 | 70.0145 | 0
| Zone | Remainder of System | 9 | Monthly System Peak Day | SCE | 1-in-2 | 2025 | 7 | 552.9182 | 439.4764 | 9.1786 | 69.5282 | 0
| Zone | Remainder of System | 9 | Monthly System Peak Day | SCE | 1-in-2 | 2025 | 8 | 527.0383 | 431.2521 | 9.1161 | 69.3458 | 0
| Zone | Remainder of System | 9 | Monthly System Peak Day | SCE | 1-in-2 | 2025 | 9 | 483.3191 | 458.3528 | 9.0962 | 71.6146 | 0
| Zone | Remainder of System | 9 | Monthly System Peak Day | SCE | 1-in-2 | 2025 | 10 | 477.8741 | 439.0213 | 9.1476 | 76.0792 | 0
| Zone | Remainder of System | 9 | Monthly System Peak Day | SCE | 1-in-2 | 2025 | 11 | 447.2425 | 408.9115 | 9.1075 | 81.3919 | 0
| Zone | Remainder of System | 9 | Monthly System Peak Day | SCE | 1-in-2 | 2025 | 12 | 439.9226 | 405.7796 | 9.0678 | 86.3206 | 0
| Zone | Remainder of System | 9 | Monthly System Peak Day | SCE | 1-in-2 | 2025 | 13 | 371.2816 | 349.2459 | 9.0515 | 90.4921 | 0
| Zone | Remainder of System | 9 | Monthly System Peak Day | SCE | 1-in-2 | 2025 | 14 | 333.1264 | 320.2822 | 9.0863 | 93.4192 | 0
| Zone | Remainder of System | 9 | Monthly System Peak Day | SCE | 1-in-2 | 2025 | 15 | 283.4214 | 281.7656 | 9.1751 | 94.5626 | 0
| Zone | Remainder of System | 9 | Monthly System Peak Day | SCE | 1-in-2 | 2025 | 16 | 252.9878 | 240.4672 | 9.2344 | 93.9402 | 0
| Zone | Remainder of System | 9 | Monthly System Peak Day | SCE | 1-in-2 | 2025 | 17 | 258.3994 | 261.8927 | 10.16 | 93.476 | 0
| Zone | Remainder of System | 9 | Monthly System Peak Day | SCE | 1-in-2 | 2025 | 18 | 228.9003 | 258.5983 | 10.1464 | 92.5105 | 0
| Zone | Remainder of System | 9 | Monthly System Peak Day | SCE | 1-in-2 | 2025 | 19 | 229.5831 | 209.936 | 9.5858 | 91.3939 | 0
| Zone | Remainder of System | 9 | Monthly System Peak Day | SCE | 1-in-2 | 2025 | 20 | 226.7619 | 197.6842 | 8.9115 | 88.8968 | 0
| Zone | Remainder of System | 9 | Monthly System Peak Day | SCE | 1-in-2 | 2025 | 21 | 236.0764 | 216.4944 | 10.368 | 85.0871 | 0
| Zone | Remainder of System | 9 | Monthly System Peak Day | SCE | 1-in-2 | 2025 | 22 | 393.5472 | 354.3583 | 9.2759 | 82.6259 | 0
| Zone | Remainder of System | 9 | Monthly System Peak Day | SCE | 1-in-2 | 2025 | 23 | 406.5416 | 353.8487 | 9.1259 | 80.7753 | 0
| Zone | Remainder of System | 9 | Monthly System Peak Day | SCE | 1-in-2 | 2025 | 24 | 362.2229 | 329.827 | 9.1328 | 78.9817 | 0
| Zone | Remainder of System | 10 | Average Weekday | SCE | 1-in-2 | 2025 | 1 | 286.7773 | 297.3325 | 8.5189 | 62.4444 | 0
| Zone | Remainder of System | 10 | Average Weekday | SCE | 1-in-2 | 2025 | 2 | 280.5253 | 287.1255 | 8.4077 | 61.5437 | 0
| Zone | Remainder of System | 10 | Average Weekday | SCE | 1-in-2 | 2025 | 3 | 432.3056 | 441.7253 | 8.3925 | 60.6485 | 0
| Zone | Remainder of System | 10 | Average Weekday | SCE | 1-in-2 | 2025 | 4 | 597.4918 | 612.2345 | 8.3548 | 59.9332 | 0
| Zone | Remainder of System | 10 | Average Weekday | SCE | 1-in-2 | 2025 | 5 | 583.8745 | 597.9202 | 8.3513 | 59.2025 | 0
| Zone | Remainder of System | 10 | Average Weekday | SCE | 1-in-2 | 2025 | 6 | 580.5437 | 595.638 | 8.3006 | 58.6584 | 0
| Zone | Remainder of System | 10 | Average Weekday | SCE | 1-in-2 | 2025 | 7 | 580.5436 | 580.007 | 8.286 | 58.2291 | 0
| Zone | Remainder of System | 10 | Average Weekday | SCE | 1-in-2 | 2025 | 8 | 569.2121 | 573.1665 | 8.591 | 57.9539 | 0
| Zone | Remainder of System | 10 | Average Weekday | SCE | 1-in-2 | 2025 | 9 | 542.7938 | 580.7933 | 9.0201 | 58.3197 | 0
| Zone | Remainder of System | 10 | Average Weekday | SCE | 1-in-2 | 2025 | 10 | 524.4832 | 542.0819 | 8.7381 | 60.8693 | 0
| Zone | Remainder of System | 10 | Average Weekday | SCE | 1-in-2 | 2025 | 11 | 507.9388 | 520.9326 | 8.9598 | 64.43 | 0
| Zone | Remainder of System | 10 | Average Weekday | SCE | 1-in-2 | 2025 | 12 | 496.6096 | 508.675 | 9.2055 | 68.177 | 0
| Zone | Remainder of System | 10 | Average Weekday | SCE | 1-in-2 | 2025 | 13 | 399.4323 | 409.8141 | 9.4014 | 71.2953 | 0
| Zone | Remainder of System | 10 | Average Weekday | SCE | 1-in-2 | 2025 | 14 | 349.8807 | 357.0907 | 9.2643 | 73.5492 | 0
| Zone | Remainder of System | 10 | Average Weekday | SCE | 1-in-2 | 2025 | 15 | 304.0876 | 310.8442 | 8.8693 | 74.9618 | 0
| Zone | Remainder of System | 10 | Average Weekday | SCE | 1-in-2 | 2025 | 16 | 273.4268 | 276.1232 | 8.3642 | 75.8111 | 0
| Zone | Remainder of System | 10 | Average Weekday | SCE | 1-in-2 | 2025 | 17 | 270.4643 | 276.6173 | 8.1548 | 75.6843 | 0
| Zone | Remainder of System | 10 | Average Weekday | SCE | 1-in-2 | 2025 | 18 | 251.8905 | 258.512 | 8.2126 | 74.5942 | 0
| Zone | Remainder of System | 10 | Average Weekday | SCE | 1-in-2 | 2025 | 19 | 266.8172 | 273.4337 | 8.6336 | 72.5631 | 0
| Zone | Remainder of System | 10 | Average Weekday | SCE | 1-in-2 | 2025 | 20 | 258.6151 | 262.0752 | 8.3373 | 69.6331 | 0
| Zone | Remainder of System | 10 | Average Weekday | SCE | 1-in-2 | 2025 | 21 | 246.595 | 252.2439 | 8.042 | 67.329 | 0
| Zone | Remainder of System | 10 | Average Weekday | SCE | 1-in-2 | 2025 | 22 | 430.5778 | 448.3854 | 8.2823 | 65.6424 | 0
| Zone | Remainder of System | 10 | Average Weekday | SCE | 1-in-2 | 2025 | 23 | 410.4743 | 431.04 | 8.4366 | 64.3401 | 0
| Zone | Remainder of System | 10 | Average Weekday | SCE | 1-in-2 | 2025 | 24 | 340.2934 | 363.7047 | 8.6176 | 63.2154 | 0
| Zone | Remainder of System | 10 | Monthly System Peak Day | SCE | 1-in-2 | 2025 | 1 | 286.7773 | 307.149 | 8.3467 | 70.789 | 0
| Zone | Remainder of System | 10 | Monthly System Peak Day | SCE | 1-in-2 | 2025 | 2 | 280.5253 | 292.2092 | 8.2911 | 69.3827 | 0
| Zone | Remainder of System | 10 | Monthly System Peak Day | SCE | 1-in-2 | 2025 | 3 | 432.3056 | 446.471 | 8.2847 | 67.3456 | 0
| Zone | Remainder of System | 10 | Monthly System Peak Day | SCE | 1-in-2 | 2025 | 4 | 597.4918 | 613.8828 | 8.2717 | 66.5839 | 0
| Zone | Remainder of System | 10 | Monthly System Peak Day | SCE | 1-in-2 | 2025 | 5 | 583.8745 | 603.063 | 8.2656 | 65.9856 | 0
| Zone | Remainder of System | 10 | Monthly System Peak Day | SCE | 1-in-2 | 2025 | 6 | 580.5437 | 594.2477 | 8.243 | 65.2669 | 0
| Zone | Remainder of System | 10 | Monthly System Peak Day | SCE | 1-in-2 | 2025 | 7 | 580.5436 | 574.2331 | 8.2306 | 64.3182 | 0
| Zone | Remainder of System | 10 | Monthly System Peak Day | SCE | 1-in-2 | 2025 | 8 | 569.2121 | 573.5398 | 8.388 | 64.1286 | 0
| Zone | Remainder of System | 10 | Monthly System Peak Day | SCE | 1-in-2 | 2025 | 9 | 542.7938 | 592.5287 | 8.6865 | 64.9142 | 0
| Zone | Remainder of System | 10 | Monthly System Peak Day | SCE | 1-in-2 | 2025 | 10 | 524.4832 | 548.7956 | 8.4726 | 69.0419 | 0
| Zone | Remainder of System | 10 | Monthly System Peak Day | SCE | 1-in-2 | 2025 | 11 | 507.9388 | 529.7872 | 8.6143 | 75.3311 | 0
| Zone | Remainder of System | 10 | Monthly System Peak Day | SCE | 1-in-2 | 2025 | 12 | 496.6096 | 522.0645 | 8.7855 | 81.3694 | 0
| Zone | Remainder of System | 10 | Monthly System Peak Day | SCE | 1-in-2 | 2025 | 13 | 399.4323 | 409.0946 | 8.933 | 85.661 | 0
| Zone | Remainder of System | 10 | Monthly System Peak Day | SCE | 1-in-2 | 2025 | 14 | 349.8807 | 355.8104 | 8.8376 | 88.0198 | 0
| Zone | Remainder of System | 10 | Monthly System Peak Day | SCE | 1-in-2 | 2025 | 15 | 304.0876 | 311.169 | 8.5485 | 89.3562 | 0
| Zone | Remainder of System | 10 | Monthly System Peak Day | SCE | 1-in-2 | 2025 | 16 | 273.4268 | 274.7781 | 8.234 | 90.0823 | 0
| Zone | Remainder of System | 10 | Monthly System Peak Day | SCE | 1-in-2 | 2025 | 17 | 270.4643 | 276.5768 | 8.1005 | 89.8948 | 0
| Zone | Remainder of System | 10 | Monthly System Peak Day | SCE | 1-in-2 | 2025 | 18 | 251.8905 | 258.2997 | 8.0967 | 88.749 | 0
| Zone | Remainder of System | 10 | Monthly System Peak Day | SCE | 1-in-2 | 2025 | 19 | 266.8172 | 272.5153 | 8.5924 | 86.7542 | 0
| Zone | Remainder of System | 10 | Monthly System Peak Day | SCE | 1-in-2 | 2025 | 20 | 258.6151 | 262.6532 | 8.3368 | 83.4368 | 0
| Zone | Remainder of System | 10 | Monthly System Peak Day | SCE | 1-in-2 | 2025 | 21 | 246.595 | 254.8311 | 8.285 | 80.0617 | 0
| Zone | Remainder of System | 10 | Monthly System Peak Day | SCE | 1-in-2 | 2025 | 22 | 430.5778 | 448.3367 | 8.2102 | 77.4533 | 0
| Zone | Remainder of System | 10 | Monthly System Peak Day | SCE | 1-in-2 | 2025 | 23 | 410.4743 | 434.3932 | 8.299 | 74.9468 | 0
| Zone | Remainder of System | 10 | Monthly System Peak Day | SCE | 1-in-2 | 2025 | 24 | 340.2934 | 377.9547 | 8.409 | 73.4656 | 0
| Zone | Remainder of System | 11 | Average Weekday | SCE | 1-in-2 | 2025 | 1 | 269.7684 | 276.4035 | 8.4003 | 56.3377 | 0
| Zone | Remainder of System | 11 | Average Weekday | SCE | 1-in-2 | 2025 | 2 | 268.6381 | 274.9359 | 8.4193 | 55.4292 | 0
| Zone | Remainder of System | 11 | Average Weekday | SCE | 1-in-2 | 2025 | 3 | 415.0257 | 425.5841 | 8.3941 | 54.7265 | 0
| Zone | Remainder of System | 11 | Average Weekday | SCE | 1-in-2 | 2025 | 4 | 591.0072 | 608.4113 | 8.4058 | 54.1046 | 0
| Zone | Remainder of System | 11 | Average Weekday | SCE | 1-in-2 | 2025 | 5 | 557.2383 | 582.7234 | 8.3791 | 53.5218 | 0
| Zone | Remainder of System | 11 | Average Weekday | SCE | 1-in-2 | 2025 | 6 | 544.7867 | 572.1387 | 8.3852 | 52.9617 | 0
| Zone | Remainder of System | 11 | Average Weekday | SCE | 1-in-2 | 2025 | 7 | 553.0544 | 550.241 | 8.5748 | 52.6793 | 0
| Zone | Remainder of System | 11 | Average Weekday | SCE | 1-in-2 | 2025 | 8 | 531.6942 | 535.8047 | 8.8799 | 52.5522 | 0
| Zone | Remainder of System | 11 | Average Weekday | SCE | 1-in-2 | 2025 | 9 | 516.8017 | 543.9632 | 8.5628 | 54.1377 | 0
| Zone | Remainder of System | 11 | Average Weekday | SCE | 1-in-2 | 2025 | 10 | 494.4705 | 506.8403 | 8.8608 | 57.6626 | 0
| Zone | Remainder of System | 11 | Average Weekday | SCE | 1-in-2 | 2025 | 11 | 468.0217 | 476.1379 | 9.0518 | 61.6392 | 0
| Zone | Remainder of System | 11 | Average Weekday | SCE | 1-in-2 | 2025 | 12 | 461.501 | 468.9092 | 9.1483 | 65.053 | 0
| Zone | Remainder of System | 11 | Average Weekday | SCE | 1-in-2 | 2025 | 13 | 373.2089 | 384.3932 | 8.9269 | 67.5163 | 0
| Zone | Remainder of System | 11 | Average Weekday | SCE | 1-in-2 | 2025 | 14 | 340.5063 | 348.1982 | 8.6625 | 69.0679 | 0
| Zone | Remainder of System | 11 | Average Weekday | SCE | 1-in-2 | 2025 | 15 | 287.744 | 297.2132 | 8.3433 | 69.9383 | 0
| Zone | Remainder of System | 11 | Average Weekday | SCE | 1-in-2 | 2025 | 16 | 260.0522 | 262.6145 | 8.4271 | 70.0307 | 0
| Zone | Remainder of System | 11 | Average Weekday | SCE | 1-in-2 | 2025 | 17 | 264.6908 | 270.218 | 8.2371 | 69.073 | 0
| Zone | Remainder of System | 11 | Average Weekday | SCE | 1-in-2 | 2025 | 18 | 246.8478 | 252.9811 | 8.4075 | 66.8593 | 0
| Zone | Remainder of System | 11 | Average Weekday | SCE | 1-in-2 | 2025 | 19 | 263.7207 | 268.0477 | 8.3533 | 64.2909 | 0
| Zone | Remainder of System | 11 | Average Weekday | SCE | 1-in-2 | 2025 | 20 | 248.7105 | 309.6766 | 10.4354 | 62.3427 | 0
| Zone | Remainder of System | 11 | Average Weekday | SCE | 1-in-2 | 2025 | 21 | 235.6572 | 241.9261 | 8.01 | 60.7342 | 0
| Zone | Remainder of System | 11 | Average Weekday | SCE | 1-in-2 | 2025 | 22 | 412.4052 | 428.3304 | 8.3669 | 59.3492 | 0
| Zone | Remainder of System | 11 | Average Weekday | SCE | 1-in-2 | 2025 | 23 | 392.6822 | 407.7764 | 8.5333 | 58.1896 | 0
| Zone | Remainder of System | 11 | Average Weekday | SCE | 1-in-2 | 2025 | 24 | 321.0461 | 333.7811 | 8.4569 | 57.2544 | 0
| Zone | Remainder of System | 11 | Monthly System Peak Day | SCE | 1-in-2 | 2025 | 1 | 269.7684 | 281.4689 | 8.3177 | 62.9629 | 0
| Zone | Remainder of System | 11 | Monthly System Peak Day | SCE | 1-in-2 | 2025 | 2 | 268.6381 | 278.8317 | 8.34 | 61.5748 | 0
| Zone | Remainder of System | 11 | Monthly System Peak Day | SCE | 1-in-2 | 2025 | 3 | 415.0257 | 429.0647 | 8.3276 | 60.682 | 0
| Zone | Remainder of System | 11 | Monthly System Peak Day | SCE | 1-in-2 | 2025 | 4 | 591.0072 | 612.0568 | 8.3375 | 59.921 | 0
| Zone | Remainder of System | 11 | Monthly System Peak Day | SCE | 1-in-2 | 2025 | 5 | 557.2383 | 586.437 | 8.3283 | 59.1649 | 0
| Zone | Remainder of System | 11 | Monthly System Peak Day | SCE | 1-in-2 | 2025 | 6 | 544.7867 | 573.2274 | 8.3349 | 58.0889 | 0
| Zone | Remainder of System | 11 | Monthly System Peak Day | SCE | 1-in-2 | 2025 | 7 | 553.0544 | 538.7195 | 8.4882 | 57.8746 | 0
| Zone | Remainder of System | 11 | Monthly System Peak Day | SCE | 1-in-2 | 2025 | 8 | 531.6942 | 541.1987 | 8.8774 | 57.32 | 0
| Zone | Remainder of System | 11 | Monthly System Peak Day | SCE | 1-in-2 | 2025 | 9 | 516.8017 | 552.3315 | 8.4783 | 59.5354 | 0
| Zone | Remainder of System | 11 | Monthly System Peak Day | SCE | 1-in-2 | 2025 | 10 | 494.4705 | 516.8379 | 8.8489 | 64.4605 | 0
| Zone | Remainder of System | 11 | Monthly System Peak Day | SCE | 1-in-2 | 2025 | 11 | 468.0217 | 489.4016 | 9.1325 | 70.7812 | 0
| Zone | Remainder of System | 11 | Monthly System Peak Day | SCE | 1-in-2 | 2025 | 12 | 461.501 | 484.5734 | 9.2937 | 76.6454 | 0
| Zone | Remainder of System | 11 | Monthly System Peak Day | SCE | 1-in-2 | 2025 | 13 | 373.2089 | 384.6035 | 8.9703 | 80.6052 | 0
| Zone | Remainder of System | 11 | Monthly System Peak Day | SCE | 1-in-2 | 2025 | 14 | 340.5063 | 346.7171 | 8.5994 | 83.1096 | 0
| Zone | Remainder of System | 11 | Monthly System Peak Day | SCE | 1-in-2 | 2025 | 15 | 287.744 | 297.2692 | 8.2525 | 84.4602 | 0
| Zone | Remainder of System | 11 | Monthly System Peak Day | SCE | 1-in-2 | 2025 | 16 | 260.0522 | 261.4639 | 8.3375 | 84.6998 | 0
| Zone | Remainder of System | 11 | Monthly System Peak Day | SCE | 1-in-2 | 2025 | 17 | 264.6908 | 272.2049 | 8.1494 | 83.4215 | 0
| Zone | Remainder of System | 11 | Monthly System Peak Day | SCE | 1-in-2 | 2025 | 18 | 246.8478 | 255.5547 | 8.3137 | 80.7623 | 0
| Zone | Remainder of System | 11 | Monthly System Peak Day | SCE | 1-in-2 | 2025 | 19 | 263.7207 | 269.192 | 8.3523 | 76.9132 | 0
| Zone | Remainder of System | 11 | Monthly System Peak Day | SCE | 1-in-2 | 2025 | 20 | 248.7105 | 356.948 | 17.1303 | 74.1084 | 0
| Zone | Remainder of System | 11 | Monthly System Peak Day | SCE | 1-in-2 | 2025 | 21 | 235.6572 | 244.2157 | 8.3186 | 71.8048 | 0
| Zone | Remainder of System | 11 | Monthly System Peak Day | SCE | 1-in-2 | 2025 | 22 | 412.4052 | 429.7014 | 8.2887 | 69.7539 | 0
| Zone | Remainder of System | 11 | Monthly System Peak Day | SCE | 1-in-2 | 2025 | 23 | 392.6822 | 413.5808 | 8.4447 | 68.1384 | 0
| Zone | Remainder of System | 11 | Monthly System Peak Day | SCE | 1-in-2 | 2025 | 24 | 321.0461 | 343.5065 | 8.3623 | 66.5664 | 0
| Zone | Remainder of System | 12 | Average Weekday | SCE | 1-in-2 | 2025 | 1 | 254.6491 | 261.6807 | 8.2609 | 50.1723 | 0
| Zone | Remainder of System | 12 | Average Weekday | SCE | 1-in-2 | 2025 | 2 | 250.6206 | 257.197 | 8.2873 | 49.47 | 0
| Zone | Remainder of System | 12 | Average Weekday | SCE | 1-in-2 | 2025 | 3 | 391.1652 | 403.3641 | 8.293 | 48.8424 | 0
| Zone | Remainder of System | 12 | Average Weekday | SCE | 1-in-2 | 2025 | 4 | 566.4724 | 585.723 | 8.2998 | 48.2737 | 0
| Zone | Remainder of System | 12 | Average Weekday | SCE | 1-in-2 | 2025 | 5 | 536.7929 | 565.6462 | 8.3033 | 47.7582 | 0
| Zone | Remainder of System | 12 | Average Weekday | SCE | 1-in-2 | 2025 | 6 | 513.3318 | 545.3565 | 8.3087 | 47.2208 | 0
| Zone | Remainder of System | 12 | Average Weekday | SCE | 1-in-2 | 2025 | 7 | 507.4635 | 506.2422 | 8.2692 | 46.8903 | 0
| Zone | Remainder of System | 12 | Average Weekday | SCE | 1-in-2 | 2025 | 8 | 498.7808 | 505.6362 | 8.2198 | 46.6249 | 0
| Zone | Remainder of System | 12 | Average Weekday | SCE | 1-in-2 | 2025 | 9 | 479.7692 | 507.9368 | 8.1704 | 47.1296 | 0
| Zone | Remainder of System | 12 | Average Weekday | SCE | 1-in-2 | 2025 | 10 | 450.535 | 466.8648 | 8.198 | 49.7166 | 0
| Zone | Remainder of System | 12 | Average Weekday | SCE | 1-in-2 | 2025 | 11 | 425.9467 | 435.965 | 8.1543 | 53.0028 | 0
| Zone | Remainder of System | 12 | Average Weekday | SCE | 1-in-2 | 2025 | 12 | 418.3443 | 425.3636 | 8.1138 | 56.0652 | 0
| Zone | Remainder of System | 12 | Average Weekday | SCE | 1-in-2 | 2025 | 13 | 339.3207 | 350.0953 | 8.1036 | 58.4044 | 0
| Zone | Remainder of System | 12 | Average Weekday | SCE | 1-in-2 | 2025 | 14 | 308.953 | 317.4792 | 8.138 | 60.0157 | 0
| Zone | Remainder of System | 12 | Average Weekday | SCE | 1-in-2 | 2025 | 15 | 270.6852 | 279.3104 | 8.1951 | 60.9106 | 0
| Zone | Remainder of System | 12 | Average Weekday | SCE | 1-in-2 | 2025 | 16 | 237.8304 | 240.2436 | 8.2551 | 61.1029 | 0
| Zone | Remainder of System | 12 | Average Weekday | SCE | 1-in-2 | 2025 | 17 | 243.4615 | 249.9664 | 8.1155 | 60.4067 | 0
| Zone | Remainder of System | 12 | Average Weekday | SCE | 1-in-2 | 2025 | 18 | 227.8522 | 233.7466 | 8.094 | 58.4535 | 0
| Zone | Remainder of System | 12 | Average Weekday | SCE | 1-in-2 | 2025 | 19 | 245.9623 | 250.2809 | 8.3528 | 56.1744 | 0
| Zone | Remainder of System | 12 | Average Weekday | SCE | 1-in-2 | 2025 | 20 | 238.406 | 300.1704 | 8.3699 | 54.5751 | 0
| Zone | Remainder of System | 12 | Average Weekday | SCE | 1-in-2 | 2025 | 21 | 225.536 | 232.2083 | 8.0098 | 53.3029 | 0
| Zone | Remainder of System | 12 | Average Weekday | SCE | 1-in-2 | 2025 | 22 | 399.8213 | 415.4185 | 8.2039 | 52.1925 | 0
| Zone | Remainder of System | 12 | Average Weekday | SCE | 1-in-2 | 2025 | 23 | 381.6129 | 396.3087 | 8.2292 | 51.2585 | 0
| Zone | Remainder of System | 12 | Average Weekday | SCE | 1-in-2 | 2025 | 24 | 310.8769 | 324.4335 | 8.2322 | 50.3709 | 0
| Zone | Remainder of System | 12 | Monthly System Peak Day | SCE | 1-in-2 | 2025 | 1 | 254.6491 | 261.6807 | 8.2609 | 42.6698 | 0
| Zone | Remainder of System | 12 | Monthly System Peak Day | SCE | 1-in-2 | 2025 | 2 | 250.6206 | 257.197 | 8.2873 | 41.9151 | 0
| Zone | Remainder of System | 12 | Monthly System Peak Day | SCE | 1-in-2 | 2025 | 3 | 391.1652 | 403.3641 | 8.293 | 41.1108 | 0
| Zone | Remainder of System | 12 | Monthly System Peak Day | SCE | 1-in-2 | 2025 | 4 | 566.4724 | 585.723 | 8.2998 | 40.6979 | 0
| Zone | Remainder of System | 12 | Monthly System Peak Day | SCE | 1-in-2 | 2025 | 5 | 536.7929 | 565.6462 | 8.3033 | 40.2189 | 0
| Zone | Remainder of System | 12 | Monthly System Peak Day | SCE | 1-in-2 | 2025 | 6 | 513.3318 | 545.3565 | 8.3087 | 39.9074 | 0
| Zone | Remainder of System | 12 | Monthly System Peak Day | SCE | 1-in-2 | 2025 | 7 | 507.4635 | 506.2422 | 8.2692 | 39.547 | 0
| Zone | Remainder of System | 12 | Monthly System Peak Day | SCE | 1-in-2 | 2025 | 8 | 498.7808 | 505.6362 | 8.2198 | 38.9194 | 0
| Zone | Remainder of System | 12 | Monthly System Peak Day | SCE | 1-in-2 | 2025 | 9 | 479.7692 | 507.9368 | 8.1704 | 39.6245 | 0
| Zone | Remainder of System | 12 | Monthly System Peak Day | SCE | 1-in-2 | 2025 | 10 | 450.535 | 466.8648 | 8.198 | 43.6048 | 0
| Zone | Remainder of System | 12 | Monthly System Peak Day | SCE | 1-in-2 | 2025 | 11 | 425.9467 | 435.965 | 8.1543 | 48.0539 | 0
| Zone | Remainder of System | 12 | Monthly System Peak Day | SCE | 1-in-2 | 2025 | 12 | 418.3443 | 425.3636 | 8.1138 | 52.486 | 0
| Zone | Remainder of System | 12 | Monthly System Peak Day | SCE | 1-in-2 | 2025 | 13 | 339.3207 | 350.0953 | 8.1036 | 55.021 | 0
| Zone | Remainder of System | 12 | Monthly System Peak Day | SCE | 1-in-2 | 2025 | 14 | 308.953 | 317.4792 | 8.138 | 56.6707 | 0
| Zone | Remainder of System | 12 | Monthly System Peak Day | SCE | 1-in-2 | 2025 | 15 | 270.6852 | 279.3104 | 8.1951 | 57.6764 | 0
| Zone | Remainder of System | 12 | Monthly System Peak Day | SCE | 1-in-2 | 2025 | 16 | 237.8304 | 240.2436 | 8.2551 | 58.0747 | 0
| Zone | Remainder of System | 12 | Monthly System Peak Day | SCE | 1-in-2 | 2025 | 17 | 243.4615 | 249.9664 | 8.1155 | 57.8306 | 0
| Zone | Remainder of System | 12 | Monthly System Peak Day | SCE | 1-in-2 | 2025 | 18 | 227.8522 | 233.7466 | 8.094 | 55.8258 | 0
| Zone | Remainder of System | 12 | Monthly System Peak Day | SCE | 1-in-2 | 2025 | 19 | 245.9623 | 250.2809 | 8.3528 | 52.9366 | 0
| Zone | Remainder of System | 12 | Monthly System Peak Day | SCE | 1-in-2 | 2025 | 20 | 238.406 | 300.1704 | 8.3699 | 50.7595 | 0
| Zone | Remainder of System | 12 | Monthly System Peak Day | SCE | 1-in-2 | 2025 | 21 | 225.536 | 232.2083 | 8.0098 | 48.9271 | 0
| Zone | Remainder of System | 12 | Monthly System Peak Day | SCE | 1-in-2 | 2025 | 22 | 399.8213 | 415.4185 | 8.2039 | 47.1432 | 0
| Zone | Remainder of System | 12 | Monthly System Peak Day | SCE | 1-in-2 | 2025 | 23 | 381.6129 | 396.3087 | 8.2292 | 45.5948 | 0
| Zone | Remainder of System | 12 | Monthly System Peak Day | SCE | 1-in-2 | 2025 | 24 | 310.8769 | 324.4335 | 8.2322 | 44.4353 | 0
| Zone | Remainder of System | 1 | Average Weekday | SCE | 1-in-2 | 2026 | 1 | 263.8823 | 270.2151 | 8.2825 | 51.6842 | 0
| Zone | Remainder of System | 1 | Average Weekday | SCE | 1-in-2 | 2026 | 2 | 261.5231 | 268.7665 | 8.3085 | 50.7685 | 0
| Zone | Remainder of System | 1 | Average Weekday | SCE | 1-in-2 | 2026 | 3 | 405.0926 | 416.8559 | 8.3142 | 49.9205 | 0
| Zone | Remainder of System | 1 | Average Weekday | SCE | 1-in-2 | 2026 | 4 | 576.3963 | 594.742 | 8.3209 | 49.2463 | 0
| Zone | Remainder of System | 1 | Average Weekday | SCE | 1-in-2 | 2026 | 5 | 548.731 | 576.7012 | 8.3245 | 48.4951 | 0
| Zone | Remainder of System | 1 | Average Weekday | SCE | 1-in-2 | 2026 | 6 | 534.8993 | 565.9536 | 8.3298 | 47.8427 | 0
| Zone | Remainder of System | 1 | Average Weekday | SCE | 1-in-2 | 2026 | 7 | 541.6893 | 539.5599 | 8.2908 | 47.4947 | 0
| Zone | Remainder of System | 1 | Average Weekday | SCE | 1-in-2 | 2026 | 8 | 533.1698 | 538.9515 | 8.2421 | 47.191 | 0
| Zone | Remainder of System | 1 | Average Weekday | SCE | 1-in-2 | 2026 | 9 | 501.3633 | 526.973 | 8.1934 | 47.8607 | 0
| Zone | Remainder of System | 1 | Average Weekday | SCE | 1-in-2 | 2026 | 10 | 483.3754 | 496.5336 | 8.2205 | 51.2694 | 0
| Zone | Remainder of System | 1 | Average Weekday | SCE | 1-in-2 | 2026 | 11 | 454.8132 | 463.1861 | 8.1777 | 55.8102 | 0
| Zone | Remainder of System | 1 | Average Weekday | SCE | 1-in-2 | 2026 | 12 | 449.8174 | 456.9023 | 8.1381 | 60.0831 | 0
| Zone | Remainder of System | 1 | Average Weekday | SCE | 1-in-2 | 2026 | 13 | 377.9976 | 388.7893 | 8.1284 | 63.2369 | 0
| Zone | Remainder of System | 1 | Average Weekday | SCE | 1-in-2 | 2026 | 14 | 342.6511 | 350.3406 | 8.162 | 65.3415 | 0
| Zone | Remainder of System | 1 | Average Weekday | SCE | 1-in-2 | 2026 | 15 | 297.2668 | 305.0447 | 8.2177 | 66.6752 | 0
| Zone | Remainder of System | 1 | Average Weekday | SCE | 1-in-2 | 2026 | 16 | 264.3327 | 266.5801 | 8.2767 | 67.1856 | 0
| Zone | Remainder of System | 1 | Average Weekday | SCE | 1-in-2 | 2026 | 17 | 267.5662 | 273.9467 | 8.1465 | 66.6752 | 0
| Zone | Remainder of System | 1 | Average Weekday | SCE | 1-in-2 | 2026 | 18 | 248.7153 | 254.7642 | 8.1251 | 64.7423 | 0
| Zone | Remainder of System | 1 | Average Weekday | SCE | 1-in-2 | 2026 | 19 | 262.447 | 266.8295 | 8.3839 | 61.5145 | 0
| Zone | Remainder of System | 1 | Average Weekday | SCE | 1-in-2 | 2026 | 20 | 252.9735 | 314.7777 | 8.3997 | 59.0859 | 0
| Zone | Remainder of System | 1 | Average Weekday | SCE | 1-in-2 | 2026 | 21 | 235.9596 | 242.4039 | 8.0401 | 57.2936 | 0
| Zone | Remainder of System | 1 | Average Weekday | SCE | 1-in-2 | 2026 | 22 | 410.0739 | 425.9401 | 8.2254 | 55.8199 | 0
| Zone | Remainder of System | 1 | Average Weekday | SCE | 1-in-2 | 2026 | 23 | 397.0313 | 411.8017 | 8.2512 | 54.5391 | 0
| Zone | Remainder of System | 1 | Average Weekday | SCE | 1-in-2 | 2026 | 24 | 327.5215 | 339.9178 | 8.2542 | 53.3992 | 0
| Zone | Remainder of System | 1 | Monthly System Peak Day | SCE | 1-in-2 | 2026 | 1 | 263.8823 | 270.2151 | 8.2825 | 45.2329 | 0
| Zone | Remainder of System | 1 | Monthly System Peak Day | SCE | 1-in-2 | 2026 | 2 | 261.5231 | 268.7665 | 8.3085 | 44.3477 | 0
| Zone | Remainder of System | 1 | Monthly System Peak Day | SCE | 1-in-2 | 2026 | 3 | 405.0926 | 416.8559 | 8.3142 | 43.1525 | 0
| Zone | Remainder of System | 1 | Monthly System Peak Day | SCE | 1-in-2 | 2026 | 4 | 576.3963 | 594.742 | 8.3209 | 42.4549 | 0
| Zone | Remainder of System | 1 | Monthly System Peak Day | SCE | 1-in-2 | 2026 | 5 | 548.731 | 576.7012 | 8.3245 | 41.466 | 0
| Zone | Remainder of System | 1 | Monthly System Peak Day | SCE | 1-in-2 | 2026 | 6 | 534.8993 | 565.9536 | 8.3298 | 41.032 | 0
| Zone | Remainder of System | 1 | Monthly System Peak Day | SCE | 1-in-2 | 2026 | 7 | 541.6893 | 539.5599 | 8.2908 | 40.989 | 0
| Zone | Remainder of System | 1 | Monthly System Peak Day | SCE | 1-in-2 | 2026 | 8 | 533.1698 | 538.9515 | 8.2421 | 41.1076 | 0
| Zone | Remainder of System | 1 | Monthly System Peak Day | SCE | 1-in-2 | 2026 | 9 | 501.3633 | 526.973 | 8.1934 | 41.7407 | 0
| Zone | Remainder of System | 1 | Monthly System Peak Day | SCE | 1-in-2 | 2026 | 10 | 483.3754 | 496.5336 | 8.2205 | 44.4336 | 0
| Zone | Remainder of System | 1 | Monthly System Peak Day | SCE | 1-in-2 | 2026 | 11 | 454.8132 | 463.1861 | 8.1777 | 47.8574 | 0
| Zone | Remainder of System | 1 | Monthly System Peak Day | SCE | 1-in-2 | 2026 | 12 | 449.8174 | 456.9023 | 8.1381 | 50.8356 | 0
| Zone | Remainder of System | 1 | Monthly System Peak Day | SCE | 1-in-2 | 2026 | 13 | 377.9976 | 388.7893 | 8.1284 | 52.4705 | 0
| Zone | Remainder of System | 1 | Monthly System Peak Day | SCE | 1-in-2 | 2026 | 14 | 342.6511 | 350.3406 | 8.162 | 52.7748 | 0
| Zone | Remainder of System | 1 | Monthly System Peak Day | SCE | 1-in-2 | 2026 | 15 | 297.2668 | 305.0447 | 8.2177 | 53.0031 | 0
| Zone | Remainder of System | 1 | Monthly System Peak Day | SCE | 1-in-2 | 2026 | 16 | 264.3327 | 266.5801 | 8.2767 | 54.3325 | 0
| Zone | Remainder of System | 1 | Monthly System Peak Day | SCE | 1-in-2 | 2026 | 17 | 267.5662 | 273.9467 | 8.1465 | 54.7159 | 0
| Zone | Remainder of System | 1 | Monthly System Peak Day | SCE | 1-in-2 | 2026 | 18 | 248.7153 | 254.7642 | 8.1251 | 53.6653 | 0
| Zone | Remainder of System | 1 | Monthly System Peak Day | SCE | 1-in-2 | 2026 | 19 | 262.447 | 266.8295 | 8.3839 | 51.839 | 0
| Zone | Remainder of System | 1 | Monthly System Peak Day | SCE | 1-in-2 | 2026 | 20 | 252.9735 | 314.7777 | 8.3997 | 50.4515 | 0
| Zone | Remainder of System | 1 | Monthly System Peak Day | SCE | 1-in-2 | 2026 | 21 | 235.9596 | 242.4039 | 8.0401 | 49.5422 | 0
| Zone | Remainder of System | 1 | Monthly System Peak Day | SCE | 1-in-2 | 2026 | 22 | 410.0739 | 425.9401 | 8.2254 | 48.5366 | 0
| Zone | Remainder of System | 1 | Monthly System Peak Day | SCE | 1-in-2 | 2026 | 23 | 397.0313 | 411.8017 | 8.2512 | 47.118 | 0
| Zone | Remainder of System | 1 | Monthly System Peak Day | SCE | 1-in-2 | 2026 | 24 | 327.5215 | 339.9178 | 8.2542 | 46.2753 | 0
| Zone | Remainder of System | 2 | Average Weekday | SCE | 1-in-2 | 2026 | 1 | 263.8885 | 271.0383 | 8.3394 | 51.2742 | 0
| Zone | Remainder of System | 2 | Average Weekday | SCE | 1-in-2 | 2026 | 2 | 258.1234 | 266.268 | 8.3711 | 50.4072 | 0
| Zone | Remainder of System | 2 | Average Weekday | SCE | 1-in-2 | 2026 | 3 | 398.1134 | 411.2846 | 8.3778 | 49.536 | 0
| Zone | Remainder of System | 2 | Average Weekday | SCE | 1-in-2 | 2026 | 4 | 565.7324 | 586.8325 | 8.3857 | 48.8013 | 0
| Zone | Remainder of System | 2 | Average Weekday | SCE | 1-in-2 | 2026 | 5 | 546.288 | 577.2593 | 8.3891 | 48.212 | 0
| Zone | Remainder of System | 2 | Average Weekday | SCE | 1-in-2 | 2026 | 6 | 536.616 | 569.6432 | 8.3939 | 47.6223 | 0
| Zone | Remainder of System | 2 | Average Weekday | SCE | 1-in-2 | 2026 | 7 | 529.3904 | 528.6728 | 8.3462 | 47.1867 | 0
| Zone | Remainder of System | 2 | Average Weekday | SCE | 1-in-2 | 2026 | 8 | 519.7402 | 525.9621 | 8.2884 | 47.0018 | 0
| Zone | Remainder of System | 2 | Average Weekday | SCE | 1-in-2 | 2026 | 9 | 500.2583 | 526.2588 | 8.2295 | 48.3194 | 0
| Zone | Remainder of System | 2 | Average Weekday | SCE | 1-in-2 | 2026 | 10 | 478.0702 | 490.5977 | 8.2648 | 51.798 | 0
| Zone | Remainder of System | 2 | Average Weekday | SCE | 1-in-2 | 2026 | 11 | 453.9951 | 462.6016 | 8.2107 | 55.8778 | 0
| Zone | Remainder of System | 2 | Average Weekday | SCE | 1-in-2 | 2026 | 12 | 448.8074 | 456.5731 | 8.1593 | 59.4056 | 0
| Zone | Remainder of System | 2 | Average Weekday | SCE | 1-in-2 | 2026 | 13 | 372.6628 | 384.5008 | 8.1456 | 62.0189 | 0
| Zone | Remainder of System | 2 | Average Weekday | SCE | 1-in-2 | 2026 | 14 | 334.3005 | 342.6149 | 8.1895 | 63.7177 | 0
| Zone | Remainder of System | 2 | Average Weekday | SCE | 1-in-2 | 2026 | 15 | 283.759 | 293.7277 | 8.2602 | 64.6926 | 0
| Zone | Remainder of System | 2 | Average Weekday | SCE | 1-in-2 | 2026 | 16 | 253.9378 | 257.7239 | 8.3328 | 64.9768 | 0
| Zone | Remainder of System | 2 | Average Weekday | SCE | 1-in-2 | 2026 | 17 | 246.3566 | 251.485 | 8.179 | 64.4648 | 0
| Zone | Remainder of System | 2 | Average Weekday | SCE | 1-in-2 | 2026 | 18 | 233.0023 | 238.1501 | 8.1512 | 63.0519 | 0
| Zone | Remainder of System | 2 | Average Weekday | SCE | 1-in-2 | 2026 | 19 | 254.8916 | 259.3554 | 8.3839 | 60.4631 | 0
| Zone | Remainder of System | 2 | Average Weekday | SCE | 1-in-2 | 2026 | 20 | 246.1602 | 306.0764 | 8.4031 | 58.0362 | 0
| Zone | Remainder of System | 2 | Average Weekday | SCE | 1-in-2 | 2026 | 21 | 224.4272 | 230.6174 | 8.0144 | 56.2859 | 0
| Zone | Remainder of System | 2 | Average Weekday | SCE | 1-in-2 | 2026 | 22 | 395.0309 | 410.7426 | 8.2663 | 54.9557 | 0
| Zone | Remainder of System | 2 | Average Weekday | SCE | 1-in-2 | 2026 | 23 | 380.3213 | 395.4909 | 8.3003 | 53.7427 | 0
| Zone | Remainder of System | 2 | Average Weekday | SCE | 1-in-2 | 2026 | 24 | 320.4567 | 334.1109 | 8.3044 | 52.6077 | 0
| Zone | Remainder of System | 2 | Monthly System Peak Day | SCE | 1-in-2 | 2026 | 1 | 263.8885 | 271.0383 | 8.3394 | 43.0796 | 0
| Zone | Remainder of System | 2 | Monthly System Peak Day | SCE | 1-in-2 | 2026 | 2 | 258.1234 | 266.268 | 8.3711 | 42.6704 | 0
| Zone | Remainder of System | 2 | Monthly System Peak Day | SCE | 1-in-2 | 2026 | 3 | 398.1134 | 411.2846 | 8.3778 | 42.2478 | 0
| Zone | Remainder of System | 2 | Monthly System Peak Day | SCE | 1-in-2 | 2026 | 4 | 565.7324 | 586.8325 | 8.3857 | 41.6455 | 0
| Zone | Remainder of System | 2 | Monthly System Peak Day | SCE | 1-in-2 | 2026 | 5 | 546.288 | 577.2593 | 8.3891 | 40.9489 | 0
| Zone | Remainder of System | 2 | Monthly System Peak Day | SCE | 1-in-2 | 2026 | 6 | 536.616 | 569.6432 | 8.3939 | 40.2685 | 0
| Zone | Remainder of System | 2 | Monthly System Peak Day | SCE | 1-in-2 | 2026 | 7 | 529.3904 | 528.6728 | 8.3462 | 40.074 | 0
| Zone | Remainder of System | 2 | Monthly System Peak Day | SCE | 1-in-2 | 2026 | 8 | 519.7402 | 525.9621 | 8.2884 | 40.4173 | 0
| Zone | Remainder of System | 2 | Monthly System Peak Day | SCE | 1-in-2 | 2026 | 9 | 500.2583 | 526.2588 | 8.2295 | 41.9505 | 0
| Zone | Remainder of System | 2 | Monthly System Peak Day | SCE | 1-in-2 | 2026 | 10 | 478.0702 | 490.5977 | 8.2648 | 44.4785 | 0
| Zone | Remainder of System | 2 | Monthly System Peak Day | SCE | 1-in-2 | 2026 | 11 | 453.9951 | 462.6016 | 8.2107 | 47.3478 | 0
| Zone | Remainder of System | 2 | Monthly System Peak Day | SCE | 1-in-2 | 2026 | 12 | 448.8074 | 456.5731 | 8.1593 | 49.7673 | 0
| Zone | Remainder of System | 2 | Monthly System Peak Day | SCE | 1-in-2 | 2026 | 13 | 372.6628 | 384.5008 | 8.1456 | 51.7034 | 0
| Zone | Remainder of System | 2 | Monthly System Peak Day | SCE | 1-in-2 | 2026 | 14 | 334.3005 | 342.6149 | 8.1895 | 53.2478 | 0
| Zone | Remainder of System | 2 | Monthly System Peak Day | SCE | 1-in-2 | 2026 | 15 | 283.759 | 293.7277 | 8.2602 | 54.4851 | 0
| Zone | Remainder of System | 2 | Monthly System Peak Day | SCE | 1-in-2 | 2026 | 16 | 253.9378 | 257.7239 | 8.3328 | 55.3304 | 0
| Zone | Remainder of System | 2 | Monthly System Peak Day | SCE | 1-in-2 | 2026 | 17 | 246.3566 | 251.485 | 8.179 | 55.3557 | 0
| Zone | Remainder of System | 2 | Monthly System Peak Day | SCE | 1-in-2 | 2026 | 18 | 233.0023 | 238.1501 | 8.1512 | 54.5997 | 0
| Zone | Remainder of System | 2 | Monthly System Peak Day | SCE | 1-in-2 | 2026 | 19 | 254.8916 | 259.3554 | 8.3839 | 52.7071 | 0
| Zone | Remainder of System | 2 | Monthly System Peak Day | SCE | 1-in-2 | 2026 | 20 | 246.1602 | 306.0764 | 8.4031 | 51.0971 | 0
| Zone | Remainder of System | 2 | Monthly System Peak Day | SCE | 1-in-2 | 2026 | 21 | 224.4272 | 230.6174 | 8.0144 | 49.6206 | 0
| Zone | Remainder of System | 2 | Monthly System Peak Day | SCE | 1-in-2 | 2026 | 22 | 395.0309 | 410.7426 | 8.2663 | 48.4219 | 0
| Zone | Remainder of System | 2 | Monthly System Peak Day | SCE | 1-in-2 | 2026 | 23 | 380.3213 | 395.4909 | 8.3003 | 47.5168 | 0
| Zone | Remainder of System | 2 | Monthly System Peak Day | SCE | 1-in-2 | 2026 | 24 | 320.4567 | 334.1109 | 8.3044 | 46.4661 | 0
| Zone | Remainder of System | 3 | Average Weekday | SCE | 1-in-2 | 2026 | 1 | 271.316 | 283.1601 | 8.4265 | 54.1435 | 0
| Zone | Remainder of System | 3 | Average Weekday | SCE | 1-in-2 | 2026 | 2 | 265.9527 | 273.6376 | 8.3778 | 53.2403 | 0
| Zone | Remainder of System | 3 | Average Weekday | SCE | 1-in-2 | 2026 | 3 | 425.061 | 436.2129 | 8.3706 | 52.4569 | 0
| Zone | Remainder of System | 3 | Average Weekday | SCE | 1-in-2 | 2026 | 4 | 598.3795 | 615.2198 | 8.3533 | 51.7498 | 0
| Zone | Remainder of System | 3 | Average Weekday | SCE | 1-in-2 | 2026 | 5 | 564.9597 | 584.3385 | 8.3471 | 51.0914 | 0
| Zone | Remainder of System | 3 | Average Weekday | SCE | 1-in-2 | 2026 | 6 | 555.639 | 574.9893 | 8.3156 | 50.5427 | 0
| Zone | Remainder of System | 3 | Average Weekday | SCE | 1-in-2 | 2026 | 7 | 559.7991 | 560.4911 | 8.3005 | 50.1566 | 0
| Zone | Remainder of System | 3 | Average Weekday | SCE | 1-in-2 | 2026 | 8 | 537.8873 | 548.2358 | 8.4547 | 49.9464 | 0
| Zone | Remainder of System | 3 | Average Weekday | SCE | 1-in-2 | 2026 | 9 | 522.6959 | 562.5356 | 8.6454 | 51.061 | 0
| Zone | Remainder of System | 3 | Average Weekday | SCE | 1-in-2 | 2026 | 10 | 503.5425 | 526.1902 | 8.5125 | 53.9562 | 0
| Zone | Remainder of System | 3 | Average Weekday | SCE | 1-in-2 | 2026 | 11 | 471.4122 | 487.9147 | 8.5913 | 57.3554 | 0
| Zone | Remainder of System | 3 | Average Weekday | SCE | 1-in-2 | 2026 | 12 | 471.1408 | 483.239 | 8.6806 | 60.4466 | 0
| Zone | Remainder of System | 3 | Average Weekday | SCE | 1-in-2 | 2026 | 13 | 377.8392 | 388.6881 | 8.7555 | 62.898 | 0
| Zone | Remainder of System | 3 | Average Weekday | SCE | 1-in-2 | 2026 | 14 | 353.1331 | 360.7599 | 8.7056 | 64.7007 | 0
| Zone | Remainder of System | 3 | Average Weekday | SCE | 1-in-2 | 2026 | 15 | 306.3029 | 313.3091 | 8.5391 | 65.848 | 0
| Zone | Remainder of System | 3 | Average Weekday | SCE | 1-in-2 | 2026 | 16 | 272.8311 | 275.7156 | 8.3221 | 66.4528 | 0
| Zone | Remainder of System | 3 | Average Weekday | SCE | 1-in-2 | 2026 | 17 | 274.2976 | 280.036 | 8.175 | 66.4302 | 0
| Zone | Remainder of System | 3 | Average Weekday | SCE | 1-in-2 | 2026 | 18 | 247.5343 | 253.9195 | 8.1895 | 65.606 | 0
| Zone | Remainder of System | 3 | Average Weekday | SCE | 1-in-2 | 2026 | 19 | 262.2334 | 268.8827 | 8.4711 | 63.9302 | 0
| Zone | Remainder of System | 3 | Average Weekday | SCE | 1-in-2 | 2026 | 20 | 248.6512 | 251.8589 | 8.3674 | 61.6012 | 0
| Zone | Remainder of System | 3 | Average Weekday | SCE | 1-in-2 | 2026 | 21 | 220.9293 | 225.9288 | 8.0436 | 59.2809 | 0
| Zone | Remainder of System | 3 | Average Weekday | SCE | 1-in-2 | 2026 | 22 | 419.2287 | 437.5684 | 8.28 | 57.6995 | 0
| Zone | Remainder of System | 3 | Average Weekday | SCE | 1-in-2 | 2026 | 23 | 409.3244 | 430.7693 | 8.3816 | 56.5104 | 0
| Zone | Remainder of System | 3 | Average Weekday | SCE | 1-in-2 | 2026 | 24 | 352.0407 | 377.0649 | 8.4718 | 55.5042 | 0
| Zone | Remainder of System | 3 | Monthly System Peak Day | SCE | 1-in-2 | 2026 | 1 | 271.316 | 283.1601 | 8.4265 | 56.5818 | 0
| Zone | Remainder of System | 3 | Monthly System Peak Day | SCE | 1-in-2 | 2026 | 2 | 265.9527 | 273.6376 | 8.3778 | 55.43 | 0
| Zone | Remainder of System | 3 | Monthly System Peak Day | SCE | 1-in-2 | 2026 | 3 | 425.061 | 436.2129 | 8.3706 | 53.8095 | 0
| Zone | Remainder of System | 3 | Monthly System Peak Day | SCE | 1-in-2 | 2026 | 4 | 598.3795 | 615.2198 | 8.3533 | 52.9917 | 0
| Zone | Remainder of System | 3 | Monthly System Peak Day | SCE | 1-in-2 | 2026 | 5 | 564.9597 | 584.3385 | 8.3471 | 52.1472 | 0
| Zone | Remainder of System | 3 | Monthly System Peak Day | SCE | 1-in-2 | 2026 | 6 | 555.639 | 574.9893 | 8.3156 | 51.274 | 0
| Zone | Remainder of System | 3 | Monthly System Peak Day | SCE | 1-in-2 | 2026 | 7 | 559.7991 | 560.4911 | 8.3005 | 50.7147 | 0
| Zone | Remainder of System | 3 | Monthly System Peak Day | SCE | 1-in-2 | 2026 | 8 | 537.8873 | 548.2358 | 8.4547 | 50.1826 | 0
| Zone | Remainder of System | 3 | Monthly System Peak Day | SCE | 1-in-2 | 2026 | 9 | 522.6959 | 562.5356 | 8.6454 | 50.6921 | 0
| Zone | Remainder of System | 3 | Monthly System Peak Day | SCE | 1-in-2 | 2026 | 10 | 503.5425 | 526.1902 | 8.5125 | 53.8657 | 0
| Zone | Remainder of System | 3 | Monthly System Peak Day | SCE | 1-in-2 | 2026 | 11 | 471.4122 | 487.9147 | 8.5913 | 58.4301 | 0
| Zone | Remainder of System | 3 | Monthly System Peak Day | SCE | 1-in-2 | 2026 | 12 | 471.1408 | 483.239 | 8.6806 | 62.8319 | 0
| Zone | Remainder of System | 3 | Monthly System Peak Day | SCE | 1-in-2 | 2026 | 13 | 377.8392 | 388.6881 | 8.7555 | 66.0819 | 0
| Zone | Remainder of System | 3 | Monthly System Peak Day | SCE | 1-in-2 | 2026 | 14 | 353.1331 | 360.7599 | 8.7056 | 67.8967 | 0
| Zone | Remainder of System | 3 | Monthly System Peak Day | SCE | 1-in-2 | 2026 | 15 | 306.3029 | 313.3091 | 8.5391 | 68.9896 | 0
| Zone | Remainder of System | 3 | Monthly System Peak Day | SCE | 1-in-2 | 2026 | 16 | 272.8311 | 275.7156 | 8.3221 | 69.8232 | 0
| Zone | Remainder of System | 3 | Monthly System Peak Day | SCE | 1-in-2 | 2026 | 17 | 274.2976 | 280.036 | 8.175 | 70.0976 | 0
| Zone | Remainder of System | 3 | Monthly System Peak Day | SCE | 1-in-2 | 2026 | 18 | 247.5343 | 253.9195 | 8.1895 | 69.6302 | 0
| Zone | Remainder of System | 3 | Monthly System Peak Day | SCE | 1-in-2 | 2026 | 19 | 262.2334 | 268.8827 | 8.4711 | 68.0398 | 0
| Zone | Remainder of System | 3 | Monthly System Peak Day | SCE | 1-in-2 | 2026 | 20 | 248.6512 | 251.8589 | 8.3674 | 65.2065 | 0
| Zone | Remainder of System | 3 | Monthly System Peak Day | SCE | 1-in-2 | 2026 | 21 | 220.9293 | 225.9288 | 8.0436 | 62.3174 | 0
| Zone | Remainder of System | 3 | Monthly System Peak Day | SCE | 1-in-2 | 2026 | 22 | 419.2287 | 437.5684 | 8.28 | 60.1617 | 0
| Zone | Remainder of System | 3 | Monthly System Peak Day | SCE | 1-in-2 | 2026 | 23 | 409.3244 | 430.7693 | 8.3816 | 58.5692 | 0
| Zone | Remainder of System | 3 | Monthly System Peak Day | SCE | 1-in-2 | 2026 | 24 | 352.0407 | 377.0649 | 8.4718 | 57.2979 | 0
| Zone | Remainder of System | 4 | Average Weekday | SCE | 1-in-2 | 2026 | 1 | 269.4776 | 280.69 | 8.4431 | 56.7256 | 0
| Zone | Remainder of System | 4 | Average Weekday | SCE | 1-in-2 | 2026 | 2 | 267.7608 | 276.3505 | 8.395 | 55.8527 | 0
| Zone | Remainder of System | 4 | Average Weekday | SCE | 1-in-2 | 2026 | 3 | 426.8769 | 438.6907 | 8.3878 | 55.0819 | 0
| Zone | Remainder of System | 4 | Average Weekday | SCE | 1-in-2 | 2026 | 4 | 595.0709 | 611.8923 | 8.3708 | 54.4336 | 0
| Zone | Remainder of System | 4 | Average Weekday | SCE | 1-in-2 | 2026 | 5 | 550.0652 | 568.241 | 8.3644 | 53.7938 | 0
| Zone | Remainder of System | 4 | Average Weekday | SCE | 1-in-2 | 2026 | 6 | 545.7622 | 564.2096 | 8.3326 | 53.2767 | 0
| Zone | Remainder of System | 4 | Average Weekday | SCE | 1-in-2 | 2026 | 7 | 549.2583 | 550.4193 | 8.3164 | 52.8415 | 0
| Zone | Remainder of System | 4 | Average Weekday | SCE | 1-in-2 | 2026 | 8 | 533.7425 | 541.1823 | 8.4699 | 52.6877 | 0
| Zone | Remainder of System | 4 | Average Weekday | SCE | 1-in-2 | 2026 | 9 | 504.8108 | 543.2308 | 8.6591 | 54.1994 | 0
| Zone | Remainder of System | 4 | Average Weekday | SCE | 1-in-2 | 2026 | 10 | 486.5134 | 509.6232 | 8.5275 | 57.0022 | 0
| Zone | Remainder of System | 4 | Average Weekday | SCE | 1-in-2 | 2026 | 11 | 460.2195 | 474.4148 | 8.6047 | 59.9768 | 0
| Zone | Remainder of System | 4 | Average Weekday | SCE | 1-in-2 | 2026 | 12 | 459.6942 | 471.7938 | 8.6921 | 62.8243 | 0
| Zone | Remainder of System | 4 | Average Weekday | SCE | 1-in-2 | 2026 | 13 | 375.8416 | 386.6225 | 8.7659 | 65.1956 | 0
| Zone | Remainder of System | 4 | Average Weekday | SCE | 1-in-2 | 2026 | 14 | 346.6649 | 354.2809 | 8.7172 | 67.0563 | 0
| Zone | Remainder of System | 4 | Average Weekday | SCE | 1-in-2 | 2026 | 15 | 293.916 | 301.2095 | 8.5524 | 68.3359 | 0
| Zone | Remainder of System | 4 | Average Weekday | SCE | 1-in-2 | 2026 | 16 | 261.795 | 264.7889 | 8.3379 | 68.9607 | 0
| Zone | Remainder of System | 4 | Average Weekday | SCE | 1-in-2 | 2026 | 17 | 260.6229 | 264.9951 | 8.2081 | 69.025 | 0
| Zone | Remainder of System | 4 | Average Weekday | SCE | 1-in-2 | 2026 | 18 | 224.7622 | 230.3761 | 8.2202 | 68.3253 | 0
| Zone | Remainder of System | 4 | Average Weekday | SCE | 1-in-2 | 2026 | 19 | 230.4176 | 237.0997 | 8.4713 | 66.968 | 0
| Zone | Remainder of System | 4 | Average Weekday | SCE | 1-in-2 | 2026 | 20 | 222.7077 | 226.0612 | 8.3675 | 64.7012 | 0
| Zone | Remainder of System | 4 | Average Weekday | SCE | 1-in-2 | 2026 | 21 | 223.9314 | 229.1754 | 8.0589 | 61.7724 | 0
| Zone | Remainder of System | 4 | Average Weekday | SCE | 1-in-2 | 2026 | 22 | 409.4457 | 427.4267 | 8.2922 | 59.6956 | 0
| Zone | Remainder of System | 4 | Average Weekday | SCE | 1-in-2 | 2026 | 23 | 403.7981 | 424.787 | 8.3981 | 58.3124 | 0
| Zone | Remainder of System | 4 | Average Weekday | SCE | 1-in-2 | 2026 | 24 | 346.416 | 370.5596 | 8.4878 | 57.2555 | 0
| Zone | Remainder of System | 4 | Monthly System Peak Day | SCE | 1-in-2 | 2026 | 1 | 269.4776 | 280.69 | 8.4431 | 64.1575 | 0
| Zone | Remainder of System | 4 | Monthly System Peak Day | SCE | 1-in-2 | 2026 | 2 | 267.7608 | 276.3505 | 8.395 | 62.7754 | 0
| Zone | Remainder of System | 4 | Monthly System Peak Day | SCE | 1-in-2 | 2026 | 3 | 426.8769 | 438.6907 | 8.3878 | 61.6456 | 0
| Zone | Remainder of System | 4 | Monthly System Peak Day | SCE | 1-in-2 | 2026 | 4 | 595.0709 | 611.8923 | 8.3708 | 60.6523 | 0
| Zone | Remainder of System | 4 | Monthly System Peak Day | SCE | 1-in-2 | 2026 | 5 | 550.0652 | 568.241 | 8.3644 | 59.6858 | 0
| Zone | Remainder of System | 4 | Monthly System Peak Day | SCE | 1-in-2 | 2026 | 6 | 545.7622 | 564.2096 | 8.3326 | 58.665 | 0
| Zone | Remainder of System | 4 | Monthly System Peak Day | SCE | 1-in-2 | 2026 | 7 | 549.2583 | 550.4193 | 8.3164 | 57.9631 | 0
| Zone | Remainder of System | 4 | Monthly System Peak Day | SCE | 1-in-2 | 2026 | 8 | 533.7425 | 541.1823 | 8.4699 | 57.5916 | 0
| Zone | Remainder of System | 4 | Monthly System Peak Day | SCE | 1-in-2 | 2026 | 9 | 504.8108 | 543.2308 | 8.6591 | 59.2997 | 0
| Zone | Remainder of System | 4 | Monthly System Peak Day | SCE | 1-in-2 | 2026 | 10 | 486.5134 | 509.6232 | 8.5275 | 63.5939 | 0
| Zone | Remainder of System | 4 | Monthly System Peak Day | SCE | 1-in-2 | 2026 | 11 | 460.2195 | 474.4148 | 8.6047 | 69.2791 | 0
| Zone | Remainder of System | 4 | Monthly System Peak Day | SCE | 1-in-2 | 2026 | 12 | 459.6942 | 471.7938 | 8.6921 | 74.446 | 0
| Zone | Remainder of System | 4 | Monthly System Peak Day | SCE | 1-in-2 | 2026 | 13 | 375.8416 | 386.6225 | 8.7659 | 78.6886 | 0
| Zone | Remainder of System | 4 | Monthly System Peak Day | SCE | 1-in-2 | 2026 | 14 | 346.6649 | 354.2809 | 8.7172 | 81.3344 | 0
| Zone | Remainder of System | 4 | Monthly System Peak Day | SCE | 1-in-2 | 2026 | 15 | 293.916 | 301.2095 | 8.5524 | 82.8242 | 0
| Zone | Remainder of System | 4 | Monthly System Peak Day | SCE | 1-in-2 | 2026 | 16 | 261.795 | 264.7889 | 8.3379 | 83.5658 | 0
| Zone | Remainder of System | 4 | Monthly System Peak Day | SCE | 1-in-2 | 2026 | 17 | 260.6229 | 264.9951 | 8.2081 | 83.0798 | 0
| Zone | Remainder of System | 4 | Monthly System Peak Day | SCE | 1-in-2 | 2026 | 18 | 224.7622 | 230.3761 | 8.2202 | 82.7467 | 0
| Zone | Remainder of System | 4 | Monthly System Peak Day | SCE | 1-in-2 | 2026 | 19 | 230.4176 | 237.0997 | 8.4713 | 81.1574 | 0
| Zone | Remainder of System | 4 | Monthly System Peak Day | SCE | 1-in-2 | 2026 | 20 | 222.7077 | 226.0612 | 8.3675 | 78.3726 | 0
| Zone | Remainder of System | 4 | Monthly System Peak Day | SCE | 1-in-2 | 2026 | 21 | 223.9314 | 229.1754 | 8.0589 | 74.0086 | 0
| Zone | Remainder of System | 4 | Monthly System Peak Day | SCE | 1-in-2 | 2026 | 22 | 409.4457 | 427.4267 | 8.2922 | 70.8448 | 0
| Zone | Remainder of System | 4 | Monthly System Peak Day | SCE | 1-in-2 | 2026 | 23 | 403.7981 | 424.787 | 8.3981 | 68.5482 | 0
| Zone | Remainder of System | 4 | Monthly System Peak Day | SCE | 1-in-2 | 2026 | 24 | 346.416 | 370.5596 | 8.4878 | 66.4925 | 0
| Zone | Remainder of System | 5 | Average Weekday | SCE | 1-in-2 | 2026 | 1 | 282.5864 | 293.9275 | 8.4749 | 59.7443 | 0
| Zone | Remainder of System | 5 | Average Weekday | SCE | 1-in-2 | 2026 | 2 | 283.1674 | 290.8769 | 8.4279 | 59.0711 | 0
| Zone | Remainder of System | 5 | Average Weekday | SCE | 1-in-2 | 2026 | 3 | 442.9596 | 455.9753 | 8.4208 | 58.4673 | 0
| Zone | Remainder of System | 5 | Average Weekday | SCE | 1-in-2 | 2026 | 4 | 606.1346 | 624.1281 | 8.4039 | 57.9163 | 0
| Zone | Remainder of System | 5 | Average Weekday | SCE | 1-in-2 | 2026 | 5 | 567.0814 | 586.1107 | 8.397 | 57.4537 | 0
| Zone | Remainder of System | 5 | Average Weekday | SCE | 1-in-2 | 2026 | 6 | 553.0821 | 573.4581 | 8.3642 | 57.0042 | 0
| Zone | Remainder of System | 5 | Average Weekday | SCE | 1-in-2 | 2026 | 7 | 547.0376 | 548.2599 | 8.3462 | 56.5906 | 0
| Zone | Remainder of System | 5 | Average Weekday | SCE | 1-in-2 | 2026 | 8 | 544.3823 | 555.5518 | 8.4992 | 56.9009 | 0
| Zone | Remainder of System | 5 | Average Weekday | SCE | 1-in-2 | 2026 | 9 | 511.7854 | 547.7637 | 8.6864 | 58.6635 | 0
| Zone | Remainder of System | 5 | Average Weekday | SCE | 1-in-2 | 2026 | 10 | 501.89 | 525.1219 | 8.5571 | 61.0024 | 0
| Zone | Remainder of System | 5 | Average Weekday | SCE | 1-in-2 | 2026 | 11 | 481.6102 | 496.3973 | 8.631 | 63.674 | 0
| Zone | Remainder of System | 5 | Average Weekday | SCE | 1-in-2 | 2026 | 12 | 474.8105 | 486.5063 | 8.7148 | 66.1969 | 0
| Zone | Remainder of System | 5 | Average Weekday | SCE | 1-in-2 | 2026 | 13 | 384.3631 | 395.5673 | 8.7865 | 68.4385 | 0
| Zone | Remainder of System | 5 | Average Weekday | SCE | 1-in-2 | 2026 | 14 | 361.5076 | 369.2257 | 8.7399 | 70.1752 | 0
| Zone | Remainder of System | 5 | Average Weekday | SCE | 1-in-2 | 2026 | 15 | 318.3169 | 325.4191 | 8.5787 | 71.341 | 0
| Zone | Remainder of System | 5 | Average Weekday | SCE | 1-in-2 | 2026 | 16 | 277.0403 | 279.8839 | 8.368 | 71.901 | 0
| Zone | Remainder of System | 5 | Average Weekday | SCE | 1-in-2 | 2026 | 17 | 265.2599 | 270.7428 | 8.238 | 71.8083 | 0
| Zone | Remainder of System | 5 | Average Weekday | SCE | 1-in-2 | 2026 | 18 | 238.9681 | 244.9252 | 8.2469 | 71.1675 | 0
| Zone | Remainder of System | 5 | Average Weekday | SCE | 1-in-2 | 2026 | 19 | 248.1746 | 255.0505 | 8.4694 | 69.8052 | 0
| Zone | Remainder of System | 5 | Average Weekday | SCE | 1-in-2 | 2026 | 20 | 235.7605 | 239.1145 | 8.3671 | 67.6863 | 0
| Zone | Remainder of System | 5 | Average Weekday | SCE | 1-in-2 | 2026 | 21 | 240.8458 | 246.2158 | 8.0608 | 64.9519 | 0
| Zone | Remainder of System | 5 | Average Weekday | SCE | 1-in-2 | 2026 | 22 | 429.8065 | 448.0728 | 8.3188 | 62.6968 | 0
| Zone | Remainder of System | 5 | Average Weekday | SCE | 1-in-2 | 2026 | 23 | 429.9751 | 451.6591 | 8.4282 | 61.385 | 0
| Zone | Remainder of System | 5 | Average Weekday | SCE | 1-in-2 | 2026 | 24 | 368.4798 | 393.4385 | 8.5183 | 60.3901 | 0
| Zone | Remainder of System | 5 | Monthly System Peak Day | SCE | 1-in-2 | 2026 | 1 | 282.5864 | 293.9275 | 8.4749 | 64.8964 | 0
| Zone | Remainder of System | 5 | Monthly System Peak Day | SCE | 1-in-2 | 2026 | 2 | 283.1674 | 290.8769 | 8.4279 | 63.6406 | 0
| Zone | Remainder of System | 5 | Monthly System Peak Day | SCE | 1-in-2 | 2026 | 3 | 442.9596 | 455.9753 | 8.4208 | 62.6729 | 0
| Zone | Remainder of System | 5 | Monthly System Peak Day | SCE | 1-in-2 | 2026 | 4 | 606.1346 | 624.1281 | 8.4039 | 61.8119 | 0
| Zone | Remainder of System | 5 | Monthly System Peak Day | SCE | 1-in-2 | 2026 | 5 | 567.0814 | 586.1107 | 8.397 | 60.6742 | 0
| Zone | Remainder of System | 5 | Monthly System Peak Day | SCE | 1-in-2 | 2026 | 6 | 553.0821 | 573.4581 | 8.3642 | 59.7664 | 0
| Zone | Remainder of System | 5 | Monthly System Peak Day | SCE | 1-in-2 | 2026 | 7 | 547.0376 | 548.2599 | 8.3462 | 59.136 | 0
| Zone | Remainder of System | 5 | Monthly System Peak Day | SCE | 1-in-2 | 2026 | 8 | 544.3823 | 555.5518 | 8.4992 | 59.7714 | 0
| Zone | Remainder of System | 5 | Monthly System Peak Day | SCE | 1-in-2 | 2026 | 9 | 511.7854 | 547.7637 | 8.6864 | 62.8957 | 0
| Zone | Remainder of System | 5 | Monthly System Peak Day | SCE | 1-in-2 | 2026 | 10 | 501.89 | 525.1219 | 8.5571 | 67.3915 | 0
| Zone | Remainder of System | 5 | Monthly System Peak Day | SCE | 1-in-2 | 2026 | 11 | 481.6102 | 496.3973 | 8.631 | 72.2703 | 0
| Zone | Remainder of System | 5 | Monthly System Peak Day | SCE | 1-in-2 | 2026 | 12 | 474.8105 | 486.5063 | 8.7148 | 76.5772 | 0
| Zone | Remainder of System | 5 | Monthly System Peak Day | SCE | 1-in-2 | 2026 | 13 | 384.3631 | 395.5673 | 8.7865 | 79.8254 | 0
| Zone | Remainder of System | 5 | Monthly System Peak Day | SCE | 1-in-2 | 2026 | 14 | 361.5076 | 369.2257 | 8.7399 | 82.5221 | 0
| Zone | Remainder of System | 5 | Monthly System Peak Day | SCE | 1-in-2 | 2026 | 15 | 318.3169 | 325.4191 | 8.5787 | 83.8722 | 0
| Zone | Remainder of System | 5 | Monthly System Peak Day | SCE | 1-in-2 | 2026 | 16 | 277.0403 | 279.8839 | 8.368 | 84.6226 | 0
| Zone | Remainder of System | 5 | Monthly System Peak Day | SCE | 1-in-2 | 2026 | 17 | 265.2599 | 270.7428 | 8.238 | 84.5816 | 0
| Zone | Remainder of System | 5 | Monthly System Peak Day | SCE | 1-in-2 | 2026 | 18 | 238.9681 | 244.9252 | 8.2469 | 83.3941 | 0
| Zone | Remainder of System | 5 | Monthly System Peak Day | SCE | 1-in-2 | 2026 | 19 | 248.1746 | 255.0505 | 8.4694 | 81.34 | 0
| Zone | Remainder of System | 5 | Monthly System Peak Day | SCE | 1-in-2 | 2026 | 20 | 235.7605 | 239.1145 | 8.3671 | 78.6477 | 0
| Zone | Remainder of System | 5 | Monthly System Peak Day | SCE | 1-in-2 | 2026 | 21 | 240.8458 | 246.2158 | 8.0608 | 74.5744 | 0
| Zone | Remainder of System | 5 | Monthly System Peak Day | SCE | 1-in-2 | 2026 | 22 | 429.8065 | 448.0728 | 8.3188 | 71.0129 | 0
| Zone | Remainder of System | 5 | Monthly System Peak Day | SCE | 1-in-2 | 2026 | 23 | 429.9751 | 451.6591 | 8.4282 | 69.1124 | 0
| Zone | Remainder of System | 5 | Monthly System Peak Day | SCE | 1-in-2 | 2026 | 24 | 368.4798 | 393.4385 | 8.5183 | 67.7685 | 0
| Zone | Remainder of System | 6 | Average Weekday | SCE | 1-in-2 | 2026 | 1 | 272.7457 | 290.751 | 8.7054 | 63.1112 | 0
| Zone | Remainder of System | 6 | Average Weekday | SCE | 1-in-2 | 2026 | 2 | 268.9929 | 286.467 | 8.6768 | 62.1452 | 0
| Zone | Remainder of System | 6 | Average Weekday | SCE | 1-in-2 | 2026 | 3 | 419.1529 | 452.7569 | 8.6692 | 61.3041 | 0
| Zone | Remainder of System | 6 | Average Weekday | SCE | 1-in-2 | 2026 | 4 | 574.4727 | 619.6321 | 8.6642 | 60.6018 | 0
| Zone | Remainder of System | 6 | Average Weekday | SCE | 1-in-2 | 2026 | 5 | 530.1709 | 578.5441 | 8.6798 | 60.0304 | 0
| Zone | Remainder of System | 6 | Average Weekday | SCE | 1-in-2 | 2026 | 6 | 535.5639 | 588.7075 | 8.7094 | 59.4565 | 0
| Zone | Remainder of System | 6 | Average Weekday | SCE | 1-in-2 | 2026 | 7 | 545.0438 | 574.5421 | 8.9808 | 58.9785 | 0
| Zone | Remainder of System | 6 | Average Weekday | SCE | 1-in-2 | 2026 | 8 | 536.9575 | 571.7144 | 8.6767 | 59.7299 | 0
| Zone | Remainder of System | 6 | Average Weekday | SCE | 1-in-2 | 2026 | 9 | 538.7562 | 556.0652 | 8.7362 | 62.174 | 0
| Zone | Remainder of System | 6 | Average Weekday | SCE | 1-in-2 | 2026 | 10 | 523.9635 | 531.3054 | 8.935 | 65.2314 | 0
| Zone | Remainder of System | 6 | Average Weekday | SCE | 1-in-2 | 2026 | 11 | 486.6989 | 489.3175 | 8.9792 | 68.4714 | 0
| Zone | Remainder of System | 6 | Average Weekday | SCE | 1-in-2 | 2026 | 12 | 479.7966 | 491.1195 | 8.9119 | 71.628 | 0
| Zone | Remainder of System | 6 | Average Weekday | SCE | 1-in-2 | 2026 | 13 | 388.892 | 419.6766 | 8.999 | 74.2421 | 0
| Zone | Remainder of System | 6 | Average Weekday | SCE | 1-in-2 | 2026 | 14 | 362.1248 | 384.7412 | 8.9572 | 76.363 | 0
| Zone | Remainder of System | 6 | Average Weekday | SCE | 1-in-2 | 2026 | 15 | 301.2282 | 319.9415 | 9.1368 | 77.827 | 0
| Zone | Remainder of System | 6 | Average Weekday | SCE | 1-in-2 | 2026 | 16 | 264.3535 | 274.7877 | 9.4431 | 78.4645 | 0
| Zone | Remainder of System | 6 | Average Weekday | SCE | 1-in-2 | 2026 | 17 | 260.8016 | 267.0002 | 9.8932 | 78.5503 | 0
| Zone | Remainder of System | 6 | Average Weekday | SCE | 1-in-2 | 2026 | 18 | 226.1721 | 240.3387 | 9.5954 | 77.7222 | 0
| Zone | Remainder of System | 6 | Average Weekday | SCE | 1-in-2 | 2026 | 19 | 218.0441 | 229.2787 | 14.884 | 76.2164 | 0
| Zone | Remainder of System | 6 | Average Weekday | SCE | 1-in-2 | 2026 | 20 | 199.6687 | 206.3065 | 8.5295 | 74.0276 | 0
| Zone | Remainder of System | 6 | Average Weekday | SCE | 1-in-2 | 2026 | 21 | 219.0609 | 225.4994 | 8.9742 | 70.9789 | 0
| Zone | Remainder of System | 6 | Average Weekday | SCE | 1-in-2 | 2026 | 22 | 386.4331 | 429.7483 | 8.5383 | 67.784 | 0
| Zone | Remainder of System | 6 | Average Weekday | SCE | 1-in-2 | 2026 | 23 | 408.8917 | 454.1773 | 8.623 | 65.8352 | 0
| Zone | Remainder of System | 6 | Average Weekday | SCE | 1-in-2 | 2026 | 24 | 377.2127 | 412.1457 | 8.653 | 64.4629 | 0
| Zone | Remainder of System | 6 | Monthly System Peak Day | SCE | 1-in-2 | 2026 | 1 | 272.7457 | 290.0422 | 8.322 | 66.1814 | 0
| Zone | Remainder of System | 6 | Monthly System Peak Day | SCE | 1-in-2 | 2026 | 2 | 268.9929 | 283.1831 | 8.3316 | 65.3093 | 0
| Zone | Remainder of System | 6 | Monthly System Peak Day | SCE | 1-in-2 | 2026 | 3 | 419.1529 | 440.196 | 8.3333 | 64.5322 | 0
| Zone | Remainder of System | 6 | Monthly System Peak Day | SCE | 1-in-2 | 2026 | 4 | 574.4727 | 593.5096 | 8.3358 | 63.6849 | 0
| Zone | Remainder of System | 6 | Monthly System Peak Day | SCE | 1-in-2 | 2026 | 5 | 530.1709 | 557.6025 | 8.3346 | 63.0052 | 0
| Zone | Remainder of System | 6 | Monthly System Peak Day | SCE | 1-in-2 | 2026 | 6 | 535.5639 | 565.4111 | 8.3363 | 62.3138 | 0
| Zone | Remainder of System | 6 | Monthly System Peak Day | SCE | 1-in-2 | 2026 | 7 | 545.0438 | 543.0873 | 8.3782 | 61.6708 | 0
| Zone | Remainder of System | 6 | Monthly System Peak Day | SCE | 1-in-2 | 2026 | 8 | 536.9575 | 550.571 | 8.2553 | 62.4689 | 0
| Zone | Remainder of System | 6 | Monthly System Peak Day | SCE | 1-in-2 | 2026 | 9 | 538.7562 | 565.0538 | 8.2467 | 65.5896 | 0
| Zone | Remainder of System | 6 | Monthly System Peak Day | SCE | 1-in-2 | 2026 | 10 | 523.9635 | 540.2513 | 8.3286 | 69.8796 | 0
| Zone | Remainder of System | 6 | Monthly System Peak Day | SCE | 1-in-2 | 2026 | 11 | 486.6989 | 501.3858 | 8.3126 | 73.7697 | 0
| Zone | Remainder of System | 6 | Monthly System Peak Day | SCE | 1-in-2 | 2026 | 12 | 479.7966 | 497.9174 | 8.2713 | 77.0112 | 0
| Zone | Remainder of System | 6 | Monthly System Peak Day | SCE | 1-in-2 | 2026 | 13 | 388.892 | 414.0069 | 8.2765 | 78.8944 | 0
| Zone | Remainder of System | 6 | Monthly System Peak Day | SCE | 1-in-2 | 2026 | 14 | 362.1248 | 383.3799 | 8.3021 | 80.4202 | 0
| Zone | Remainder of System | 6 | Monthly System Peak Day | SCE | 1-in-2 | 2026 | 15 | 301.2282 | 320.9642 | 8.4124 | 82.0385 | 0
| Zone | Remainder of System | 6 | Monthly System Peak Day | SCE | 1-in-2 | 2026 | 16 | 264.3535 | 271.307 | 8.5407 | 82.9346 | 0
| Zone | Remainder of System | 6 | Monthly System Peak Day | SCE | 1-in-2 | 2026 | 17 | 260.8016 | 268.4317 | 9.3911 | 82.8591 | 0
| Zone | Remainder of System | 6 | Monthly System Peak Day | SCE | 1-in-2 | 2026 | 18 | 226.1721 | 244.1528 | 9.2878 | 82.1153 | 0
| Zone | Remainder of System | 6 | Monthly System Peak Day | SCE | 1-in-2 | 2026 | 19 | 218.0441 | 240.4226 | 10.1854 | 80.028 | 0
| Zone | Remainder of System | 6 | Monthly System Peak Day | SCE | 1-in-2 | 2026 | 20 | 199.6687 | 213.303 | 8.4463 | 76.8822 | 0
| Zone | Remainder of System | 6 | Monthly System Peak Day | SCE | 1-in-2 | 2026 | 21 | 219.0609 | 239.0109 | 9.0753 | 73.8356 | 0
| Zone | Remainder of System | 6 | Monthly System Peak Day | SCE | 1-in-2 | 2026 | 22 | 386.4331 | 413.8659 | 8.3434 | 71.3098 | 0
| Zone | Remainder of System | 6 | Monthly System Peak Day | SCE | 1-in-2 | 2026 | 23 | 408.8917 | 441.139 | 8.3298 | 69.544 | 0
| Zone | Remainder of System | 6 | Monthly System Peak Day | SCE | 1-in-2 | 2026 | 24 | 377.2127 | 406.8423 | 8.294 | 68.0731 | 0
| Zone | Remainder of System | 7 | Average Weekday | SCE | 1-in-2 | 2026 | 1 | 265.0926 | 282.192 | 8.8606 | 68.08 | 0
| Zone | Remainder of System | 7 | Average Weekday | SCE | 1-in-2 | 2026 | 2 | 262.8775 | 274.2467 | 8.872 | 67.3516 | 0
| Zone | Remainder of System | 7 | Average Weekday | SCE | 1-in-2 | 2026 | 3 | 405.1624 | 425.6166 | 8.874 | 66.697 | 0
| Zone | Remainder of System | 7 | Average Weekday | SCE | 1-in-2 | 2026 | 4 | 558.892 | 580.5521 | 8.8765 | 66.1335 | 0
| Zone | Remainder of System | 7 | Average Weekday | SCE | 1-in-2 | 2026 | 5 | 514.737 | 540.2512 | 8.8746 | 65.6106 | 0
| Zone | Remainder of System | 7 | Average Weekday | SCE | 1-in-2 | 2026 | 6 | 515.0802 | 542.5812 | 8.8731 | 65.1256 | 0
| Zone | Remainder of System | 7 | Average Weekday | SCE | 1-in-2 | 2026 | 7 | 523.6625 | 522.5502 | 8.8553 | 64.7652 | 0
| Zone | Remainder of System | 7 | Average Weekday | SCE | 1-in-2 | 2026 | 8 | 514.4814 | 529.9218 | 8.799 | 65.1789 | 0
| Zone | Remainder of System | 7 | Average Weekday | SCE | 1-in-2 | 2026 | 9 | 503.6483 | 531.7089 | 8.7859 | 67.2839 | 0
| Zone | Remainder of System | 7 | Average Weekday | SCE | 1-in-2 | 2026 | 10 | 489.3025 | 505.483 | 8.8265 | 70.1065 | 0
| Zone | Remainder of System | 7 | Average Weekday | SCE | 1-in-2 | 2026 | 11 | 458.8329 | 474.0865 | 8.8107 | 73.2348 | 0
| Zone | Remainder of System | 7 | Average Weekday | SCE | 1-in-2 | 2026 | 12 | 452.3446 | 472.4725 | 8.7965 | 76.4308 | 0
| Zone | Remainder of System | 7 | Average Weekday | SCE | 1-in-2 | 2026 | 13 | 362.4717 | 387.2271 | 8.79 | 79.0108 | 0
| Zone | Remainder of System | 7 | Average Weekday | SCE | 1-in-2 | 2026 | 14 | 335.6891 | 357.2573 | 8.8139 | 81.0239 | 0
| Zone | Remainder of System | 7 | Average Weekday | SCE | 1-in-2 | 2026 | 15 | 283.6788 | 303.613 | 8.8682 | 82.3721 | 0
| Zone | Remainder of System | 7 | Average Weekday | SCE | 1-in-2 | 2026 | 16 | 245.551 | 252.2333 | 8.9079 | 82.9063 | 0
| Zone | Remainder of System | 7 | Average Weekday | SCE | 1-in-2 | 2026 | 17 | 247.0878 | 255.7357 | 9.845 | 82.877 | 0
| Zone | Remainder of System | 7 | Average Weekday | SCE | 1-in-2 | 2026 | 18 | 217.7492 | 235.8831 | 9.7557 | 82.0052 | 0
| Zone | Remainder of System | 7 | Average Weekday | SCE | 1-in-2 | 2026 | 19 | 213.9409 | 236.5816 | 9.5149 | 80.3719 | 0
| Zone | Remainder of System | 7 | Average Weekday | SCE | 1-in-2 | 2026 | 20 | 202.5209 | 216.1565 | 9.1552 | 78.1158 | 0
| Zone | Remainder of System | 7 | Average Weekday | SCE | 1-in-2 | 2026 | 21 | 220.3108 | 240.3123 | 9.2571 | 75.1175 | 0
| Zone | Remainder of System | 7 | Average Weekday | SCE | 1-in-2 | 2026 | 22 | 385.1398 | 412.0843 | 8.8646 | 71.9882 | 0
| Zone | Remainder of System | 7 | Average Weekday | SCE | 1-in-2 | 2026 | 23 | 401.6912 | 432.9009 | 8.8733 | 70.0845 | 0
| Zone | Remainder of System | 7 | Average Weekday | SCE | 1-in-2 | 2026 | 24 | 361.5642 | 389.8736 | 8.8412 | 68.8469 | 0
| Zone | Remainder of System | 7 | Monthly System Peak Day | SCE | 1-in-2 | 2026 | 1 | 265.0926 | 261.6824 | 8.9311 | 72.0963 | 0
| Zone | Remainder of System | 7 | Monthly System Peak Day | SCE | 1-in-2 | 2026 | 2 | 262.8775 | 244.8416 | 8.9448 | 71.2256 | 0
| Zone | Remainder of System | 7 | Monthly System Peak Day | SCE | 1-in-2 | 2026 | 3 | 405.1624 | 350.251 | 8.9484 | 70.3178 | 0
| Zone | Remainder of System | 7 | Monthly System Peak Day | SCE | 1-in-2 | 2026 | 4 | 558.892 | 460.7712 | 8.9473 | 69.5301 | 0
| Zone | Remainder of System | 7 | Monthly System Peak Day | SCE | 1-in-2 | 2026 | 5 | 514.737 | 430.2954 | 8.9456 | 69.1043 | 0
| Zone | Remainder of System | 7 | Monthly System Peak Day | SCE | 1-in-2 | 2026 | 6 | 515.0802 | 453.8727 | 8.944 | 68.6554 | 0
| Zone | Remainder of System | 7 | Monthly System Peak Day | SCE | 1-in-2 | 2026 | 7 | 523.6625 | 444.1411 | 8.9514 | 68.0973 | 0
| Zone | Remainder of System | 7 | Monthly System Peak Day | SCE | 1-in-2 | 2026 | 8 | 514.4814 | 459.0774 | 8.8819 | 68.6928 | 0
| Zone | Remainder of System | 7 | Monthly System Peak Day | SCE | 1-in-2 | 2026 | 9 | 503.6483 | 485.5016 | 8.8625 | 71.6543 | 0
| Zone | Remainder of System | 7 | Monthly System Peak Day | SCE | 1-in-2 | 2026 | 10 | 489.3025 | 458.0078 | 8.9043 | 75.5544 | 0
| Zone | Remainder of System | 7 | Monthly System Peak Day | SCE | 1-in-2 | 2026 | 11 | 458.8329 | 428.1718 | 8.8717 | 79.4162 | 0
| Zone | Remainder of System | 7 | Monthly System Peak Day | SCE | 1-in-2 | 2026 | 12 | 452.3446 | 426.5565 | 8.842 | 83.2174 | 0
| Zone | Remainder of System | 7 | Monthly System Peak Day | SCE | 1-in-2 | 2026 | 13 | 362.4717 | 358.8954 | 8.832 | 86.2327 | 0
| Zone | Remainder of System | 7 | Monthly System Peak Day | SCE | 1-in-2 | 2026 | 14 | 335.6891 | 336.0457 | 8.8623 | 87.9311 | 0
| Zone | Remainder of System | 7 | Monthly System Peak Day | SCE | 1-in-2 | 2026 | 15 | 283.6788 | 290.8869 | 8.9486 | 89.6186 | 0
| Zone | Remainder of System | 7 | Monthly System Peak Day | SCE | 1-in-2 | 2026 | 16 | 245.551 | 240.1764 | 9.0028 | 90.3848 | 0
| Zone | Remainder of System | 7 | Monthly System Peak Day | SCE | 1-in-2 | 2026 | 17 | 247.0878 | 252.8238 | 9.9058 | 90.9913 | 0
| Zone | Remainder of System | 7 | Monthly System Peak Day | SCE | 1-in-2 | 2026 | 18 | 217.7492 | 249.3345 | 9.934 | 90.0721 | 0
| Zone | Remainder of System | 7 | Monthly System Peak Day | SCE | 1-in-2 | 2026 | 19 | 213.9409 | 199.3004 | 9.0876 | 88.1822 | 0
| Zone | Remainder of System | 7 | Monthly System Peak Day | SCE | 1-in-2 | 2026 | 20 | 202.5209 | 176.7579 | 8.9256 | 85.4468 | 0
| Zone | Remainder of System | 7 | Monthly System Peak Day | SCE | 1-in-2 | 2026 | 21 | 220.3108 | 201.8038 | 10.4783 | 82.3442 | 0
| Zone | Remainder of System | 7 | Monthly System Peak Day | SCE | 1-in-2 | 2026 | 22 | 385.1398 | 355.0184 | 9.0652 | 78.7247 | 0
| Zone | Remainder of System | 7 | Monthly System Peak Day | SCE | 1-in-2 | 2026 | 23 | 401.6912 | 363.5453 | 8.9101 | 76.4082 | 0
| Zone | Remainder of System | 7 | Monthly System Peak Day | SCE | 1-in-2 | 2026 | 24 | 361.5642 | 341.975 | 8.9024 | 74.4873 | 0
| Zone | Remainder of System | 8 | Average Weekday | SCE | 1-in-2 | 2026 | 1 | 274.1717 | 295.8394 | 8.4247 | 68.1134 | 0
| Zone | Remainder of System | 8 | Average Weekday | SCE | 1-in-2 | 2026 | 2 | 273.9953 | 290.3093 | 8.4385 | 67.1923 | 0
| Zone | Remainder of System | 8 | Average Weekday | SCE | 1-in-2 | 2026 | 3 | 413.5199 | 433.4277 | 8.441 | 66.3666 | 0
| Zone | Remainder of System | 8 | Average Weekday | SCE | 1-in-2 | 2026 | 4 | 570.3005 | 593.8845 | 8.4437 | 65.6033 | 0
| Zone | Remainder of System | 8 | Average Weekday | SCE | 1-in-2 | 2026 | 5 | 522.3817 | 554.3902 | 8.4412 | 64.9066 | 0
| Zone | Remainder of System | 8 | Average Weekday | SCE | 1-in-2 | 2026 | 6 | 527.1369 | 561.8353 | 8.439 | 64.3295 | 0
| Zone | Remainder of System | 8 | Average Weekday | SCE | 1-in-2 | 2026 | 7 | 536.9087 | 537.0955 | 8.42 | 63.8791 | 0
| Zone | Remainder of System | 8 | Average Weekday | SCE | 1-in-2 | 2026 | 8 | 527.6462 | 546.2914 | 8.3531 | 63.8355 | 0
| Zone | Remainder of System | 8 | Average Weekday | SCE | 1-in-2 | 2026 | 9 | 511.1314 | 537.9827 | 8.3357 | 65.9972 | 0
| Zone | Remainder of System | 8 | Average Weekday | SCE | 1-in-2 | 2026 | 10 | 499.303 | 515.9359 | 8.3852 | 69.4323 | 0
| Zone | Remainder of System | 8 | Average Weekday | SCE | 1-in-2 | 2026 | 11 | 463.3934 | 479.043 | 8.3634 | 73.4127 | 0
| Zone | Remainder of System | 8 | Average Weekday | SCE | 1-in-2 | 2026 | 12 | 453.4447 | 474.0451 | 8.3426 | 77.2854 | 0
| Zone | Remainder of System | 8 | Average Weekday | SCE | 1-in-2 | 2026 | 13 | 373.1195 | 399.1824 | 8.3331 | 80.4135 | 0
| Zone | Remainder of System | 8 | Average Weekday | SCE | 1-in-2 | 2026 | 14 | 343.2504 | 365.11 | 8.365 | 82.7527 | 0
| Zone | Remainder of System | 8 | Average Weekday | SCE | 1-in-2 | 2026 | 15 | 291.6476 | 311.828 | 8.4336 | 84.1637 | 0
| Zone | Remainder of System | 8 | Average Weekday | SCE | 1-in-2 | 2026 | 16 | 251.6212 | 258.6151 | 8.4819 | 84.6461 | 0
| Zone | Remainder of System | 8 | Average Weekday | SCE | 1-in-2 | 2026 | 17 | 255.3684 | 261.6264 | 9.5608 | 84.5587 | 0
| Zone | Remainder of System | 8 | Average Weekday | SCE | 1-in-2 | 2026 | 18 | 223.8454 | 241.483 | 9.4633 | 83.6467 | 0
| Zone | Remainder of System | 8 | Average Weekday | SCE | 1-in-2 | 2026 | 19 | 218.6872 | 240.7338 | 8.978 | 81.9145 | 0
| Zone | Remainder of System | 8 | Average Weekday | SCE | 1-in-2 | 2026 | 20 | 215.3727 | 228.61 | 8.6458 | 79.2555 | 0
| Zone | Remainder of System | 8 | Average Weekday | SCE | 1-in-2 | 2026 | 21 | 230.0791 | 250.0889 | 8.8977 | 75.5248 | 0
| Zone | Remainder of System | 8 | Average Weekday | SCE | 1-in-2 | 2026 | 22 | 388.0842 | 416.2568 | 8.435 | 72.4927 | 0
| Zone | Remainder of System | 8 | Average Weekday | SCE | 1-in-2 | 2026 | 23 | 405.6291 | 439.3136 | 8.4355 | 70.5976 | 0
| Zone | Remainder of System | 8 | Average Weekday | SCE | 1-in-2 | 2026 | 24 | 366.7862 | 398.2831 | 8.401 | 69.2749 | 0
| Zone | Remainder of System | 8 | Monthly System Peak Day | SCE | 1-in-2 | 2026 | 1 | 274.1717 | 269.3575 | 7.4779 | 76.5583 | 0
| Zone | Remainder of System | 8 | Monthly System Peak Day | SCE | 1-in-2 | 2026 | 2 | 273.9953 | 258.5345 | 7.4972 | 75.5448 | 0
| Zone | Remainder of System | 8 | Monthly System Peak Day | SCE | 1-in-2 | 2026 | 3 | 413.5199 | 366.6378 | 7.5023 | 74.7414 | 0
| Zone | Remainder of System | 8 | Monthly System Peak Day | SCE | 1-in-2 | 2026 | 4 | 570.3005 | 476.931 | 7.5014 | 73.777 | 0
| Zone | Remainder of System | 8 | Monthly System Peak Day | SCE | 1-in-2 | 2026 | 5 | 522.3817 | 448.551 | 7.4987 | 72.987 | 0
| Zone | Remainder of System | 8 | Monthly System Peak Day | SCE | 1-in-2 | 2026 | 6 | 527.1369 | 463.4262 | 7.4963 | 72.4561 | 0
| Zone | Remainder of System | 8 | Monthly System Peak Day | SCE | 1-in-2 | 2026 | 7 | 536.9087 | 449.9277 | 7.4991 | 71.7849 | 0
| Zone | Remainder of System | 8 | Monthly System Peak Day | SCE | 1-in-2 | 2026 | 8 | 527.6462 | 468.5837 | 7.4084 | 71.7491 | 0
| Zone | Remainder of System | 8 | Monthly System Peak Day | SCE | 1-in-2 | 2026 | 9 | 511.1314 | 493.2433 | 7.3755 | 73.699 | 0
| Zone | Remainder of System | 8 | Monthly System Peak Day | SCE | 1-in-2 | 2026 | 10 | 499.303 | 469.1793 | 7.4317 | 77.4223 | 0
| Zone | Remainder of System | 8 | Monthly System Peak Day | SCE | 1-in-2 | 2026 | 11 | 463.3934 | 431.8937 | 7.3826 | 81.725 | 0
| Zone | Remainder of System | 8 | Monthly System Peak Day | SCE | 1-in-2 | 2026 | 12 | 453.4447 | 426.157 | 7.337 | 85.3394 | 0
| Zone | Remainder of System | 8 | Monthly System Peak Day | SCE | 1-in-2 | 2026 | 13 | 373.1195 | 370.7446 | 7.3179 | 87.9907 | 0
| Zone | Remainder of System | 8 | Monthly System Peak Day | SCE | 1-in-2 | 2026 | 14 | 343.2504 | 344.3029 | 7.37 | 90.3014 | 0
| Zone | Remainder of System | 8 | Monthly System Peak Day | SCE | 1-in-2 | 2026 | 15 | 291.6476 | 299.258 | 7.4925 | 91.72 | 0
| Zone | Remainder of System | 8 | Monthly System Peak Day | SCE | 1-in-2 | 2026 | 16 | 251.6212 | 246.6228 | 7.5593 | 91.501 | 0
| Zone | Remainder of System | 8 | Monthly System Peak Day | SCE | 1-in-2 | 2026 | 17 | 255.3684 | 258.8172 | 8.6073 | 90.7507 | 0
| Zone | Remainder of System | 8 | Monthly System Peak Day | SCE | 1-in-2 | 2026 | 18 | 223.8454 | 256.3719 | 8.6423 | 89.0636 | 0
| Zone | Remainder of System | 8 | Monthly System Peak Day | SCE | 1-in-2 | 2026 | 19 | 218.6872 | 202.8569 | 7.198 | 87.5076 | 0
| Zone | Remainder of System | 8 | Monthly System Peak Day | SCE | 1-in-2 | 2026 | 20 | 215.3727 | 187.5587 | 7.0765 | 85.999 | 0
| Zone | Remainder of System | 8 | Monthly System Peak Day | SCE | 1-in-2 | 2026 | 21 | 230.0791 | 209.3091 | 9.2775 | 82.5548 | 0
| Zone | Remainder of System | 8 | Monthly System Peak Day | SCE | 1-in-2 | 2026 | 22 | 388.0842 | 360.7483 | 7.6546 | 79.5711 | 0
| Zone | Remainder of System | 8 | Monthly System Peak Day | SCE | 1-in-2 | 2026 | 23 | 405.6291 | 372.8524 | 7.4557 | 77.5837 | 0
| Zone | Remainder of System | 8 | Monthly System Peak Day | SCE | 1-in-2 | 2026 | 24 | 366.7862 | 350.8308 | 7.4407 | 76.0731 | 0
| Zone | Remainder of System | 8 | Typical Event Day | SCE | 1-in-2 | 2026 | 1 | 274.1717 | 269.3575 | 7.4779 | 72.4863 | 0
| Zone | Remainder of System | 8 | Typical Event Day | SCE | 1-in-2 | 2026 | 2 | 273.9953 | 258.5345 | 7.4972 | 71.5219 | 0
| Zone | Remainder of System | 8 | Typical Event Day | SCE | 1-in-2 | 2026 | 3 | 413.5199 | 366.6378 | 7.5023 | 70.628 | 0
| Zone | Remainder of System | 8 | Typical Event Day | SCE | 1-in-2 | 2026 | 4 | 570.3005 | 476.931 | 7.5014 | 69.7216 | 0
| Zone | Remainder of System | 8 | Typical Event Day | SCE | 1-in-2 | 2026 | 5 | 522.3817 | 448.551 | 7.4987 | 68.971 | 0
| Zone | Remainder of System | 8 | Typical Event Day | SCE | 1-in-2 | 2026 | 6 | 527.1369 | 463.4262 | 7.4963 | 68.3599 | 0
| Zone | Remainder of System | 8 | Typical Event Day | SCE | 1-in-2 | 2026 | 7 | 536.9087 | 449.9277 | 7.4991 | 67.7703 | 0
| Zone | Remainder of System | 8 | Typical Event Day | SCE | 1-in-2 | 2026 | 8 | 527.6462 | 468.5837 | 7.4084 | 68.0641 | 0
| Zone | Remainder of System | 8 | Typical Event Day | SCE | 1-in-2 | 2026 | 9 | 511.1314 | 493.2433 | 7.3755 | 70.6394 | 0
| Zone | Remainder of System | 8 | Typical Event Day | SCE | 1-in-2 | 2026 | 10 | 499.303 | 469.1793 | 7.4317 | 74.7339 | 0
| Zone | Remainder of System | 8 | Typical Event Day | SCE | 1-in-2 | 2026 | 11 | 463.3934 | 431.8937 | 7.3826 | 79.0757 | 0
| Zone | Remainder of System | 8 | Typical Event Day | SCE | 1-in-2 | 2026 | 12 | 453.4447 | 426.157 | 7.337 | 82.9721 | 0
| Zone | Remainder of System | 8 | Typical Event Day | SCE | 1-in-2 | 2026 | 13 | 373.1195 | 370.7446 | 7.3179 | 85.9025 | 0
| Zone | Remainder of System | 8 | Typical Event Day | SCE | 1-in-2 | 2026 | 14 | 343.2504 | 344.3029 | 7.37 | 88.018 | 0
| Zone | Remainder of System | 8 | Typical Event Day | SCE | 1-in-2 | 2026 | 15 | 291.6476 | 299.258 | 7.4925 | 89.4849 | 0
| Zone | Remainder of System | 8 | Typical Event Day | SCE | 1-in-2 | 2026 | 16 | 251.6212 | 246.6228 | 7.5593 | 89.6902 | 0
| Zone | Remainder of System | 8 | Typical Event Day | SCE | 1-in-2 | 2026 | 17 | 255.3684 | 258.8172 | 8.6073 | 89.5193 | 0
| Zone | Remainder of System | 8 | Typical Event Day | SCE | 1-in-2 | 2026 | 18 | 223.8454 | 256.3719 | 8.6423 | 88.4404 | 0
| Zone | Remainder of System | 8 | Typical Event Day | SCE | 1-in-2 | 2026 | 19 | 218.6872 | 202.8569 | 7.198 | 86.7779 | 0
| Zone | Remainder of System | 8 | Typical Event Day | SCE | 1-in-2 | 2026 | 20 | 215.3727 | 187.5587 | 7.0765 | 84.3062 | 0
| Zone | Remainder of System | 8 | Typical Event Day | SCE | 1-in-2 | 2026 | 21 | 230.0791 | 209.3091 | 9.2775 | 80.9554 | 0
| Zone | Remainder of System | 8 | Typical Event Day | SCE | 1-in-2 | 2026 | 22 | 388.0842 | 360.7483 | 7.6546 | 78.0579 | 0
| Zone | Remainder of System | 8 | Typical Event Day | SCE | 1-in-2 | 2026 | 23 | 405.6291 | 372.8524 | 7.4557 | 76.0778 | 0
| Zone | Remainder of System | 8 | Typical Event Day | SCE | 1-in-2 | 2026 | 24 | 366.7862 | 350.8308 | 7.4407 | 74.4038 | 0
| Zone | Remainder of System | 9 | Average Weekday | SCE | 1-in-2 | 2026 | 1 | 270.058 | 279.4634 | 9.1306 | 67.7225 | 0
| Zone | Remainder of System | 9 | Average Weekday | SCE | 1-in-2 | 2026 | 2 | 277.3308 | 279.0374 | 9.1481 | 66.8467 | 0
| Zone | Remainder of System | 9 | Average Weekday | SCE | 1-in-2 | 2026 | 3 | 440.247 | 435.2066 | 9.1505 | 66.0813 | 0
| Zone | Remainder of System | 9 | Average Weekday | SCE | 1-in-2 | 2026 | 4 | 600.4655 | 597.3251 | 9.1531 | 65.3971 | 0
| Zone | Remainder of System | 9 | Average Weekday | SCE | 1-in-2 | 2026 | 5 | 536.6886 | 535.5977 | 9.1479 | 64.8121 | 0
| Zone | Remainder of System | 9 | Average Weekday | SCE | 1-in-2 | 2026 | 6 | 524.9739 | 533.1973 | 9.1391 | 64.288 | 0
| Zone | Remainder of System | 9 | Average Weekday | SCE | 1-in-2 | 2026 | 7 | 553.6703 | 541.0861 | 9.1113 | 63.8783 | 0
| Zone | Remainder of System | 9 | Average Weekday | SCE | 1-in-2 | 2026 | 8 | 527.4676 | 524.478 | 9.0634 | 63.6256 | 0
| Zone | Remainder of System | 9 | Average Weekday | SCE | 1-in-2 | 2026 | 9 | 483.8625 | 505.9482 | 9.0509 | 64.6467 | 0
| Zone | Remainder of System | 9 | Average Weekday | SCE | 1-in-2 | 2026 | 10 | 478.3263 | 490.4436 | 9.1029 | 67.4421 | 0
| Zone | Remainder of System | 9 | Average Weekday | SCE | 1-in-2 | 2026 | 11 | 447.5307 | 459.7812 | 9.0808 | 71.0719 | 0
| Zone | Remainder of System | 9 | Average Weekday | SCE | 1-in-2 | 2026 | 12 | 440.1358 | 452.7506 | 9.0567 | 74.7336 | 0
| Zone | Remainder of System | 9 | Average Weekday | SCE | 1-in-2 | 2026 | 13 | 371.4365 | 385.2854 | 9.0441 | 77.7354 | 0
| Zone | Remainder of System | 9 | Average Weekday | SCE | 1-in-2 | 2026 | 14 | 333.3501 | 347.2567 | 9.0716 | 79.8337 | 0
| Zone | Remainder of System | 9 | Average Weekday | SCE | 1-in-2 | 2026 | 15 | 283.4805 | 298.4942 | 9.1246 | 81.0599 | 0
| Zone | Remainder of System | 9 | Average Weekday | SCE | 1-in-2 | 2026 | 16 | 253.0432 | 255.6317 | 9.1705 | 81.5924 | 0
| Zone | Remainder of System | 9 | Average Weekday | SCE | 1-in-2 | 2026 | 17 | 258.5806 | 264.5917 | 10.1646 | 81.3424 | 0
| Zone | Remainder of System | 9 | Average Weekday | SCE | 1-in-2 | 2026 | 18 | 229.0863 | 246.3889 | 10.0464 | 80.3228 | 0
| Zone | Remainder of System | 9 | Average Weekday | SCE | 1-in-2 | 2026 | 19 | 229.685 | 249.7873 | 10.056 | 78.4973 | 0
| Zone | Remainder of System | 9 | Average Weekday | SCE | 1-in-2 | 2026 | 20 | 226.7184 | 238.3202 | 9.1523 | 75.5853 | 0
| Zone | Remainder of System | 9 | Average Weekday | SCE | 1-in-2 | 2026 | 21 | 235.9787 | 253.3273 | 9.3815 | 72.5789 | 0
| Zone | Remainder of System | 9 | Average Weekday | SCE | 1-in-2 | 2026 | 22 | 393.8366 | 416.8602 | 9.0846 | 70.814 | 0
| Zone | Remainder of System | 9 | Average Weekday | SCE | 1-in-2 | 2026 | 23 | 407.1605 | 429.7182 | 9.1207 | 69.5334 | 0
| Zone | Remainder of System | 9 | Average Weekday | SCE | 1-in-2 | 2026 | 24 | 362.9602 | 381.8459 | 9.1034 | 68.4417 | 0
| Zone | Remainder of System | 9 | Monthly System Peak Day | SCE | 1-in-2 | 2026 | 1 | 270.058 | 258.649 | 9.1917 | 75.1094 | 0
| Zone | Remainder of System | 9 | Monthly System Peak Day | SCE | 1-in-2 | 2026 | 2 | 277.3308 | 252.391 | 9.2112 | 74.0078 | 0
| Zone | Remainder of System | 9 | Monthly System Peak Day | SCE | 1-in-2 | 2026 | 3 | 440.247 | 371.2495 | 9.2155 | 72.9204 | 0
| Zone | Remainder of System | 9 | Monthly System Peak Day | SCE | 1-in-2 | 2026 | 4 | 600.4655 | 470.3523 | 9.2141 | 71.8942 | 0
| Zone | Remainder of System | 9 | Monthly System Peak Day | SCE | 1-in-2 | 2026 | 5 | 536.6886 | 419.328 | 9.2093 | 70.7876 | 0
| Zone | Remainder of System | 9 | Monthly System Peak Day | SCE | 1-in-2 | 2026 | 6 | 524.9739 | 420.6747 | 9.2009 | 70.0145 | 0
| Zone | Remainder of System | 9 | Monthly System Peak Day | SCE | 1-in-2 | 2026 | 7 | 553.6703 | 439.9658 | 9.2008 | 69.5282 | 0
| Zone | Remainder of System | 9 | Monthly System Peak Day | SCE | 1-in-2 | 2026 | 8 | 527.4676 | 431.5401 | 9.1388 | 69.3458 | 0
| Zone | Remainder of System | 9 | Monthly System Peak Day | SCE | 1-in-2 | 2026 | 9 | 483.8625 | 458.8617 | 9.1192 | 71.6146 | 0
| Zone | Remainder of System | 9 | Monthly System Peak Day | SCE | 1-in-2 | 2026 | 10 | 478.3263 | 439.4736 | 9.1704 | 76.0792 | 0
| Zone | Remainder of System | 9 | Monthly System Peak Day | SCE | 1-in-2 | 2026 | 11 | 447.5307 | 409.1982 | 9.1307 | 81.3919 | 0
| Zone | Remainder of System | 9 | Monthly System Peak Day | SCE | 1-in-2 | 2026 | 12 | 440.1358 | 405.8708 | 9.0915 | 86.3206 | 0
| Zone | Remainder of System | 9 | Monthly System Peak Day | SCE | 1-in-2 | 2026 | 13 | 371.4365 | 349.2534 | 9.0754 | 90.4921 | 0
| Zone | Remainder of System | 9 | Monthly System Peak Day | SCE | 1-in-2 | 2026 | 14 | 333.3501 | 320.5333 | 9.1098 | 93.4192 | 0
| Zone | Remainder of System | 9 | Monthly System Peak Day | SCE | 1-in-2 | 2026 | 15 | 283.4805 | 281.8326 | 9.1978 | 94.5626 | 0
| Zone | Remainder of System | 9 | Monthly System Peak Day | SCE | 1-in-2 | 2026 | 16 | 253.0432 | 240.5203 | 9.2566 | 93.9402 | 0
| Zone | Remainder of System | 9 | Monthly System Peak Day | SCE | 1-in-2 | 2026 | 17 | 258.5806 | 262.0641 | 10.1817 | 93.476 | 0
| Zone | Remainder of System | 9 | Monthly System Peak Day | SCE | 1-in-2 | 2026 | 18 | 229.0863 | 258.7844 | 10.1682 | 92.5105 | 0
| Zone | Remainder of System | 9 | Monthly System Peak Day | SCE | 1-in-2 | 2026 | 19 | 229.685 | 210.0898 | 9.6128 | 91.3939 | 0
| Zone | Remainder of System | 9 | Monthly System Peak Day | SCE | 1-in-2 | 2026 | 20 | 226.7184 | 197.7325 | 8.94 | 88.8968 | 0
| Zone | Remainder of System | 9 | Monthly System Peak Day | SCE | 1-in-2 | 2026 | 21 | 235.9787 | 216.4231 | 10.3898 | 85.0871 | 0
| Zone | Remainder of System | 9 | Monthly System Peak Day | SCE | 1-in-2 | 2026 | 22 | 393.8366 | 354.6226 | 9.2977 | 82.6259 | 0
| Zone | Remainder of System | 9 | Monthly System Peak Day | SCE | 1-in-2 | 2026 | 23 | 407.1605 | 354.4202 | 9.1483 | 80.7753 | 0
| Zone | Remainder of System | 9 | Monthly System Peak Day | SCE | 1-in-2 | 2026 | 24 | 362.9602 | 330.5561 | 9.1553 | 78.9817 | 0
| Zone | Remainder of System | 10 | Average Weekday | SCE | 1-in-2 | 2026 | 1 | 287.1566 | 297.7259 | 8.5429 | 62.4444 | 0
| Zone | Remainder of System | 10 | Average Weekday | SCE | 1-in-2 | 2026 | 2 | 280.9106 | 287.5108 | 8.4319 | 61.5437 | 0
| Zone | Remainder of System | 10 | Average Weekday | SCE | 1-in-2 | 2026 | 3 | 432.9652 | 442.3849 | 8.4168 | 60.6485 | 0
| Zone | Remainder of System | 10 | Average Weekday | SCE | 1-in-2 | 2026 | 4 | 598.258 | 613.0007 | 8.3791 | 59.9332 | 0
| Zone | Remainder of System | 10 | Average Weekday | SCE | 1-in-2 | 2026 | 5 | 584.4457 | 598.3767 | 8.3756 | 59.2025 | 0
| Zone | Remainder of System | 10 | Average Weekday | SCE | 1-in-2 | 2026 | 6 | 581.317 | 596.4112 | 8.325 | 58.6584 | 0
| Zone | Remainder of System | 10 | Average Weekday | SCE | 1-in-2 | 2026 | 7 | 581.3192 | 580.8151 | 8.3106 | 58.2291 | 0
| Zone | Remainder of System | 10 | Average Weekday | SCE | 1-in-2 | 2026 | 8 | 569.6548 | 573.7879 | 8.615 | 57.9539 | 0
| Zone | Remainder of System | 10 | Average Weekday | SCE | 1-in-2 | 2026 | 9 | 543.331 | 581.4247 | 9.0433 | 58.3197 | 0
| Zone | Remainder of System | 10 | Average Weekday | SCE | 1-in-2 | 2026 | 10 | 524.9496 | 542.5483 | 8.7619 | 60.8693 | 0
| Zone | Remainder of System | 10 | Average Weekday | SCE | 1-in-2 | 2026 | 11 | 508.236 | 521.2298 | 8.9834 | 64.43 | 0
| Zone | Remainder of System | 10 | Average Weekday | SCE | 1-in-2 | 2026 | 12 | 496.9363 | 509.0017 | 9.2288 | 68.177 | 0
| Zone | Remainder of System | 10 | Average Weekday | SCE | 1-in-2 | 2026 | 13 | 399.5279 | 409.9097 | 9.4244 | 71.2953 | 0
| Zone | Remainder of System | 10 | Average Weekday | SCE | 1-in-2 | 2026 | 14 | 350.1251 | 357.3351 | 9.2873 | 73.5492 | 0
| Zone | Remainder of System | 10 | Average Weekday | SCE | 1-in-2 | 2026 | 15 | 304.1484 | 310.9051 | 8.8928 | 74.9618 | 0
| Zone | Remainder of System | 10 | Average Weekday | SCE | 1-in-2 | 2026 | 16 | 273.4733 | 276.1696 | 8.3886 | 75.8111 | 0
| Zone | Remainder of System | 10 | Average Weekday | SCE | 1-in-2 | 2026 | 17 | 270.6417 | 276.8142 | 8.1818 | 75.6843 | 0
| Zone | Remainder of System | 10 | Average Weekday | SCE | 1-in-2 | 2026 | 18 | 252.0507 | 258.7101 | 8.2395 | 74.5942 | 0
| Zone | Remainder of System | 10 | Average Weekday | SCE | 1-in-2 | 2026 | 19 | 266.9057 | 273.5222 | 8.6636 | 72.5631 | 0
| Zone | Remainder of System | 10 | Average Weekday | SCE | 1-in-2 | 2026 | 20 | 258.5752 | 262.0354 | 8.3678 | 69.6331 | 0
| Zone | Remainder of System | 10 | Average Weekday | SCE | 1-in-2 | 2026 | 21 | 246.4799 | 252.1288 | 8.0701 | 67.329 | 0
| Zone | Remainder of System | 10 | Average Weekday | SCE | 1-in-2 | 2026 | 22 | 430.8705 | 448.6838 | 8.3068 | 65.6424 | 0
| Zone | Remainder of System | 10 | Average Weekday | SCE | 1-in-2 | 2026 | 23 | 411.1126 | 431.6783 | 8.4607 | 64.3401 | 0
| Zone | Remainder of System | 10 | Average Weekday | SCE | 1-in-2 | 2026 | 24 | 341.0453 | 364.4566 | 8.6414 | 63.2154 | 0
| Zone | Remainder of System | 10 | Monthly System Peak Day | SCE | 1-in-2 | 2026 | 1 | 287.1566 | 307.5425 | 8.3712 | 70.789 | 0
| Zone | Remainder of System | 10 | Monthly System Peak Day | SCE | 1-in-2 | 2026 | 2 | 280.9106 | 292.7178 | 8.3156 | 69.3827 | 0
| Zone | Remainder of System | 10 | Monthly System Peak Day | SCE | 1-in-2 | 2026 | 3 | 432.9652 | 447.252 | 8.3092 | 67.3456 | 0
| Zone | Remainder of System | 10 | Monthly System Peak Day | SCE | 1-in-2 | 2026 | 4 | 598.258 | 614.6489 | 8.2963 | 66.5839 | 0
| Zone | Remainder of System | 10 | Monthly System Peak Day | SCE | 1-in-2 | 2026 | 5 | 584.4457 | 603.5236 | 8.2902 | 65.9856 | 0
| Zone | Remainder of System | 10 | Monthly System Peak Day | SCE | 1-in-2 | 2026 | 6 | 581.317 | 595.0449 | 8.2676 | 65.2669 | 0
| Zone | Remainder of System | 10 | Monthly System Peak Day | SCE | 1-in-2 | 2026 | 7 | 581.3192 | 575.0411 | 8.2554 | 64.3182 | 0
| Zone | Remainder of System | 10 | Monthly System Peak Day | SCE | 1-in-2 | 2026 | 8 | 569.6548 | 574.1248 | 8.4126 | 64.1286 | 0
| Zone | Remainder of System | 10 | Monthly System Peak Day | SCE | 1-in-2 | 2026 | 9 | 543.331 | 593.16 | 8.7106 | 64.9142 | 0
| Zone | Remainder of System | 10 | Monthly System Peak Day | SCE | 1-in-2 | 2026 | 10 | 524.9496 | 549.3645 | 8.4972 | 69.0419 | 0
| Zone | Remainder of System | 10 | Monthly System Peak Day | SCE | 1-in-2 | 2026 | 11 | 508.236 | 530.1628 | 8.6389 | 75.3311 | 0
| Zone | Remainder of System | 10 | Monthly System Peak Day | SCE | 1-in-2 | 2026 | 12 | 496.9363 | 522.3912 | 8.81 | 81.3694 | 0
| Zone | Remainder of System | 10 | Monthly System Peak Day | SCE | 1-in-2 | 2026 | 13 | 399.5279 | 409.1638 | 8.9572 | 85.661 | 0
| Zone | Remainder of System | 10 | Monthly System Peak Day | SCE | 1-in-2 | 2026 | 14 | 350.1251 | 356.0548 | 8.8618 | 88.0198 | 0
| Zone | Remainder of System | 10 | Monthly System Peak Day | SCE | 1-in-2 | 2026 | 15 | 304.1484 | 311.2412 | 8.5729 | 89.3562 | 0
| Zone | Remainder of System | 10 | Monthly System Peak Day | SCE | 1-in-2 | 2026 | 16 | 273.4733 | 274.8246 | 8.2589 | 90.0823 | 0
| Zone | Remainder of System | 10 | Monthly System Peak Day | SCE | 1-in-2 | 2026 | 17 | 270.6417 | 276.7737 | 8.1277 | 89.8948 | 0
| Zone | Remainder of System | 10 | Monthly System Peak Day | SCE | 1-in-2 | 2026 | 18 | 252.0507 | 258.4978 | 8.124 | 88.749 | 0
| Zone | Remainder of System | 10 | Monthly System Peak Day | SCE | 1-in-2 | 2026 | 19 | 266.9057 | 272.6038 | 8.6226 | 86.7542 | 0
| Zone | Remainder of System | 10 | Monthly System Peak Day | SCE | 1-in-2 | 2026 | 20 | 258.5752 | 262.6133 | 8.3673 | 83.4368 | 0
| Zone | Remainder of System | 10 | Monthly System Peak Day | SCE | 1-in-2 | 2026 | 21 | 246.4799 | 254.716 | 8.3123 | 80.0617 | 0
| Zone | Remainder of System | 10 | Monthly System Peak Day | SCE | 1-in-2 | 2026 | 22 | 430.8705 | 448.6351 | 8.2349 | 77.4533 | 0
| Zone | Remainder of System | 10 | Monthly System Peak Day | SCE | 1-in-2 | 2026 | 23 | 411.1126 | 435.0314 | 8.3236 | 74.9468 | 0
| Zone | Remainder of System | 10 | Monthly System Peak Day | SCE | 1-in-2 | 2026 | 24 | 341.0453 | 378.7066 | 8.4334 | 73.4656 | 0
| Zone | Remainder of System | 11 | Average Weekday | SCE | 1-in-2 | 2026 | 1 | 270.0981 | 276.7474 | 8.4246 | 56.3377 | 0
| Zone | Remainder of System | 11 | Average Weekday | SCE | 1-in-2 | 2026 | 2 | 268.9732 | 275.2709 | 8.4434 | 55.4292 | 0
| Zone | Remainder of System | 11 | Average Weekday | SCE | 1-in-2 | 2026 | 3 | 415.6355 | 426.2186 | 8.4184 | 54.7265 | 0
| Zone | Remainder of System | 11 | Average Weekday | SCE | 1-in-2 | 2026 | 4 | 591.7258 | 609.1461 | 8.43 | 54.1046 | 0
| Zone | Remainder of System | 11 | Average Weekday | SCE | 1-in-2 | 2026 | 5 | 557.6536 | 583.2733 | 8.4033 | 53.5218 | 0
| Zone | Remainder of System | 11 | Average Weekday | SCE | 1-in-2 | 2026 | 6 | 545.5085 | 572.988 | 8.4094 | 52.9617 | 0
| Zone | Remainder of System | 11 | Average Weekday | SCE | 1-in-2 | 2026 | 7 | 553.8301 | 551.0126 | 8.5986 | 52.6793 | 0
| Zone | Remainder of System | 11 | Average Weekday | SCE | 1-in-2 | 2026 | 8 | 532.1362 | 536.3618 | 8.9031 | 52.5522 | 0
| Zone | Remainder of System | 11 | Average Weekday | SCE | 1-in-2 | 2026 | 9 | 517.3349 | 544.5674 | 8.5873 | 54.1377 | 0
| Zone | Remainder of System | 11 | Average Weekday | SCE | 1-in-2 | 2026 | 10 | 494.9306 | 507.3004 | 8.8843 | 57.6626 | 0
| Zone | Remainder of System | 11 | Average Weekday | SCE | 1-in-2 | 2026 | 11 | 468.3173 | 476.4334 | 9.0751 | 61.6392 | 0
| Zone | Remainder of System | 11 | Average Weekday | SCE | 1-in-2 | 2026 | 12 | 461.8278 | 469.236 | 9.1718 | 65.053 | 0
| Zone | Remainder of System | 11 | Average Weekday | SCE | 1-in-2 | 2026 | 13 | 373.2781 | 384.4625 | 8.9511 | 67.5163 | 0
| Zone | Remainder of System | 11 | Average Weekday | SCE | 1-in-2 | 2026 | 14 | 340.7208 | 348.4127 | 8.6871 | 69.0679 | 0
| Zone | Remainder of System | 11 | Average Weekday | SCE | 1-in-2 | 2026 | 15 | 287.8162 | 297.2854 | 8.3683 | 69.9383 | 0
| Zone | Remainder of System | 11 | Average Weekday | SCE | 1-in-2 | 2026 | 16 | 260.1032 | 262.6656 | 8.4514 | 70.0307 | 0
| Zone | Remainder of System | 11 | Average Weekday | SCE | 1-in-2 | 2026 | 17 | 264.8436 | 270.3904 | 8.2638 | 69.073 | 0
| Zone | Remainder of System | 11 | Average Weekday | SCE | 1-in-2 | 2026 | 18 | 247.0081 | 253.1414 | 8.4338 | 66.8593 | 0
| Zone | Remainder of System | 11 | Average Weekday | SCE | 1-in-2 | 2026 | 19 | 263.8195 | 268.1465 | 8.3843 | 64.2909 | 0
| Zone | Remainder of System | 11 | Average Weekday | SCE | 1-in-2 | 2026 | 20 | 248.6697 | 309.6367 | 10.4598 | 62.3427 | 0
| Zone | Remainder of System | 11 | Average Weekday | SCE | 1-in-2 | 2026 | 21 | 235.5331 | 241.802 | 8.0382 | 60.7342 | 0
| Zone | Remainder of System | 11 | Average Weekday | SCE | 1-in-2 | 2026 | 22 | 412.6963 | 428.6267 | 8.3911 | 59.3492 | 0
| Zone | Remainder of System | 11 | Average Weekday | SCE | 1-in-2 | 2026 | 23 | 393.3204 | 408.4146 | 8.5572 | 58.1896 | 0
| Zone | Remainder of System | 11 | Average Weekday | SCE | 1-in-2 | 2026 | 24 | 321.7383 | 334.4732 | 8.4811 | 57.2544 | 0
| Zone | Remainder of System | 11 | Monthly System Peak Day | SCE | 1-in-2 | 2026 | 1 | 270.0981 | 281.8128 | 8.3423 | 62.9629 | 0
| Zone | Remainder of System | 11 | Monthly System Peak Day | SCE | 1-in-2 | 2026 | 2 | 268.9732 | 279.1667 | 8.3644 | 61.5748 | 0
| Zone | Remainder of System | 11 | Monthly System Peak Day | SCE | 1-in-2 | 2026 | 3 | 415.6355 | 429.6992 | 8.352 | 60.682 | 0
| Zone | Remainder of System | 11 | Monthly System Peak Day | SCE | 1-in-2 | 2026 | 4 | 591.7258 | 612.8391 | 8.3619 | 59.921 | 0
| Zone | Remainder of System | 11 | Monthly System Peak Day | SCE | 1-in-2 | 2026 | 5 | 557.6536 | 586.9869 | 8.3526 | 59.1649 | 0
| Zone | Remainder of System | 11 | Monthly System Peak Day | SCE | 1-in-2 | 2026 | 6 | 545.5085 | 574.0638 | 8.3593 | 58.0889 | 0
| Zone | Remainder of System | 11 | Monthly System Peak Day | SCE | 1-in-2 | 2026 | 7 | 553.8301 | 539.4398 | 8.5122 | 57.8746 | 0
| Zone | Remainder of System | 11 | Monthly System Peak Day | SCE | 1-in-2 | 2026 | 8 | 532.1362 | 541.7837 | 8.9006 | 57.32 | 0
| Zone | Remainder of System | 11 | Monthly System Peak Day | SCE | 1-in-2 | 2026 | 9 | 517.3349 | 552.9629 | 8.503 | 59.5354 | 0
| Zone | Remainder of System | 11 | Monthly System Peak Day | SCE | 1-in-2 | 2026 | 10 | 494.9306 | 517.4005 | 8.8725 | 64.4605 | 0
| Zone | Remainder of System | 11 | Monthly System Peak Day | SCE | 1-in-2 | 2026 | 11 | 468.3173 | 489.7771 | 9.1557 | 70.7812 | 0
| Zone | Remainder of System | 11 | Monthly System Peak Day | SCE | 1-in-2 | 2026 | 12 | 461.8278 | 484.8638 | 9.3168 | 76.6454 | 0
| Zone | Remainder of System | 11 | Monthly System Peak Day | SCE | 1-in-2 | 2026 | 13 | 373.2781 | 384.6651 | 8.9944 | 80.6052 | 0
| Zone | Remainder of System | 11 | Monthly System Peak Day | SCE | 1-in-2 | 2026 | 14 | 340.7208 | 347.0112 | 8.6242 | 83.1096 | 0
| Zone | Remainder of System | 11 | Monthly System Peak Day | SCE | 1-in-2 | 2026 | 15 | 287.8162 | 297.3414 | 8.2778 | 84.4602 | 0
| Zone | Remainder of System | 11 | Monthly System Peak Day | SCE | 1-in-2 | 2026 | 16 | 260.1032 | 261.515 | 8.362 | 84.6998 | 0
| Zone | Remainder of System | 11 | Monthly System Peak Day | SCE | 1-in-2 | 2026 | 17 | 264.8436 | 272.3576 | 8.1764 | 83.4215 | 0
| Zone | Remainder of System | 11 | Monthly System Peak Day | SCE | 1-in-2 | 2026 | 18 | 247.0081 | 255.715 | 8.3402 | 80.7623 | 0
| Zone | Remainder of System | 11 | Monthly System Peak Day | SCE | 1-in-2 | 2026 | 19 | 263.8195 | 269.2909 | 8.3833 | 76.9132 | 0
| Zone | Remainder of System | 11 | Monthly System Peak Day | SCE | 1-in-2 | 2026 | 20 | 248.6697 | 356.8947 | 17.1451 | 74.1084 | 0
| Zone | Remainder of System | 11 | Monthly System Peak Day | SCE | 1-in-2 | 2026 | 21 | 235.5331 | 244.0916 | 8.3458 | 71.8048 | 0
| Zone | Remainder of System | 11 | Monthly System Peak Day | SCE | 1-in-2 | 2026 | 22 | 412.6963 | 429.9977 | 8.3132 | 69.7539 | 0
| Zone | Remainder of System | 11 | Monthly System Peak Day | SCE | 1-in-2 | 2026 | 23 | 393.3204 | 414.2156 | 8.4689 | 68.1384 | 0
| Zone | Remainder of System | 11 | Monthly System Peak Day | SCE | 1-in-2 | 2026 | 24 | 321.7383 | 344.2561 | 8.3868 | 66.5664 | 0
| Zone | Remainder of System | 12 | Average Weekday | SCE | 1-in-2 | 2026 | 1 | 255.0273 | 262.0729 | 8.2857 | 50.1723 | 0
| Zone | Remainder of System | 12 | Average Weekday | SCE | 1-in-2 | 2026 | 2 | 251.0041 | 257.5903 | 8.3118 | 49.47 | 0
| Zone | Remainder of System | 12 | Average Weekday | SCE | 1-in-2 | 2026 | 3 | 391.9442 | 404.1677 | 8.3175 | 48.8424 | 0
| Zone | Remainder of System | 12 | Average Weekday | SCE | 1-in-2 | 2026 | 4 | 567.2386 | 586.6171 | 8.3242 | 48.2737 | 0
| Zone | Remainder of System | 12 | Average Weekday | SCE | 1-in-2 | 2026 | 5 | 537.3841 | 566.2374 | 8.3278 | 47.7582 | 0
| Zone | Remainder of System | 12 | Average Weekday | SCE | 1-in-2 | 2026 | 6 | 514.129 | 546.2913 | 8.3331 | 47.2208 | 0
| Zone | Remainder of System | 12 | Average Weekday | SCE | 1-in-2 | 2026 | 7 | 508.2351 | 507.0502 | 8.2939 | 46.8903 | 0
| Zone | Remainder of System | 12 | Average Weekday | SCE | 1-in-2 | 2026 | 8 | 499.4022 | 506.2576 | 8.2449 | 46.6249 | 0
| Zone | Remainder of System | 12 | Average Weekday | SCE | 1-in-2 | 2026 | 9 | 480.3734 | 508.541 | 8.196 | 47.1296 | 0
| Zone | Remainder of System | 12 | Average Weekday | SCE | 1-in-2 | 2026 | 10 | 450.9951 | 467.4274 | 8.2234 | 49.7166 | 0
| Zone | Remainder of System | 12 | Average Weekday | SCE | 1-in-2 | 2026 | 11 | 426.2422 | 436.2606 | 8.1802 | 53.0028 | 0
| Zone | Remainder of System | 12 | Average Weekday | SCE | 1-in-2 | 2026 | 12 | 418.6573 | 425.6765 | 8.1403 | 56.0652 | 0
| Zone | Remainder of System | 12 | Average Weekday | SCE | 1-in-2 | 2026 | 13 | 339.4087 | 350.1833 | 8.1304 | 58.4044 | 0
| Zone | Remainder of System | 12 | Average Weekday | SCE | 1-in-2 | 2026 | 14 | 309.277 | 317.8032 | 8.1643 | 60.0157 | 0
| Zone | Remainder of System | 12 | Average Weekday | SCE | 1-in-2 | 2026 | 15 | 270.7574 | 279.4399 | 8.2205 | 60.9106 | 0
| Zone | Remainder of System | 12 | Average Weekday | SCE | 1-in-2 | 2026 | 16 | 237.883 | 240.3417 | 8.2799 | 61.1029 | 0
| Zone | Remainder of System | 12 | Average Weekday | SCE | 1-in-2 | 2026 | 17 | 243.6391 | 250.1637 | 8.1426 | 60.4067 | 0
| Zone | Remainder of System | 12 | Average Weekday | SCE | 1-in-2 | 2026 | 18 | 228.0125 | 233.9068 | 8.1213 | 58.4535 | 0
| Zone | Remainder of System | 12 | Average Weekday | SCE | 1-in-2 | 2026 | 19 | 246.0611 | 250.3797 | 8.3839 | 56.1744 | 0
| Zone | Remainder of System | 12 | Average Weekday | SCE | 1-in-2 | 2026 | 20 | 238.3527 | 300.1171 | 8.4003 | 54.5751 | 0
| Zone | Remainder of System | 12 | Average Weekday | SCE | 1-in-2 | 2026 | 21 | 225.4119 | 232.0959 | 8.038 | 53.3029 | 0
| Zone | Remainder of System | 12 | Average Weekday | SCE | 1-in-2 | 2026 | 22 | 400.1123 | 415.7148 | 8.2286 | 52.1925 | 0
| Zone | Remainder of System | 12 | Average Weekday | SCE | 1-in-2 | 2026 | 23 | 382.2512 | 396.947 | 8.254 | 51.2585 | 0
| Zone | Remainder of System | 12 | Average Weekday | SCE | 1-in-2 | 2026 | 24 | 311.6266 | 325.1832 | 8.2571 | 50.3709 | 0
| Zone | Remainder of System | 12 | Monthly System Peak Day | SCE | 1-in-2 | 2026 | 1 | 255.0273 | 262.0729 | 8.2857 | 42.6698 | 0
| Zone | Remainder of System | 12 | Monthly System Peak Day | SCE | 1-in-2 | 2026 | 2 | 251.0041 | 257.5903 | 8.3118 | 41.9151 | 0
| Zone | Remainder of System | 12 | Monthly System Peak Day | SCE | 1-in-2 | 2026 | 3 | 391.9442 | 404.1677 | 8.3175 | 41.1108 | 0
| Zone | Remainder of System | 12 | Monthly System Peak Day | SCE | 1-in-2 | 2026 | 4 | 567.2386 | 586.6171 | 8.3242 | 40.6979 | 0
| Zone | Remainder of System | 12 | Monthly System Peak Day | SCE | 1-in-2 | 2026 | 5 | 537.3841 | 566.2374 | 8.3278 | 40.2189 | 0
| Zone | Remainder of System | 12 | Monthly System Peak Day | SCE | 1-in-2 | 2026 | 6 | 514.129 | 546.2913 | 8.3331 | 39.9074 | 0
| Zone | Remainder of System | 12 | Monthly System Peak Day | SCE | 1-in-2 | 2026 | 7 | 508.2351 | 507.0502 | 8.2939 | 39.547 | 0
| Zone | Remainder of System | 12 | Monthly System Peak Day | SCE | 1-in-2 | 2026 | 8 | 499.4022 | 506.2576 | 8.2449 | 38.9194 | 0
| Zone | Remainder of System | 12 | Monthly System Peak Day | SCE | 1-in-2 | 2026 | 9 | 480.3734 | 508.541 | 8.196 | 39.6245 | 0
| Zone | Remainder of System | 12 | Monthly System Peak Day | SCE | 1-in-2 | 2026 | 10 | 450.9951 | 467.4274 | 8.2234 | 43.6048 | 0
| Zone | Remainder of System | 12 | Monthly System Peak Day | SCE | 1-in-2 | 2026 | 11 | 426.2422 | 436.2606 | 8.1802 | 48.0539 | 0
| Zone | Remainder of System | 12 | Monthly System Peak Day | SCE | 1-in-2 | 2026 | 12 | 418.6573 | 425.6765 | 8.1403 | 52.486 | 0
| Zone | Remainder of System | 12 | Monthly System Peak Day | SCE | 1-in-2 | 2026 | 13 | 339.4087 | 350.1833 | 8.1304 | 55.021 | 0
| Zone | Remainder of System | 12 | Monthly System Peak Day | SCE | 1-in-2 | 2026 | 14 | 309.277 | 317.8032 | 8.1643 | 56.6707 | 0
| Zone | Remainder of System | 12 | Monthly System Peak Day | SCE | 1-in-2 | 2026 | 15 | 270.7574 | 279.4399 | 8.2205 | 57.6764 | 0
| Zone | Remainder of System | 12 | Monthly System Peak Day | SCE | 1-in-2 | 2026 | 16 | 237.883 | 240.3417 | 8.2799 | 58.0747 | 0
| Zone | Remainder of System | 12 | Monthly System Peak Day | SCE | 1-in-2 | 2026 | 17 | 243.6391 | 250.1637 | 8.1426 | 57.8306 | 0
| Zone | Remainder of System | 12 | Monthly System Peak Day | SCE | 1-in-2 | 2026 | 18 | 228.0125 | 233.9068 | 8.1213 | 55.8258 | 0
| Zone | Remainder of System | 12 | Monthly System Peak Day | SCE | 1-in-2 | 2026 | 19 | 246.0611 | 250.3797 | 8.3839 | 52.9366 | 0
| Zone | Remainder of System | 12 | Monthly System Peak Day | SCE | 1-in-2 | 2026 | 20 | 238.3527 | 300.1171 | 8.4003 | 50.7595 | 0
| Zone | Remainder of System | 12 | Monthly System Peak Day | SCE | 1-in-2 | 2026 | 21 | 225.4119 | 232.0959 | 8.038 | 48.9271 | 0
| Zone | Remainder of System | 12 | Monthly System Peak Day | SCE | 1-in-2 | 2026 | 22 | 400.1123 | 415.7148 | 8.2286 | 47.1432 | 0
| Zone | Remainder of System | 12 | Monthly System Peak Day | SCE | 1-in-2 | 2026 | 23 | 382.2512 | 396.947 | 8.254 | 45.5948 | 0
| Zone | Remainder of System | 12 | Monthly System Peak Day | SCE | 1-in-2 | 2026 | 24 | 311.6266 | 325.1832 | 8.2571 | 44.4353 | 0
| Zone | Remainder of System | 1 | Average Weekday | SCE | 1-in-2 | 2027 | 1 | 264.0478 | 270.3876 | 8.297 | 51.6842 | 0
| Zone | Remainder of System | 1 | Average Weekday | SCE | 1-in-2 | 2027 | 2 | 261.7449 | 268.9966 | 8.3229 | 50.7685 | 0
| Zone | Remainder of System | 1 | Average Weekday | SCE | 1-in-2 | 2027 | 3 | 405.474 | 417.2373 | 8.3285 | 49.9205 | 0
| Zone | Remainder of System | 1 | Average Weekday | SCE | 1-in-2 | 2027 | 4 | 576.8116 | 595.1653 | 8.3352 | 49.2463 | 0
| Zone | Remainder of System | 1 | Average Weekday | SCE | 1-in-2 | 2027 | 5 | 549.0018 | 576.9762 | 8.3388 | 48.4951 | 0
| Zone | Remainder of System | 1 | Average Weekday | SCE | 1-in-2 | 2027 | 6 | 535.2722 | 566.3954 | 8.3441 | 47.8427 | 0
| Zone | Remainder of System | 1 | Average Weekday | SCE | 1-in-2 | 2027 | 7 | 542.0771 | 539.9458 | 8.3052 | 47.4947 | 0
| Zone | Remainder of System | 1 | Average Weekday | SCE | 1-in-2 | 2027 | 8 | 533.4484 | 539.23 | 8.2568 | 47.191 | 0
| Zone | Remainder of System | 1 | Average Weekday | SCE | 1-in-2 | 2027 | 9 | 501.63 | 527.2751 | 8.2084 | 47.8607 | 0
| Zone | Remainder of System | 1 | Average Weekday | SCE | 1-in-2 | 2027 | 10 | 483.6055 | 496.7637 | 8.2354 | 51.2694 | 0
| Zone | Remainder of System | 1 | Average Weekday | SCE | 1-in-2 | 2027 | 11 | 454.961 | 463.3339 | 8.1929 | 55.8102 | 0
| Zone | Remainder of System | 1 | Average Weekday | SCE | 1-in-2 | 2027 | 12 | 449.9739 | 457.0657 | 8.1537 | 60.0831 | 0
| Zone | Remainder of System | 1 | Average Weekday | SCE | 1-in-2 | 2027 | 13 | 378.0416 | 388.8333 | 8.144 | 63.2369 | 0
| Zone | Remainder of System | 1 | Average Weekday | SCE | 1-in-2 | 2027 | 14 | 342.7733 | 350.4628 | 8.1773 | 65.3415 | 0
| Zone | Remainder of System | 1 | Average Weekday | SCE | 1-in-2 | 2027 | 15 | 297.3029 | 305.0808 | 8.2326 | 66.6752 | 0
| Zone | Remainder of System | 1 | Average Weekday | SCE | 1-in-2 | 2027 | 16 | 264.3591 | 266.6034 | 8.2912 | 67.1856 | 0
| Zone | Remainder of System | 1 | Average Weekday | SCE | 1-in-2 | 2027 | 17 | 267.6551 | 274.0355 | 8.1624 | 66.6752 | 0
| Zone | Remainder of System | 1 | Average Weekday | SCE | 1-in-2 | 2027 | 18 | 248.7955 | 254.8547 | 8.1411 | 64.7423 | 0
| Zone | Remainder of System | 1 | Average Weekday | SCE | 1-in-2 | 2027 | 19 | 262.4964 | 266.8789 | 8.402 | 61.5145 | 0
| Zone | Remainder of System | 1 | Average Weekday | SCE | 1-in-2 | 2027 | 20 | 252.9469 | 314.7511 | 8.4174 | 59.0859 | 0
| Zone | Remainder of System | 1 | Average Weekday | SCE | 1-in-2 | 2027 | 21 | 235.898 | 242.3464 | 8.0566 | 57.2936 | 0
| Zone | Remainder of System | 1 | Average Weekday | SCE | 1-in-2 | 2027 | 22 | 410.2202 | 426.0882 | 8.2398 | 55.8199 | 0
| Zone | Remainder of System | 1 | Average Weekday | SCE | 1-in-2 | 2027 | 23 | 397.3505 | 412.1208 | 8.2657 | 54.5391 | 0
| Zone | Remainder of System | 1 | Average Weekday | SCE | 1-in-2 | 2027 | 24 | 327.8687 | 340.265 | 8.2688 | 53.3992 | 0
| Zone | Remainder of System | 1 | Monthly System Peak Day | SCE | 1-in-2 | 2027 | 1 | 264.0478 | 270.3876 | 8.297 | 45.2329 | 0
| Zone | Remainder of System | 1 | Monthly System Peak Day | SCE | 1-in-2 | 2027 | 2 | 261.7449 | 268.9966 | 8.3229 | 44.3477 | 0
| Zone | Remainder of System | 1 | Monthly System Peak Day | SCE | 1-in-2 | 2027 | 3 | 405.474 | 417.2373 | 8.3285 | 43.1525 | 0
| Zone | Remainder of System | 1 | Monthly System Peak Day | SCE | 1-in-2 | 2027 | 4 | 576.8116 | 595.1653 | 8.3352 | 42.4549 | 0
| Zone | Remainder of System | 1 | Monthly System Peak Day | SCE | 1-in-2 | 2027 | 5 | 549.0018 | 576.9762 | 8.3388 | 41.466 | 0
| Zone | Remainder of System | 1 | Monthly System Peak Day | SCE | 1-in-2 | 2027 | 6 | 535.2722 | 566.3954 | 8.3441 | 41.032 | 0
| Zone | Remainder of System | 1 | Monthly System Peak Day | SCE | 1-in-2 | 2027 | 7 | 542.0771 | 539.9458 | 8.3052 | 40.989 | 0
| Zone | Remainder of System | 1 | Monthly System Peak Day | SCE | 1-in-2 | 2027 | 8 | 533.4484 | 539.23 | 8.2568 | 41.1076 | 0
| Zone | Remainder of System | 1 | Monthly System Peak Day | SCE | 1-in-2 | 2027 | 9 | 501.63 | 527.2751 | 8.2084 | 41.7407 | 0
| Zone | Remainder of System | 1 | Monthly System Peak Day | SCE | 1-in-2 | 2027 | 10 | 483.6055 | 496.7637 | 8.2354 | 44.4336 | 0
| Zone | Remainder of System | 1 | Monthly System Peak Day | SCE | 1-in-2 | 2027 | 11 | 454.961 | 463.3339 | 8.1929 | 47.8574 | 0
| Zone | Remainder of System | 1 | Monthly System Peak Day | SCE | 1-in-2 | 2027 | 12 | 449.9739 | 457.0657 | 8.1537 | 50.8356 | 0
| Zone | Remainder of System | 1 | Monthly System Peak Day | SCE | 1-in-2 | 2027 | 13 | 378.0416 | 388.8333 | 8.144 | 52.4705 | 0
| Zone | Remainder of System | 1 | Monthly System Peak Day | SCE | 1-in-2 | 2027 | 14 | 342.7733 | 350.4628 | 8.1773 | 52.7748 | 0
| Zone | Remainder of System | 1 | Monthly System Peak Day | SCE | 1-in-2 | 2027 | 15 | 297.3029 | 305.0808 | 8.2326 | 53.0031 | 0
| Zone | Remainder of System | 1 | Monthly System Peak Day | SCE | 1-in-2 | 2027 | 16 | 264.3591 | 266.6034 | 8.2912 | 54.3325 | 0
| Zone | Remainder of System | 1 | Monthly System Peak Day | SCE | 1-in-2 | 2027 | 17 | 267.6551 | 274.0355 | 8.1624 | 54.7159 | 0
| Zone | Remainder of System | 1 | Monthly System Peak Day | SCE | 1-in-2 | 2027 | 18 | 248.7955 | 254.8547 | 8.1411 | 53.6653 | 0
| Zone | Remainder of System | 1 | Monthly System Peak Day | SCE | 1-in-2 | 2027 | 19 | 262.4964 | 266.8789 | 8.402 | 51.839 | 0
| Zone | Remainder of System | 1 | Monthly System Peak Day | SCE | 1-in-2 | 2027 | 20 | 252.9469 | 314.7511 | 8.4174 | 50.4515 | 0
| Zone | Remainder of System | 1 | Monthly System Peak Day | SCE | 1-in-2 | 2027 | 21 | 235.898 | 242.3464 | 8.0566 | 49.5422 | 0
| Zone | Remainder of System | 1 | Monthly System Peak Day | SCE | 1-in-2 | 2027 | 22 | 410.2202 | 426.0882 | 8.2398 | 48.5366 | 0
| Zone | Remainder of System | 1 | Monthly System Peak Day | SCE | 1-in-2 | 2027 | 23 | 397.3505 | 412.1208 | 8.2657 | 47.118 | 0
| Zone | Remainder of System | 1 | Monthly System Peak Day | SCE | 1-in-2 | 2027 | 24 | 327.8687 | 340.265 | 8.2688 | 46.2753 | 0
| Zone | Remainder of System | 2 | Average Weekday | SCE | 1-in-2 | 2027 | 1 | 264.0782 | 271.2351 | 8.3538 | 51.2742 | 0
| Zone | Remainder of System | 2 | Average Weekday | SCE | 1-in-2 | 2027 | 2 | 258.3777 | 266.5223 | 8.3854 | 50.4072 | 0
| Zone | Remainder of System | 2 | Average Weekday | SCE | 1-in-2 | 2027 | 3 | 398.5186 | 411.7022 | 8.392 | 49.536 | 0
| Zone | Remainder of System | 2 | Average Weekday | SCE | 1-in-2 | 2027 | 4 | 566.1155 | 587.2795 | 8.3999 | 48.8013 | 0
| Zone | Remainder of System | 2 | Average Weekday | SCE | 1-in-2 | 2027 | 5 | 546.5836 | 577.5549 | 8.4033 | 48.212 | 0
| Zone | Remainder of System | 2 | Average Weekday | SCE | 1-in-2 | 2027 | 6 | 537.0146 | 570.1042 | 8.4081 | 47.6223 | 0
| Zone | Remainder of System | 2 | Average Weekday | SCE | 1-in-2 | 2027 | 7 | 529.7945 | 529.1033 | 8.3606 | 47.1867 | 0
| Zone | Remainder of System | 2 | Average Weekday | SCE | 1-in-2 | 2027 | 8 | 520.0508 | 526.2728 | 8.303 | 47.0018 | 0
| Zone | Remainder of System | 2 | Average Weekday | SCE | 1-in-2 | 2027 | 9 | 500.5249 | 526.5725 | 8.2445 | 48.3194 | 0
| Zone | Remainder of System | 2 | Average Weekday | SCE | 1-in-2 | 2027 | 10 | 478.3002 | 490.8278 | 8.2796 | 51.798 | 0
| Zone | Remainder of System | 2 | Average Weekday | SCE | 1-in-2 | 2027 | 11 | 454.1429 | 462.7494 | 8.2258 | 55.8778 | 0
| Zone | Remainder of System | 2 | Average Weekday | SCE | 1-in-2 | 2027 | 12 | 448.9638 | 456.7365 | 8.1748 | 59.4056 | 0
| Zone | Remainder of System | 2 | Average Weekday | SCE | 1-in-2 | 2027 | 13 | 372.7484 | 384.5865 | 8.1612 | 62.0189 | 0
| Zone | Remainder of System | 2 | Average Weekday | SCE | 1-in-2 | 2027 | 14 | 334.4626 | 342.7769 | 8.2048 | 63.7177 | 0
| Zone | Remainder of System | 2 | Average Weekday | SCE | 1-in-2 | 2027 | 15 | 283.754 | 293.7874 | 8.2751 | 64.6926 | 0
| Zone | Remainder of System | 2 | Average Weekday | SCE | 1-in-2 | 2027 | 16 | 253.9716 | 257.7804 | 8.3472 | 64.9768 | 0
| Zone | Remainder of System | 2 | Average Weekday | SCE | 1-in-2 | 2027 | 17 | 246.4393 | 251.5738 | 8.1948 | 64.4648 | 0
| Zone | Remainder of System | 2 | Average Weekday | SCE | 1-in-2 | 2027 | 18 | 233.0863 | 238.2406 | 8.1671 | 63.0519 | 0
| Zone | Remainder of System | 2 | Average Weekday | SCE | 1-in-2 | 2027 | 19 | 254.9411 | 259.4048 | 8.4021 | 60.4631 | 0
| Zone | Remainder of System | 2 | Average Weekday | SCE | 1-in-2 | 2027 | 20 | 246.1291 | 306.0498 | 8.4209 | 58.0362 | 0
| Zone | Remainder of System | 2 | Average Weekday | SCE | 1-in-2 | 2027 | 21 | 224.3674 | 230.5576 | 8.0309 | 56.2859 | 0
| Zone | Remainder of System | 2 | Average Weekday | SCE | 1-in-2 | 2027 | 22 | 395.1773 | 410.8918 | 8.2808 | 54.9557 | 0
| Zone | Remainder of System | 2 | Average Weekday | SCE | 1-in-2 | 2027 | 23 | 380.6404 | 395.81 | 8.3147 | 53.7427 | 0
| Zone | Remainder of System | 2 | Average Weekday | SCE | 1-in-2 | 2027 | 24 | 320.8327 | 334.492 | 8.3189 | 52.6077 | 0
| Zone | Remainder of System | 2 | Monthly System Peak Day | SCE | 1-in-2 | 2027 | 1 | 264.0782 | 271.2351 | 8.3538 | 43.0796 | 0
| Zone | Remainder of System | 2 | Monthly System Peak Day | SCE | 1-in-2 | 2027 | 2 | 258.3777 | 266.5223 | 8.3854 | 42.6704 | 0
| Zone | Remainder of System | 2 | Monthly System Peak Day | SCE | 1-in-2 | 2027 | 3 | 398.5186 | 411.7022 | 8.392 | 42.2478 | 0
| Zone | Remainder of System | 2 | Monthly System Peak Day | SCE | 1-in-2 | 2027 | 4 | 566.1155 | 587.2795 | 8.3999 | 41.6455 | 0
| Zone | Remainder of System | 2 | Monthly System Peak Day | SCE | 1-in-2 | 2027 | 5 | 546.5836 | 577.5549 | 8.4033 | 40.9489 | 0
| Zone | Remainder of System | 2 | Monthly System Peak Day | SCE | 1-in-2 | 2027 | 6 | 537.0146 | 570.1042 | 8.4081 | 40.2685 | 0
| Zone | Remainder of System | 2 | Monthly System Peak Day | SCE | 1-in-2 | 2027 | 7 | 529.7945 | 529.1033 | 8.3606 | 40.074 | 0
| Zone | Remainder of System | 2 | Monthly System Peak Day | SCE | 1-in-2 | 2027 | 8 | 520.0508 | 526.2728 | 8.303 | 40.4173 | 0
| Zone | Remainder of System | 2 | Monthly System Peak Day | SCE | 1-in-2 | 2027 | 9 | 500.5249 | 526.5725 | 8.2445 | 41.9505 | 0
| Zone | Remainder of System | 2 | Monthly System Peak Day | SCE | 1-in-2 | 2027 | 10 | 478.3002 | 490.8278 | 8.2796 | 44.4785 | 0
| Zone | Remainder of System | 2 | Monthly System Peak Day | SCE | 1-in-2 | 2027 | 11 | 454.1429 | 462.7494 | 8.2258 | 47.3478 | 0
| Zone | Remainder of System | 2 | Monthly System Peak Day | SCE | 1-in-2 | 2027 | 12 | 448.9638 | 456.7365 | 8.1748 | 49.7673 | 0
| Zone | Remainder of System | 2 | Monthly System Peak Day | SCE | 1-in-2 | 2027 | 13 | 372.7484 | 384.5865 | 8.1612 | 51.7034 | 0
| Zone | Remainder of System | 2 | Monthly System Peak Day | SCE | 1-in-2 | 2027 | 14 | 334.4626 | 342.7769 | 8.2048 | 53.2478 | 0
| Zone | Remainder of System | 2 | Monthly System Peak Day | SCE | 1-in-2 | 2027 | 15 | 283.754 | 293.7874 | 8.2751 | 54.4851 | 0
| Zone | Remainder of System | 2 | Monthly System Peak Day | SCE | 1-in-2 | 2027 | 16 | 253.9716 | 257.7804 | 8.3472 | 55.3304 | 0
| Zone | Remainder of System | 2 | Monthly System Peak Day | SCE | 1-in-2 | 2027 | 17 | 246.4393 | 251.5738 | 8.1948 | 55.3557 | 0
| Zone | Remainder of System | 2 | Monthly System Peak Day | SCE | 1-in-2 | 2027 | 18 | 233.0863 | 238.2406 | 8.1671 | 54.5997 | 0
| Zone | Remainder of System | 2 | Monthly System Peak Day | SCE | 1-in-2 | 2027 | 19 | 254.9411 | 259.4048 | 8.4021 | 52.7071 | 0
| Zone | Remainder of System | 2 | Monthly System Peak Day | SCE | 1-in-2 | 2027 | 20 | 246.1291 | 306.0498 | 8.4209 | 51.0971 | 0
| Zone | Remainder of System | 2 | Monthly System Peak Day | SCE | 1-in-2 | 2027 | 21 | 224.3674 | 230.5576 | 8.0309 | 49.6206 | 0
| Zone | Remainder of System | 2 | Monthly System Peak Day | SCE | 1-in-2 | 2027 | 22 | 395.1773 | 410.8918 | 8.2808 | 48.4219 | 0
| Zone | Remainder of System | 2 | Monthly System Peak Day | SCE | 1-in-2 | 2027 | 23 | 380.6404 | 395.81 | 8.3147 | 47.5168 | 0
| Zone | Remainder of System | 2 | Monthly System Peak Day | SCE | 1-in-2 | 2027 | 24 | 320.8327 | 334.492 | 8.3189 | 46.4661 | 0
| Zone | Remainder of System | 3 | Average Weekday | SCE | 1-in-2 | 2027 | 1 | 271.5223 | 283.3664 | 8.4408 | 54.1435 | 0
| Zone | Remainder of System | 3 | Average Weekday | SCE | 1-in-2 | 2027 | 2 | 266.1579 | 273.9045 | 8.3921 | 53.2403 | 0
| Zone | Remainder of System | 3 | Average Weekday | SCE | 1-in-2 | 2027 | 3 | 425.4056 | 436.5699 | 8.3848 | 52.4569 | 0
| Zone | Remainder of System | 3 | Average Weekday | SCE | 1-in-2 | 2027 | 4 | 598.77 | 615.6183 | 8.3676 | 51.7498 | 0
| Zone | Remainder of System | 3 | Average Weekday | SCE | 1-in-2 | 2027 | 5 | 565.2533 | 584.6341 | 8.3614 | 51.0914 | 0
| Zone | Remainder of System | 3 | Average Weekday | SCE | 1-in-2 | 2027 | 6 | 556.0637 | 575.4139 | 8.33 | 50.5427 | 0
| Zone | Remainder of System | 3 | Average Weekday | SCE | 1-in-2 | 2027 | 7 | 560.2052 | 560.8951 | 8.3149 | 50.1566 | 0
| Zone | Remainder of System | 3 | Average Weekday | SCE | 1-in-2 | 2027 | 8 | 538.1815 | 548.5876 | 8.469 | 49.9464 | 0
| Zone | Remainder of System | 3 | Average Weekday | SCE | 1-in-2 | 2027 | 9 | 522.998 | 562.8514 | 8.6596 | 51.061 | 0
| Zone | Remainder of System | 3 | Average Weekday | SCE | 1-in-2 | 2027 | 10 | 503.8239 | 526.4716 | 8.5269 | 53.9562 | 0
| Zone | Remainder of System | 3 | Average Weekday | SCE | 1-in-2 | 2027 | 11 | 471.5992 | 488.1025 | 8.6058 | 57.3554 | 0
| Zone | Remainder of System | 3 | Average Weekday | SCE | 1-in-2 | 2027 | 12 | 471.3042 | 483.4024 | 8.6951 | 60.4466 | 0
| Zone | Remainder of System | 3 | Average Weekday | SCE | 1-in-2 | 2027 | 13 | 377.887 | 388.7359 | 8.7701 | 62.898 | 0
| Zone | Remainder of System | 3 | Average Weekday | SCE | 1-in-2 | 2027 | 14 | 353.2762 | 360.922 | 8.72 | 64.7007 | 0
| Zone | Remainder of System | 3 | Average Weekday | SCE | 1-in-2 | 2027 | 15 | 306.3333 | 313.3396 | 8.5535 | 65.848 | 0
| Zone | Remainder of System | 3 | Average Weekday | SCE | 1-in-2 | 2027 | 16 | 272.8544 | 275.7389 | 8.3365 | 66.4528 | 0
| Zone | Remainder of System | 3 | Average Weekday | SCE | 1-in-2 | 2027 | 17 | 274.4024 | 280.1346 | 8.1909 | 66.4302 | 0
| Zone | Remainder of System | 3 | Average Weekday | SCE | 1-in-2 | 2027 | 18 | 247.6372 | 254.0186 | 8.2054 | 65.606 | 0
| Zone | Remainder of System | 3 | Average Weekday | SCE | 1-in-2 | 2027 | 19 | 262.2859 | 268.9352 | 8.4891 | 63.9302 | 0
| Zone | Remainder of System | 3 | Average Weekday | SCE | 1-in-2 | 2027 | 20 | 248.6474 | 251.8484 | 8.3852 | 61.6012 | 0
| Zone | Remainder of System | 3 | Average Weekday | SCE | 1-in-2 | 2027 | 21 | 220.897 | 225.8961 | 8.0601 | 59.2809 | 0
| Zone | Remainder of System | 3 | Average Weekday | SCE | 1-in-2 | 2027 | 22 | 419.378 | 437.7176 | 8.2944 | 57.6995 | 0
| Zone | Remainder of System | 3 | Average Weekday | SCE | 1-in-2 | 2027 | 23 | 409.6435 | 431.0885 | 8.3959 | 56.5104 | 0
| Zone | Remainder of System | 3 | Average Weekday | SCE | 1-in-2 | 2027 | 24 | 352.4337 | 377.4579 | 8.486 | 55.5042 | 0
| Zone | Remainder of System | 3 | Monthly System Peak Day | SCE | 1-in-2 | 2027 | 1 | 271.5223 | 283.3664 | 8.4408 | 56.5818 | 0
| Zone | Remainder of System | 3 | Monthly System Peak Day | SCE | 1-in-2 | 2027 | 2 | 266.1579 | 273.9045 | 8.3921 | 55.43 | 0
| Zone | Remainder of System | 3 | Monthly System Peak Day | SCE | 1-in-2 | 2027 | 3 | 425.4056 | 436.5699 | 8.3848 | 53.8095 | 0
| Zone | Remainder of System | 3 | Monthly System Peak Day | SCE | 1-in-2 | 2027 | 4 | 598.77 | 615.6183 | 8.3676 | 52.9917 | 0
| Zone | Remainder of System | 3 | Monthly System Peak Day | SCE | 1-in-2 | 2027 | 5 | 565.2533 | 584.6341 | 8.3614 | 52.1472 | 0
| Zone | Remainder of System | 3 | Monthly System Peak Day | SCE | 1-in-2 | 2027 | 6 | 556.0637 | 575.4139 | 8.33 | 51.274 | 0
| Zone | Remainder of System | 3 | Monthly System Peak Day | SCE | 1-in-2 | 2027 | 7 | 560.2052 | 560.8951 | 8.3149 | 50.7147 | 0
| Zone | Remainder of System | 3 | Monthly System Peak Day | SCE | 1-in-2 | 2027 | 8 | 538.1815 | 548.5876 | 8.469 | 50.1826 | 0
| Zone | Remainder of System | 3 | Monthly System Peak Day | SCE | 1-in-2 | 2027 | 9 | 522.998 | 562.8514 | 8.6596 | 50.6921 | 0
| Zone | Remainder of System | 3 | Monthly System Peak Day | SCE | 1-in-2 | 2027 | 10 | 503.8239 | 526.4716 | 8.5269 | 53.8657 | 0
| Zone | Remainder of System | 3 | Monthly System Peak Day | SCE | 1-in-2 | 2027 | 11 | 471.5992 | 488.1025 | 8.6058 | 58.4301 | 0
| Zone | Remainder of System | 3 | Monthly System Peak Day | SCE | 1-in-2 | 2027 | 12 | 471.3042 | 483.4024 | 8.6951 | 62.8319 | 0
| Zone | Remainder of System | 3 | Monthly System Peak Day | SCE | 1-in-2 | 2027 | 13 | 377.887 | 388.7359 | 8.7701 | 66.0819 | 0
| Zone | Remainder of System | 3 | Monthly System Peak Day | SCE | 1-in-2 | 2027 | 14 | 353.2762 | 360.922 | 8.72 | 67.8967 | 0
| Zone | Remainder of System | 3 | Monthly System Peak Day | SCE | 1-in-2 | 2027 | 15 | 306.3333 | 313.3396 | 8.5535 | 68.9896 | 0
| Zone | Remainder of System | 3 | Monthly System Peak Day | SCE | 1-in-2 | 2027 | 16 | 272.8544 | 275.7389 | 8.3365 | 69.8232 | 0
| Zone | Remainder of System | 3 | Monthly System Peak Day | SCE | 1-in-2 | 2027 | 17 | 274.4024 | 280.1346 | 8.1909 | 70.0976 | 0
| Zone | Remainder of System | 3 | Monthly System Peak Day | SCE | 1-in-2 | 2027 | 18 | 247.6372 | 254.0186 | 8.2054 | 69.6302 | 0
| Zone | Remainder of System | 3 | Monthly System Peak Day | SCE | 1-in-2 | 2027 | 19 | 262.2859 | 268.9352 | 8.4891 | 68.0398 | 0
| Zone | Remainder of System | 3 | Monthly System Peak Day | SCE | 1-in-2 | 2027 | 20 | 248.6474 | 251.8484 | 8.3852 | 65.2065 | 0
| Zone | Remainder of System | 3 | Monthly System Peak Day | SCE | 1-in-2 | 2027 | 21 | 220.897 | 225.8961 | 8.0601 | 62.3174 | 0
| Zone | Remainder of System | 3 | Monthly System Peak Day | SCE | 1-in-2 | 2027 | 22 | 419.378 | 437.7176 | 8.2944 | 60.1617 | 0
| Zone | Remainder of System | 3 | Monthly System Peak Day | SCE | 1-in-2 | 2027 | 23 | 409.6435 | 431.0885 | 8.3959 | 58.5692 | 0
| Zone | Remainder of System | 3 | Monthly System Peak Day | SCE | 1-in-2 | 2027 | 24 | 352.4337 | 377.4579 | 8.486 | 57.2979 | 0
| Zone | Remainder of System | 4 | Average Weekday | SCE | 1-in-2 | 2027 | 1 | 269.6743 | 280.8868 | 8.4573 | 56.7256 | 0
| Zone | Remainder of System | 4 | Average Weekday | SCE | 1-in-2 | 2027 | 2 | 268.0277 | 276.6173 | 8.4093 | 55.8527 | 0
| Zone | Remainder of System | 4 | Average Weekday | SCE | 1-in-2 | 2027 | 3 | 427.2822 | 439.1083 | 8.402 | 55.0819 | 0
| Zone | Remainder of System | 4 | Average Weekday | SCE | 1-in-2 | 2027 | 4 | 595.4613 | 612.3386 | 8.385 | 54.4336 | 0
| Zone | Remainder of System | 4 | Average Weekday | SCE | 1-in-2 | 2027 | 5 | 550.3568 | 568.5366 | 8.3787 | 53.7938 | 0
| Zone | Remainder of System | 4 | Average Weekday | SCE | 1-in-2 | 2027 | 6 | 546.1868 | 564.6343 | 8.3469 | 53.2767 | 0
| Zone | Remainder of System | 4 | Average Weekday | SCE | 1-in-2 | 2027 | 7 | 549.6624 | 550.8233 | 8.3307 | 52.8415 | 0
| Zone | Remainder of System | 4 | Average Weekday | SCE | 1-in-2 | 2027 | 8 | 534.0532 | 541.493 | 8.4842 | 52.6877 | 0
| Zone | Remainder of System | 4 | Average Weekday | SCE | 1-in-2 | 2027 | 9 | 505.1129 | 543.5464 | 8.6733 | 54.1994 | 0
| Zone | Remainder of System | 4 | Average Weekday | SCE | 1-in-2 | 2027 | 10 | 486.7434 | 509.9045 | 8.5419 | 57.0022 | 0
| Zone | Remainder of System | 4 | Average Weekday | SCE | 1-in-2 | 2027 | 11 | 460.3673 | 474.6018 | 8.6192 | 59.9768 | 0
| Zone | Remainder of System | 4 | Average Weekday | SCE | 1-in-2 | 2027 | 12 | 459.8576 | 471.9572 | 8.7067 | 62.8243 | 0
| Zone | Remainder of System | 4 | Average Weekday | SCE | 1-in-2 | 2027 | 13 | 375.8856 | 386.6665 | 8.7805 | 65.1956 | 0
| Zone | Remainder of System | 4 | Average Weekday | SCE | 1-in-2 | 2027 | 14 | 346.7871 | 354.4429 | 8.7316 | 67.0563 | 0
| Zone | Remainder of System | 4 | Average Weekday | SCE | 1-in-2 | 2027 | 15 | 293.9521 | 301.24 | 8.5667 | 68.3359 | 0
| Zone | Remainder of System | 4 | Average Weekday | SCE | 1-in-2 | 2027 | 16 | 261.8288 | 264.8227 | 8.3523 | 68.9607 | 0
| Zone | Remainder of System | 4 | Average Weekday | SCE | 1-in-2 | 2027 | 17 | 260.7277 | 265.0938 | 8.2239 | 69.025 | 0
| Zone | Remainder of System | 4 | Average Weekday | SCE | 1-in-2 | 2027 | 18 | 224.864 | 230.479 | 8.236 | 68.3253 | 0
| Zone | Remainder of System | 4 | Average Weekday | SCE | 1-in-2 | 2027 | 19 | 230.4805 | 237.1574 | 8.4893 | 66.968 | 0
| Zone | Remainder of System | 4 | Average Weekday | SCE | 1-in-2 | 2027 | 20 | 222.6973 | 226.0508 | 8.3853 | 64.7012 | 0
| Zone | Remainder of System | 4 | Average Weekday | SCE | 1-in-2 | 2027 | 21 | 223.8875 | 229.1355 | 8.0753 | 61.7724 | 0
| Zone | Remainder of System | 4 | Average Weekday | SCE | 1-in-2 | 2027 | 22 | 409.5958 | 427.5759 | 8.3065 | 59.6956 | 0
| Zone | Remainder of System | 4 | Average Weekday | SCE | 1-in-2 | 2027 | 23 | 404.1172 | 425.1061 | 8.4123 | 58.3124 | 0
| Zone | Remainder of System | 4 | Average Weekday | SCE | 1-in-2 | 2027 | 24 | 346.7974 | 370.9525 | 8.502 | 57.2555 | 0
| Zone | Remainder of System | 4 | Monthly System Peak Day | SCE | 1-in-2 | 2027 | 1 | 269.6743 | 280.8868 | 8.4573 | 64.1575 | 0
| Zone | Remainder of System | 4 | Monthly System Peak Day | SCE | 1-in-2 | 2027 | 2 | 268.0277 | 276.6173 | 8.4093 | 62.7754 | 0
| Zone | Remainder of System | 4 | Monthly System Peak Day | SCE | 1-in-2 | 2027 | 3 | 427.2822 | 439.1083 | 8.402 | 61.6456 | 0
| Zone | Remainder of System | 4 | Monthly System Peak Day | SCE | 1-in-2 | 2027 | 4 | 595.4613 | 612.3386 | 8.385 | 60.6523 | 0
| Zone | Remainder of System | 4 | Monthly System Peak Day | SCE | 1-in-2 | 2027 | 5 | 550.3568 | 568.5366 | 8.3787 | 59.6858 | 0
| Zone | Remainder of System | 4 | Monthly System Peak Day | SCE | 1-in-2 | 2027 | 6 | 546.1868 | 564.6343 | 8.3469 | 58.665 | 0
| Zone | Remainder of System | 4 | Monthly System Peak Day | SCE | 1-in-2 | 2027 | 7 | 549.6624 | 550.8233 | 8.3307 | 57.9631 | 0
| Zone | Remainder of System | 4 | Monthly System Peak Day | SCE | 1-in-2 | 2027 | 8 | 534.0532 | 541.493 | 8.4842 | 57.5916 | 0
| Zone | Remainder of System | 4 | Monthly System Peak Day | SCE | 1-in-2 | 2027 | 9 | 505.1129 | 543.5464 | 8.6733 | 59.2997 | 0
| Zone | Remainder of System | 4 | Monthly System Peak Day | SCE | 1-in-2 | 2027 | 10 | 486.7434 | 509.9045 | 8.5419 | 63.5939 | 0
| Zone | Remainder of System | 4 | Monthly System Peak Day | SCE | 1-in-2 | 2027 | 11 | 460.3673 | 474.6018 | 8.6192 | 69.2791 | 0
| Zone | Remainder of System | 4 | Monthly System Peak Day | SCE | 1-in-2 | 2027 | 12 | 459.8576 | 471.9572 | 8.7067 | 74.446 | 0
| Zone | Remainder of System | 4 | Monthly System Peak Day | SCE | 1-in-2 | 2027 | 13 | 375.8856 | 386.6665 | 8.7805 | 78.6886 | 0
| Zone | Remainder of System | 4 | Monthly System Peak Day | SCE | 1-in-2 | 2027 | 14 | 346.7871 | 354.4429 | 8.7316 | 81.3344 | 0
| Zone | Remainder of System | 4 | Monthly System Peak Day | SCE | 1-in-2 | 2027 | 15 | 293.9521 | 301.24 | 8.5667 | 82.8242 | 0
| Zone | Remainder of System | 4 | Monthly System Peak Day | SCE | 1-in-2 | 2027 | 16 | 261.8288 | 264.8227 | 8.3523 | 83.5658 | 0
| Zone | Remainder of System | 4 | Monthly System Peak Day | SCE | 1-in-2 | 2027 | 17 | 260.7277 | 265.0938 | 8.2239 | 83.0798 | 0
| Zone | Remainder of System | 4 | Monthly System Peak Day | SCE | 1-in-2 | 2027 | 18 | 224.864 | 230.479 | 8.236 | 82.7467 | 0
| Zone | Remainder of System | 4 | Monthly System Peak Day | SCE | 1-in-2 | 2027 | 19 | 230.4805 | 237.1574 | 8.4893 | 81.1574 | 0
| Zone | Remainder of System | 4 | Monthly System Peak Day | SCE | 1-in-2 | 2027 | 20 | 222.6973 | 226.0508 | 8.3853 | 78.3726 | 0
| Zone | Remainder of System | 4 | Monthly System Peak Day | SCE | 1-in-2 | 2027 | 21 | 223.8875 | 229.1355 | 8.0753 | 74.0086 | 0
| Zone | Remainder of System | 4 | Monthly System Peak Day | SCE | 1-in-2 | 2027 | 22 | 409.5958 | 427.5759 | 8.3065 | 70.8448 | 0
| Zone | Remainder of System | 4 | Monthly System Peak Day | SCE | 1-in-2 | 2027 | 23 | 404.1172 | 425.1061 | 8.4123 | 68.5482 | 0
| Zone | Remainder of System | 4 | Monthly System Peak Day | SCE | 1-in-2 | 2027 | 24 | 346.7974 | 370.9525 | 8.502 | 66.4925 | 0
| Zone | Remainder of System | 5 | Average Weekday | SCE | 1-in-2 | 2027 | 1 | 282.7761 | 294.1242 | 8.4891 | 59.7443 | 0
| Zone | Remainder of System | 5 | Average Weekday | SCE | 1-in-2 | 2027 | 2 | 283.3518 | 291.1312 | 8.4421 | 59.0711 | 0
| Zone | Remainder of System | 5 | Average Weekday | SCE | 1-in-2 | 2027 | 3 | 443.3723 | 456.3929 | 8.435 | 58.4673 | 0
| Zone | Remainder of System | 5 | Average Weekday | SCE | 1-in-2 | 2027 | 4 | 606.5558 | 624.5706 | 8.4181 | 57.9163 | 0
| Zone | Remainder of System | 5 | Average Weekday | SCE | 1-in-2 | 2027 | 5 | 567.3728 | 586.4063 | 8.4112 | 57.4537 | 0
| Zone | Remainder of System | 5 | Average Weekday | SCE | 1-in-2 | 2027 | 6 | 553.4807 | 573.9256 | 8.3785 | 57.0042 | 0
| Zone | Remainder of System | 5 | Average Weekday | SCE | 1-in-2 | 2027 | 7 | 547.4416 | 548.664 | 8.3605 | 56.5906 | 0
| Zone | Remainder of System | 5 | Average Weekday | SCE | 1-in-2 | 2027 | 8 | 544.6931 | 555.8624 | 8.5135 | 56.9009 | 0
| Zone | Remainder of System | 5 | Average Weekday | SCE | 1-in-2 | 2027 | 9 | 512.0876 | 548.0775 | 8.7006 | 58.6635 | 0
| Zone | Remainder of System | 5 | Average Weekday | SCE | 1-in-2 | 2027 | 10 | 502.1713 | 525.4033 | 8.5714 | 61.0024 | 0
| Zone | Remainder of System | 5 | Average Weekday | SCE | 1-in-2 | 2027 | 11 | 481.758 | 496.5843 | 8.6454 | 63.674 | 0
| Zone | Remainder of System | 5 | Average Weekday | SCE | 1-in-2 | 2027 | 12 | 474.967 | 486.6628 | 8.7293 | 66.1969 | 0
| Zone | Remainder of System | 5 | Average Weekday | SCE | 1-in-2 | 2027 | 13 | 384.394 | 395.6113 | 8.801 | 68.4385 | 0
| Zone | Remainder of System | 5 | Average Weekday | SCE | 1-in-2 | 2027 | 14 | 361.6299 | 369.3479 | 8.7543 | 70.1752 | 0
| Zone | Remainder of System | 5 | Average Weekday | SCE | 1-in-2 | 2027 | 15 | 318.35 | 325.4552 | 8.593 | 71.341 | 0
| Zone | Remainder of System | 5 | Average Weekday | SCE | 1-in-2 | 2027 | 16 | 277.0772 | 279.9207 | 8.3824 | 71.901 | 0
| Zone | Remainder of System | 5 | Average Weekday | SCE | 1-in-2 | 2027 | 17 | 265.3524 | 270.8414 | 8.2537 | 71.8083 | 0
| Zone | Remainder of System | 5 | Average Weekday | SCE | 1-in-2 | 2027 | 18 | 239.0606 | 245.0243 | 8.2626 | 71.1675 | 0
| Zone | Remainder of System | 5 | Average Weekday | SCE | 1-in-2 | 2027 | 19 | 248.224 | 255.0999 | 8.4873 | 69.8052 | 0
| Zone | Remainder of System | 5 | Average Weekday | SCE | 1-in-2 | 2027 | 20 | 235.7434 | 239.1041 | 8.3849 | 67.6863 | 0
| Zone | Remainder of System | 5 | Average Weekday | SCE | 1-in-2 | 2027 | 21 | 240.8077 | 246.1777 | 8.0773 | 64.9519 | 0
| Zone | Remainder of System | 5 | Average Weekday | SCE | 1-in-2 | 2027 | 22 | 429.9566 | 448.222 | 8.3331 | 62.6968 | 0
| Zone | Remainder of System | 5 | Average Weekday | SCE | 1-in-2 | 2027 | 23 | 430.2942 | 451.9783 | 8.4424 | 61.385 | 0
| Zone | Remainder of System | 5 | Average Weekday | SCE | 1-in-2 | 2027 | 24 | 368.8611 | 393.8198 | 8.5324 | 60.3901 | 0
| Zone | Remainder of System | 5 | Monthly System Peak Day | SCE | 1-in-2 | 2027 | 1 | 282.7761 | 294.1242 | 8.4891 | 64.8964 | 0
| Zone | Remainder of System | 5 | Monthly System Peak Day | SCE | 1-in-2 | 2027 | 2 | 283.3518 | 291.1312 | 8.4421 | 63.6406 | 0
| Zone | Remainder of System | 5 | Monthly System Peak Day | SCE | 1-in-2 | 2027 | 3 | 443.3723 | 456.3929 | 8.435 | 62.6729 | 0
| Zone | Remainder of System | 5 | Monthly System Peak Day | SCE | 1-in-2 | 2027 | 4 | 606.5558 | 624.5706 | 8.4181 | 61.8119 | 0
| Zone | Remainder of System | 5 | Monthly System Peak Day | SCE | 1-in-2 | 2027 | 5 | 567.3728 | 586.4063 | 8.4112 | 60.6742 | 0
| Zone | Remainder of System | 5 | Monthly System Peak Day | SCE | 1-in-2 | 2027 | 6 | 553.4807 | 573.9256 | 8.3785 | 59.7664 | 0
| Zone | Remainder of System | 5 | Monthly System Peak Day | SCE | 1-in-2 | 2027 | 7 | 547.4416 | 548.664 | 8.3605 | 59.136 | 0
| Zone | Remainder of System | 5 | Monthly System Peak Day | SCE | 1-in-2 | 2027 | 8 | 544.6931 | 555.8624 | 8.5135 | 59.7714 | 0
| Zone | Remainder of System | 5 | Monthly System Peak Day | SCE | 1-in-2 | 2027 | 9 | 512.0876 | 548.0775 | 8.7006 | 62.8957 | 0
| Zone | Remainder of System | 5 | Monthly System Peak Day | SCE | 1-in-2 | 2027 | 10 | 502.1713 | 525.4033 | 8.5714 | 67.3915 | 0
| Zone | Remainder of System | 5 | Monthly System Peak Day | SCE | 1-in-2 | 2027 | 11 | 481.758 | 496.5843 | 8.6454 | 72.2703 | 0
| Zone | Remainder of System | 5 | Monthly System Peak Day | SCE | 1-in-2 | 2027 | 12 | 474.967 | 486.6628 | 8.7293 | 76.5772 | 0
| Zone | Remainder of System | 5 | Monthly System Peak Day | SCE | 1-in-2 | 2027 | 13 | 384.394 | 395.6113 | 8.801 | 79.8254 | 0
| Zone | Remainder of System | 5 | Monthly System Peak Day | SCE | 1-in-2 | 2027 | 14 | 361.6299 | 369.3479 | 8.7543 | 82.5221 | 0
| Zone | Remainder of System | 5 | Monthly System Peak Day | SCE | 1-in-2 | 2027 | 15 | 318.35 | 325.4552 | 8.593 | 83.8722 | 0
| Zone | Remainder of System | 5 | Monthly System Peak Day | SCE | 1-in-2 | 2027 | 16 | 277.0772 | 279.9207 | 8.3824 | 84.6226 | 0
| Zone | Remainder of System | 5 | Monthly System Peak Day | SCE | 1-in-2 | 2027 | 17 | 265.3524 | 270.8414 | 8.2537 | 84.5816 | 0
| Zone | Remainder of System | 5 | Monthly System Peak Day | SCE | 1-in-2 | 2027 | 18 | 239.0606 | 245.0243 | 8.2626 | 83.3941 | 0
| Zone | Remainder of System | 5 | Monthly System Peak Day | SCE | 1-in-2 | 2027 | 19 | 248.224 | 255.0999 | 8.4873 | 81.34 | 0
| Zone | Remainder of System | 5 | Monthly System Peak Day | SCE | 1-in-2 | 2027 | 20 | 235.7434 | 239.1041 | 8.3849 | 78.6477 | 0
| Zone | Remainder of System | 5 | Monthly System Peak Day | SCE | 1-in-2 | 2027 | 21 | 240.8077 | 246.1777 | 8.0773 | 74.5744 | 0
| Zone | Remainder of System | 5 | Monthly System Peak Day | SCE | 1-in-2 | 2027 | 22 | 429.9566 | 448.222 | 8.3331 | 71.0129 | 0
| Zone | Remainder of System | 5 | Monthly System Peak Day | SCE | 1-in-2 | 2027 | 23 | 430.2942 | 451.9783 | 8.4424 | 69.1124 | 0
| Zone | Remainder of System | 5 | Monthly System Peak Day | SCE | 1-in-2 | 2027 | 24 | 368.8611 | 393.8198 | 8.5324 | 67.7685 | 0
| Zone | Remainder of System | 6 | Average Weekday | SCE | 1-in-2 | 2027 | 1 | 272.8968 | 290.9412 | 8.7192 | 63.1112 | 0
| Zone | Remainder of System | 6 | Average Weekday | SCE | 1-in-2 | 2027 | 2 | 269.3548 | 286.8967 | 8.6905 | 62.1452 | 0
| Zone | Remainder of System | 6 | Average Weekday | SCE | 1-in-2 | 2027 | 3 | 419.4973 | 453.1489 | 8.683 | 61.3041 | 0
| Zone | Remainder of System | 6 | Average Weekday | SCE | 1-in-2 | 2027 | 4 | 574.916 | 620.0106 | 8.678 | 60.6018 | 0
| Zone | Remainder of System | 6 | Average Weekday | SCE | 1-in-2 | 2027 | 5 | 530.4498 | 578.8863 | 8.6936 | 60.0304 | 0
| Zone | Remainder of System | 6 | Average Weekday | SCE | 1-in-2 | 2027 | 6 | 535.9504 | 589.1356 | 8.7231 | 59.4565 | 0
| Zone | Remainder of System | 6 | Average Weekday | SCE | 1-in-2 | 2027 | 7 | 545.4179 | 574.9338 | 8.9941 | 58.9785 | 0
| Zone | Remainder of System | 6 | Average Weekday | SCE | 1-in-2 | 2027 | 8 | 537.1719 | 571.9846 | 8.6907 | 59.7299 | 0
| Zone | Remainder of System | 6 | Average Weekday | SCE | 1-in-2 | 2027 | 9 | 539.028 | 556.348 | 8.7503 | 62.174 | 0
| Zone | Remainder of System | 6 | Average Weekday | SCE | 1-in-2 | 2027 | 10 | 524.1896 | 531.5429 | 8.9487 | 65.2314 | 0
| Zone | Remainder of System | 6 | Average Weekday | SCE | 1-in-2 | 2027 | 11 | 486.8422 | 489.4741 | 8.9931 | 68.4714 | 0
| Zone | Remainder of System | 6 | Average Weekday | SCE | 1-in-2 | 2027 | 12 | 479.9032 | 491.2383 | 8.926 | 71.628 | 0
| Zone | Remainder of System | 6 | Average Weekday | SCE | 1-in-2 | 2027 | 13 | 388.9694 | 419.7659 | 9.0131 | 74.2421 | 0
| Zone | Remainder of System | 6 | Average Weekday | SCE | 1-in-2 | 2027 | 14 | 362.2433 | 384.8654 | 8.9712 | 76.363 | 0
| Zone | Remainder of System | 6 | Average Weekday | SCE | 1-in-2 | 2027 | 15 | 301.2632 | 319.9896 | 9.1502 | 77.827 | 0
| Zone | Remainder of System | 6 | Average Weekday | SCE | 1-in-2 | 2027 | 16 | 264.3842 | 274.8154 | 9.4558 | 78.4645 | 0
| Zone | Remainder of System | 6 | Average Weekday | SCE | 1-in-2 | 2027 | 17 | 260.8976 | 267.0909 | 9.9063 | 78.5503 | 0
| Zone | Remainder of System | 6 | Average Weekday | SCE | 1-in-2 | 2027 | 18 | 226.2724 | 240.4317 | 9.6089 | 77.7222 | 0
| Zone | Remainder of System | 6 | Average Weekday | SCE | 1-in-2 | 2027 | 19 | 218.095 | 229.3288 | 14.8942 | 76.2164 | 0
| Zone | Remainder of System | 6 | Average Weekday | SCE | 1-in-2 | 2027 | 20 | 199.647 | 206.2871 | 8.547 | 74.0276 | 0
| Zone | Remainder of System | 6 | Average Weekday | SCE | 1-in-2 | 2027 | 21 | 219.0217 | 225.4384 | 8.989 | 70.9789 | 0
| Zone | Remainder of System | 6 | Average Weekday | SCE | 1-in-2 | 2027 | 22 | 386.5778 | 429.8791 | 8.5522 | 67.784 | 0
| Zone | Remainder of System | 6 | Average Weekday | SCE | 1-in-2 | 2027 | 23 | 409.2012 | 454.4722 | 8.6369 | 65.8352 | 0
| Zone | Remainder of System | 6 | Average Weekday | SCE | 1-in-2 | 2027 | 24 | 377.5814 | 412.5143 | 8.6669 | 64.4629 | 0
| Zone | Remainder of System | 6 | Monthly System Peak Day | SCE | 1-in-2 | 2027 | 1 | 272.8968 | 290.2001 | 8.3364 | 66.1814 | 0
| Zone | Remainder of System | 6 | Monthly System Peak Day | SCE | 1-in-2 | 2027 | 2 | 269.3548 | 283.6136 | 8.3459 | 65.3093 | 0
| Zone | Remainder of System | 6 | Monthly System Peak Day | SCE | 1-in-2 | 2027 | 3 | 419.4973 | 440.589 | 8.3476 | 64.5322 | 0
| Zone | Remainder of System | 6 | Monthly System Peak Day | SCE | 1-in-2 | 2027 | 4 | 574.916 | 593.9424 | 8.3501 | 63.6849 | 0
| Zone | Remainder of System | 6 | Monthly System Peak Day | SCE | 1-in-2 | 2027 | 5 | 530.4498 | 557.9447 | 8.3489 | 63.0052 | 0
| Zone | Remainder of System | 6 | Monthly System Peak Day | SCE | 1-in-2 | 2027 | 6 | 535.9504 | 565.8391 | 8.3506 | 62.3138 | 0
| Zone | Remainder of System | 6 | Monthly System Peak Day | SCE | 1-in-2 | 2027 | 7 | 545.4179 | 543.4791 | 8.3925 | 61.6708 | 0
| Zone | Remainder of System | 6 | Monthly System Peak Day | SCE | 1-in-2 | 2027 | 8 | 537.1719 | 550.8723 | 8.27 | 62.4689 | 0
| Zone | Remainder of System | 6 | Monthly System Peak Day | SCE | 1-in-2 | 2027 | 9 | 539.028 | 565.3256 | 8.2617 | 65.5896 | 0
| Zone | Remainder of System | 6 | Monthly System Peak Day | SCE | 1-in-2 | 2027 | 10 | 524.1896 | 540.4775 | 8.3433 | 69.8796 | 0
| Zone | Remainder of System | 6 | Monthly System Peak Day | SCE | 1-in-2 | 2027 | 11 | 486.8422 | 501.5299 | 8.3275 | 73.7697 | 0
| Zone | Remainder of System | 6 | Monthly System Peak Day | SCE | 1-in-2 | 2027 | 12 | 479.9032 | 498.024 | 8.2866 | 77.0112 | 0
| Zone | Remainder of System | 6 | Monthly System Peak Day | SCE | 1-in-2 | 2027 | 13 | 388.9694 | 414.0844 | 8.2919 | 78.8944 | 0
| Zone | Remainder of System | 6 | Monthly System Peak Day | SCE | 1-in-2 | 2027 | 14 | 362.2433 | 383.4984 | 8.3172 | 80.4202 | 0
| Zone | Remainder of System | 6 | Monthly System Peak Day | SCE | 1-in-2 | 2027 | 15 | 301.2632 | 320.9992 | 8.4269 | 82.0385 | 0
| Zone | Remainder of System | 6 | Monthly System Peak Day | SCE | 1-in-2 | 2027 | 16 | 264.3842 | 271.3597 | 8.5548 | 82.9346 | 0
| Zone | Remainder of System | 6 | Monthly System Peak Day | SCE | 1-in-2 | 2027 | 17 | 260.8976 | 268.5223 | 9.4048 | 82.8591 | 0
| Zone | Remainder of System | 6 | Monthly System Peak Day | SCE | 1-in-2 | 2027 | 18 | 226.2724 | 244.2458 | 9.3018 | 82.1153 | 0
| Zone | Remainder of System | 6 | Monthly System Peak Day | SCE | 1-in-2 | 2027 | 19 | 218.095 | 240.4736 | 10.2004 | 80.028 | 0
| Zone | Remainder of System | 6 | Monthly System Peak Day | SCE | 1-in-2 | 2027 | 20 | 199.647 | 213.2813 | 8.4639 | 76.8822 | 0
| Zone | Remainder of System | 6 | Monthly System Peak Day | SCE | 1-in-2 | 2027 | 21 | 219.0217 | 238.962 | 9.0899 | 73.8356 | 0
| Zone | Remainder of System | 6 | Monthly System Peak Day | SCE | 1-in-2 | 2027 | 22 | 386.5778 | 414.0106 | 8.3577 | 71.3098 | 0
| Zone | Remainder of System | 6 | Monthly System Peak Day | SCE | 1-in-2 | 2027 | 23 | 409.2012 | 441.4485 | 8.3442 | 69.544 | 0
| Zone | Remainder of System | 6 | Monthly System Peak Day | SCE | 1-in-2 | 2027 | 24 | 377.5814 | 407.2121 | 8.3086 | 68.0731 | 0
| Zone | Remainder of System | 7 | Average Weekday | SCE | 1-in-2 | 2027 | 1 | 265.2437 | 282.3499 | 8.8741 | 68.08 | 0
| Zone | Remainder of System | 7 | Average Weekday | SCE | 1-in-2 | 2027 | 2 | 263.2596 | 274.6895 | 8.8855 | 67.3516 | 0
| Zone | Remainder of System | 7 | Average Weekday | SCE | 1-in-2 | 2027 | 3 | 405.5057 | 426.0096 | 8.8875 | 66.697 | 0
| Zone | Remainder of System | 7 | Average Weekday | SCE | 1-in-2 | 2027 | 4 | 559.3345 | 580.9295 | 8.89 | 66.1335 | 0
| Zone | Remainder of System | 7 | Average Weekday | SCE | 1-in-2 | 2027 | 5 | 515.0117 | 540.5297 | 8.888 | 65.6106 | 0
| Zone | Remainder of System | 7 | Average Weekday | SCE | 1-in-2 | 2027 | 6 | 515.4551 | 543.0092 | 8.8865 | 65.1256 | 0
| Zone | Remainder of System | 7 | Average Weekday | SCE | 1-in-2 | 2027 | 7 | 524.0562 | 522.942 | 8.8689 | 64.7652 | 0
| Zone | Remainder of System | 7 | Average Weekday | SCE | 1-in-2 | 2027 | 8 | 514.7272 | 530.2231 | 8.8127 | 65.1789 | 0
| Zone | Remainder of System | 7 | Average Weekday | SCE | 1-in-2 | 2027 | 9 | 503.9201 | 532.015 | 8.7999 | 67.2839 | 0
| Zone | Remainder of System | 7 | Average Weekday | SCE | 1-in-2 | 2027 | 10 | 489.5286 | 505.7092 | 8.8403 | 70.1065 | 0
| Zone | Remainder of System | 7 | Average Weekday | SCE | 1-in-2 | 2027 | 11 | 458.9771 | 474.2306 | 8.8248 | 73.2348 | 0
| Zone | Remainder of System | 7 | Average Weekday | SCE | 1-in-2 | 2027 | 12 | 452.5031 | 472.631 | 8.8109 | 76.4308 | 0
| Zone | Remainder of System | 7 | Average Weekday | SCE | 1-in-2 | 2027 | 13 | 362.5491 | 387.3045 | 8.8045 | 79.0108 | 0
| Zone | Remainder of System | 7 | Average Weekday | SCE | 1-in-2 | 2027 | 14 | 335.8076 | 357.3758 | 8.8281 | 81.0239 | 0
| Zone | Remainder of System | 7 | Average Weekday | SCE | 1-in-2 | 2027 | 15 | 283.7083 | 303.648 | 8.882 | 82.3721 | 0
| Zone | Remainder of System | 7 | Average Weekday | SCE | 1-in-2 | 2027 | 16 | 245.5787 | 252.2831 | 8.9214 | 82.9063 | 0
| Zone | Remainder of System | 7 | Average Weekday | SCE | 1-in-2 | 2027 | 17 | 247.1837 | 255.8212 | 9.8581 | 82.877 | 0
| Zone | Remainder of System | 7 | Average Weekday | SCE | 1-in-2 | 2027 | 18 | 217.8495 | 235.9761 | 9.769 | 82.0052 | 0
| Zone | Remainder of System | 7 | Average Weekday | SCE | 1-in-2 | 2027 | 19 | 213.9919 | 236.6326 | 9.5309 | 80.3719 | 0
| Zone | Remainder of System | 7 | Average Weekday | SCE | 1-in-2 | 2027 | 20 | 202.4992 | 216.1348 | 9.1715 | 78.1158 | 0
| Zone | Remainder of System | 7 | Average Weekday | SCE | 1-in-2 | 2027 | 21 | 220.262 | 240.2635 | 9.2714 | 75.1175 | 0
| Zone | Remainder of System | 7 | Average Weekday | SCE | 1-in-2 | 2027 | 22 | 385.2845 | 412.229 | 8.878 | 71.9882 | 0
| Zone | Remainder of System | 7 | Average Weekday | SCE | 1-in-2 | 2027 | 23 | 402.0007 | 433.2104 | 8.8868 | 70.0845 | 0
| Zone | Remainder of System | 7 | Average Weekday | SCE | 1-in-2 | 2027 | 24 | 361.9329 | 390.2422 | 8.8549 | 68.8469 | 0
| Zone | Remainder of System | 7 | Monthly System Peak Day | SCE | 1-in-2 | 2027 | 1 | 265.2437 | 261.8409 | 8.9445 | 72.0963 | 0
| Zone | Remainder of System | 7 | Monthly System Peak Day | SCE | 1-in-2 | 2027 | 2 | 263.2596 | 245.2066 | 8.9582 | 71.2256 | 0
| Zone | Remainder of System | 7 | Monthly System Peak Day | SCE | 1-in-2 | 2027 | 3 | 405.5057 | 350.6071 | 8.9618 | 70.3178 | 0
| Zone | Remainder of System | 7 | Monthly System Peak Day | SCE | 1-in-2 | 2027 | 4 | 559.3345 | 461.2035 | 8.9606 | 69.5301 | 0
| Zone | Remainder of System | 7 | Monthly System Peak Day | SCE | 1-in-2 | 2027 | 5 | 515.0117 | 430.6374 | 8.9589 | 69.1043 | 0
| Zone | Remainder of System | 7 | Monthly System Peak Day | SCE | 1-in-2 | 2027 | 6 | 515.4551 | 454.1807 | 8.9573 | 68.6554 | 0
| Zone | Remainder of System | 7 | Monthly System Peak Day | SCE | 1-in-2 | 2027 | 7 | 524.0562 | 444.3839 | 8.9647 | 68.0973 | 0
| Zone | Remainder of System | 7 | Monthly System Peak Day | SCE | 1-in-2 | 2027 | 8 | 514.7272 | 459.2769 | 8.8955 | 68.6928 | 0
| Zone | Remainder of System | 7 | Monthly System Peak Day | SCE | 1-in-2 | 2027 | 9 | 503.9201 | 485.7904 | 8.8764 | 71.6543 | 0
| Zone | Remainder of System | 7 | Monthly System Peak Day | SCE | 1-in-2 | 2027 | 10 | 489.5286 | 458.2308 | 8.918 | 75.5544 | 0
| Zone | Remainder of System | 7 | Monthly System Peak Day | SCE | 1-in-2 | 2027 | 11 | 458.9771 | 428.2117 | 8.8857 | 79.4162 | 0
| Zone | Remainder of System | 7 | Monthly System Peak Day | SCE | 1-in-2 | 2027 | 12 | 452.5031 | 426.6539 | 8.8563 | 83.2174 | 0
| Zone | Remainder of System | 7 | Monthly System Peak Day | SCE | 1-in-2 | 2027 | 13 | 362.5491 | 358.9008 | 8.8464 | 86.2327 | 0
| Zone | Remainder of System | 7 | Monthly System Peak Day | SCE | 1-in-2 | 2027 | 14 | 335.8076 | 336.1568 | 8.8764 | 87.9311 | 0
| Zone | Remainder of System | 7 | Monthly System Peak Day | SCE | 1-in-2 | 2027 | 15 | 283.7083 | 290.9204 | 8.9623 | 89.6186 | 0
| Zone | Remainder of System | 7 | Monthly System Peak Day | SCE | 1-in-2 | 2027 | 16 | 245.5787 | 240.2029 | 9.0161 | 90.3848 | 0
| Zone | Remainder of System | 7 | Monthly System Peak Day | SCE | 1-in-2 | 2027 | 17 | 247.1837 | 252.9095 | 9.9189 | 90.9913 | 0
| Zone | Remainder of System | 7 | Monthly System Peak Day | SCE | 1-in-2 | 2027 | 18 | 217.8495 | 249.4275 | 9.947 | 90.0721 | 0
| Zone | Remainder of System | 7 | Monthly System Peak Day | SCE | 1-in-2 | 2027 | 19 | 213.9919 | 199.3772 | 9.1044 | 88.1822 | 0
| Zone | Remainder of System | 7 | Monthly System Peak Day | SCE | 1-in-2 | 2027 | 20 | 202.4992 | 176.7957 | 8.9423 | 85.4468 | 0
| Zone | Remainder of System | 7 | Monthly System Peak Day | SCE | 1-in-2 | 2027 | 21 | 220.262 | 201.7739 | 10.491 | 82.3442 | 0
| Zone | Remainder of System | 7 | Monthly System Peak Day | SCE | 1-in-2 | 2027 | 22 | 385.2845 | 355.1495 | 9.0783 | 78.7247 | 0
| Zone | Remainder of System | 7 | Monthly System Peak Day | SCE | 1-in-2 | 2027 | 23 | 402.0007 | 363.8311 | 8.9235 | 76.4082 | 0
| Zone | Remainder of System | 7 | Monthly System Peak Day | SCE | 1-in-2 | 2027 | 24 | 361.9329 | 342.3396 | 8.9159 | 74.4873 | 0
| Zone | Remainder of System | 8 | Average Weekday | SCE | 1-in-2 | 2027 | 1 | 274.3551 | 296.0295 | 8.4389 | 68.1134 | 0
| Zone | Remainder of System | 8 | Average Weekday | SCE | 1-in-2 | 2027 | 2 | 274.3652 | 290.7398 | 8.4527 | 67.1923 | 0
| Zone | Remainder of System | 8 | Average Weekday | SCE | 1-in-2 | 2027 | 3 | 413.918 | 433.8064 | 8.4552 | 66.3666 | 0
| Zone | Remainder of System | 8 | Average Weekday | SCE | 1-in-2 | 2027 | 4 | 570.743 | 594.3807 | 8.4578 | 65.6033 | 0
| Zone | Remainder of System | 8 | Average Weekday | SCE | 1-in-2 | 2027 | 5 | 522.7198 | 554.7324 | 8.4553 | 64.9066 | 0
| Zone | Remainder of System | 8 | Average Weekday | SCE | 1-in-2 | 2027 | 6 | 527.5234 | 562.2634 | 8.4531 | 64.3295 | 0
| Zone | Remainder of System | 8 | Average Weekday | SCE | 1-in-2 | 2027 | 7 | 537.3005 | 537.4872 | 8.4342 | 63.8791 | 0
| Zone | Remainder of System | 8 | Average Weekday | SCE | 1-in-2 | 2027 | 8 | 527.9474 | 546.5927 | 8.3676 | 63.8355 | 0
| Zone | Remainder of System | 8 | Average Weekday | SCE | 1-in-2 | 2027 | 9 | 511.4031 | 538.2545 | 8.3504 | 65.9972 | 0
| Zone | Remainder of System | 8 | Average Weekday | SCE | 1-in-2 | 2027 | 10 | 499.5292 | 516.162 | 8.3998 | 69.4323 | 0
| Zone | Remainder of System | 8 | Average Weekday | SCE | 1-in-2 | 2027 | 11 | 463.5376 | 479.1871 | 8.3783 | 73.4127 | 0
| Zone | Remainder of System | 8 | Average Weekday | SCE | 1-in-2 | 2027 | 12 | 453.6032 | 474.2035 | 8.3577 | 77.2854 | 0
| Zone | Remainder of System | 8 | Average Weekday | SCE | 1-in-2 | 2027 | 13 | 373.197 | 399.2598 | 8.3484 | 80.4135 | 0
| Zone | Remainder of System | 8 | Average Weekday | SCE | 1-in-2 | 2027 | 14 | 343.369 | 365.2285 | 8.38 | 82.7527 | 0
| Zone | Remainder of System | 8 | Average Weekday | SCE | 1-in-2 | 2027 | 15 | 291.6826 | 311.863 | 8.4481 | 84.1637 | 0
| Zone | Remainder of System | 8 | Average Weekday | SCE | 1-in-2 | 2027 | 16 | 251.6489 | 258.6428 | 8.4961 | 84.6461 | 0
| Zone | Remainder of System | 8 | Average Weekday | SCE | 1-in-2 | 2027 | 17 | 255.4644 | 261.7119 | 9.5744 | 84.5587 | 0
| Zone | Remainder of System | 8 | Average Weekday | SCE | 1-in-2 | 2027 | 18 | 223.9456 | 241.576 | 9.477 | 83.6467 | 0
| Zone | Remainder of System | 8 | Average Weekday | SCE | 1-in-2 | 2027 | 19 | 218.7243 | 240.7847 | 8.9949 | 81.9145 | 0
| Zone | Remainder of System | 8 | Average Weekday | SCE | 1-in-2 | 2027 | 20 | 215.3466 | 228.584 | 8.6631 | 79.2555 | 0
| Zone | Remainder of System | 8 | Average Weekday | SCE | 1-in-2 | 2027 | 21 | 230.0263 | 250.04 | 8.9126 | 75.5248 | 0
| Zone | Remainder of System | 8 | Average Weekday | SCE | 1-in-2 | 2027 | 22 | 388.2289 | 416.4015 | 8.4491 | 72.4927 | 0
| Zone | Remainder of System | 8 | Average Weekday | SCE | 1-in-2 | 2027 | 23 | 405.9385 | 439.6231 | 8.4497 | 70.5976 | 0
| Zone | Remainder of System | 8 | Average Weekday | SCE | 1-in-2 | 2027 | 24 | 367.1548 | 398.6518 | 8.4153 | 69.2749 | 0
| Zone | Remainder of System | 8 | Monthly System Peak Day | SCE | 1-in-2 | 2027 | 1 | 274.3551 | 269.5159 | 7.4939 | 76.5583 | 0
| Zone | Remainder of System | 8 | Monthly System Peak Day | SCE | 1-in-2 | 2027 | 2 | 274.3652 | 258.9199 | 7.5132 | 75.5448 | 0
| Zone | Remainder of System | 8 | Monthly System Peak Day | SCE | 1-in-2 | 2027 | 3 | 413.918 | 367.0387 | 7.5182 | 74.7414 | 0
| Zone | Remainder of System | 8 | Monthly System Peak Day | SCE | 1-in-2 | 2027 | 4 | 570.743 | 477.435 | 7.5173 | 73.777 | 0
| Zone | Remainder of System | 8 | Monthly System Peak Day | SCE | 1-in-2 | 2027 | 5 | 522.7198 | 448.8972 | 7.5146 | 72.987 | 0
| Zone | Remainder of System | 8 | Monthly System Peak Day | SCE | 1-in-2 | 2027 | 6 | 527.5234 | 463.7343 | 7.5122 | 72.4561 | 0
| Zone | Remainder of System | 8 | Monthly System Peak Day | SCE | 1-in-2 | 2027 | 7 | 537.3005 | 450.1705 | 7.515 | 71.7849 | 0
| Zone | Remainder of System | 8 | Monthly System Peak Day | SCE | 1-in-2 | 2027 | 8 | 527.9474 | 468.7832 | 7.4247 | 71.7491 | 0
| Zone | Remainder of System | 8 | Monthly System Peak Day | SCE | 1-in-2 | 2027 | 9 | 511.4031 | 493.4978 | 7.3922 | 73.699 | 0
| Zone | Remainder of System | 8 | Monthly System Peak Day | SCE | 1-in-2 | 2027 | 10 | 499.5292 | 469.4024 | 7.4482 | 77.4223 | 0
| Zone | Remainder of System | 8 | Monthly System Peak Day | SCE | 1-in-2 | 2027 | 11 | 463.5376 | 432.037 | 7.3994 | 81.725 | 0
| Zone | Remainder of System | 8 | Monthly System Peak Day | SCE | 1-in-2 | 2027 | 12 | 453.6032 | 426.2544 | 7.3542 | 85.3394 | 0
| Zone | Remainder of System | 8 | Monthly System Peak Day | SCE | 1-in-2 | 2027 | 13 | 373.197 | 370.7318 | 7.3353 | 87.9907 | 0
| Zone | Remainder of System | 8 | Monthly System Peak Day | SCE | 1-in-2 | 2027 | 14 | 343.369 | 344.4285 | 7.387 | 90.3014 | 0
| Zone | Remainder of System | 8 | Monthly System Peak Day | SCE | 1-in-2 | 2027 | 15 | 291.6826 | 299.2915 | 7.5088 | 91.72 | 0
| Zone | Remainder of System | 8 | Monthly System Peak Day | SCE | 1-in-2 | 2027 | 16 | 251.6489 | 246.6493 | 7.5752 | 91.501 | 0
| Zone | Remainder of System | 8 | Monthly System Peak Day | SCE | 1-in-2 | 2027 | 17 | 255.4644 | 258.9029 | 8.6224 | 90.7507 | 0
| Zone | Remainder of System | 8 | Monthly System Peak Day | SCE | 1-in-2 | 2027 | 18 | 223.9456 | 256.4566 | 8.6573 | 89.0636 | 0
| Zone | Remainder of System | 8 | Monthly System Peak Day | SCE | 1-in-2 | 2027 | 19 | 218.7243 | 202.9272 | 7.2191 | 87.5076 | 0
| Zone | Remainder of System | 8 | Monthly System Peak Day | SCE | 1-in-2 | 2027 | 20 | 215.3466 | 187.5771 | 7.0976 | 85.999 | 0
| Zone | Remainder of System | 8 | Monthly System Peak Day | SCE | 1-in-2 | 2027 | 21 | 230.0263 | 209.2635 | 9.2918 | 82.5548 | 0
| Zone | Remainder of System | 8 | Monthly System Peak Day | SCE | 1-in-2 | 2027 | 22 | 388.2289 | 360.8804 | 7.6702 | 79.5711 | 0
| Zone | Remainder of System | 8 | Monthly System Peak Day | SCE | 1-in-2 | 2027 | 23 | 405.9385 | 373.1382 | 7.4718 | 77.5837 | 0
| Zone | Remainder of System | 8 | Monthly System Peak Day | SCE | 1-in-2 | 2027 | 24 | 367.1548 | 351.1954 | 7.4568 | 76.0731 | 0
| Zone | Remainder of System | 8 | Typical Event Day | SCE | 1-in-2 | 2027 | 1 | 274.3551 | 269.5159 | 7.4939 | 72.4863 | 0
| Zone | Remainder of System | 8 | Typical Event Day | SCE | 1-in-2 | 2027 | 2 | 274.3652 | 258.9199 | 7.5132 | 71.5219 | 0
| Zone | Remainder of System | 8 | Typical Event Day | SCE | 1-in-2 | 2027 | 3 | 413.918 | 367.0387 | 7.5182 | 70.628 | 0
| Zone | Remainder of System | 8 | Typical Event Day | SCE | 1-in-2 | 2027 | 4 | 570.743 | 477.435 | 7.5173 | 69.7216 | 0
| Zone | Remainder of System | 8 | Typical Event Day | SCE | 1-in-2 | 2027 | 5 | 522.7198 | 448.8972 | 7.5146 | 68.971 | 0
| Zone | Remainder of System | 8 | Typical Event Day | SCE | 1-in-2 | 2027 | 6 | 527.5234 | 463.7343 | 7.5122 | 68.3599 | 0
| Zone | Remainder of System | 8 | Typical Event Day | SCE | 1-in-2 | 2027 | 7 | 537.3005 | 450.1705 | 7.515 | 67.7703 | 0
| Zone | Remainder of System | 8 | Typical Event Day | SCE | 1-in-2 | 2027 | 8 | 527.9474 | 468.7832 | 7.4247 | 68.0641 | 0
| Zone | Remainder of System | 8 | Typical Event Day | SCE | 1-in-2 | 2027 | 9 | 511.4031 | 493.4978 | 7.3922 | 70.6394 | 0
| Zone | Remainder of System | 8 | Typical Event Day | SCE | 1-in-2 | 2027 | 10 | 499.5292 | 469.4024 | 7.4482 | 74.7339 | 0
| Zone | Remainder of System | 8 | Typical Event Day | SCE | 1-in-2 | 2027 | 11 | 463.5376 | 432.037 | 7.3994 | 79.0757 | 0
| Zone | Remainder of System | 8 | Typical Event Day | SCE | 1-in-2 | 2027 | 12 | 453.6032 | 426.2544 | 7.3542 | 82.9721 | 0
| Zone | Remainder of System | 8 | Typical Event Day | SCE | 1-in-2 | 2027 | 13 | 373.197 | 370.7318 | 7.3353 | 85.9025 | 0
| Zone | Remainder of System | 8 | Typical Event Day | SCE | 1-in-2 | 2027 | 14 | 343.369 | 344.4285 | 7.387 | 88.018 | 0
| Zone | Remainder of System | 8 | Typical Event Day | SCE | 1-in-2 | 2027 | 15 | 291.6826 | 299.2915 | 7.5088 | 89.4849 | 0
| Zone | Remainder of System | 8 | Typical Event Day | SCE | 1-in-2 | 2027 | 16 | 251.6489 | 246.6493 | 7.5752 | 89.6902 | 0
| Zone | Remainder of System | 8 | Typical Event Day | SCE | 1-in-2 | 2027 | 17 | 255.4644 | 258.9029 | 8.6224 | 89.5193 | 0
| Zone | Remainder of System | 8 | Typical Event Day | SCE | 1-in-2 | 2027 | 18 | 223.9456 | 256.4566 | 8.6573 | 88.4404 | 0
| Zone | Remainder of System | 8 | Typical Event Day | SCE | 1-in-2 | 2027 | 19 | 218.7243 | 202.9272 | 7.2191 | 86.7779 | 0
| Zone | Remainder of System | 8 | Typical Event Day | SCE | 1-in-2 | 2027 | 20 | 215.3466 | 187.5771 | 7.0976 | 84.3062 | 0
| Zone | Remainder of System | 8 | Typical Event Day | SCE | 1-in-2 | 2027 | 21 | 230.0263 | 209.2635 | 9.2918 | 80.9554 | 0
| Zone | Remainder of System | 8 | Typical Event Day | SCE | 1-in-2 | 2027 | 22 | 388.2289 | 360.8804 | 7.6702 | 78.0579 | 0
| Zone | Remainder of System | 8 | Typical Event Day | SCE | 1-in-2 | 2027 | 23 | 405.9385 | 373.1382 | 7.4718 | 76.0778 | 0
| Zone | Remainder of System | 8 | Typical Event Day | SCE | 1-in-2 | 2027 | 24 | 367.1548 | 351.1954 | 7.4568 | 74.4038 | 0
| Zone | Remainder of System | 9 | Average Weekday | SCE | 1-in-2 | 2027 | 1 | 270.209 | 279.6144 | 9.1438 | 67.7225 | 0
| Zone | Remainder of System | 9 | Average Weekday | SCE | 1-in-2 | 2027 | 2 | 277.5243 | 279.231 | 9.1612 | 66.8467 | 0
| Zone | Remainder of System | 9 | Average Weekday | SCE | 1-in-2 | 2027 | 3 | 440.5863 | 435.5459 | 9.1636 | 66.0813 | 0
| Zone | Remainder of System | 9 | Average Weekday | SCE | 1-in-2 | 2027 | 4 | 600.9081 | 597.7677 | 9.1661 | 65.3971 | 0
| Zone | Remainder of System | 9 | Average Weekday | SCE | 1-in-2 | 2027 | 5 | 536.9571 | 535.8723 | 9.1609 | 64.8121 | 0
| Zone | Remainder of System | 9 | Average Weekday | SCE | 1-in-2 | 2027 | 6 | 525.3442 | 533.5839 | 9.1522 | 64.288 | 0
| Zone | Remainder of System | 9 | Average Weekday | SCE | 1-in-2 | 2027 | 7 | 554.0465 | 541.4799 | 9.1244 | 63.8783 | 0
| Zone | Remainder of System | 9 | Average Weekday | SCE | 1-in-2 | 2027 | 8 | 527.6823 | 524.7238 | 9.0768 | 63.6256 | 0
| Zone | Remainder of System | 9 | Average Weekday | SCE | 1-in-2 | 2027 | 9 | 484.1342 | 506.2199 | 9.0645 | 64.6467 | 0
| Zone | Remainder of System | 9 | Average Weekday | SCE | 1-in-2 | 2027 | 10 | 478.5524 | 490.6698 | 9.1164 | 67.4421 | 0
| Zone | Remainder of System | 9 | Average Weekday | SCE | 1-in-2 | 2027 | 11 | 447.6748 | 459.9253 | 9.0944 | 71.0719 | 0
| Zone | Remainder of System | 9 | Average Weekday | SCE | 1-in-2 | 2027 | 12 | 440.2423 | 452.8571 | 9.0707 | 74.7336 | 0
| Zone | Remainder of System | 9 | Average Weekday | SCE | 1-in-2 | 2027 | 13 | 371.514 | 385.3629 | 9.0581 | 77.7354 | 0
| Zone | Remainder of System | 9 | Average Weekday | SCE | 1-in-2 | 2027 | 14 | 333.4619 | 347.3686 | 9.0854 | 79.8337 | 0
| Zone | Remainder of System | 9 | Average Weekday | SCE | 1-in-2 | 2027 | 15 | 283.51 | 298.5237 | 9.138 | 81.0599 | 0
| Zone | Remainder of System | 9 | Average Weekday | SCE | 1-in-2 | 2027 | 16 | 253.0709 | 255.6594 | 9.1836 | 81.5924 | 0
| Zone | Remainder of System | 9 | Average Weekday | SCE | 1-in-2 | 2027 | 17 | 258.6712 | 264.6773 | 10.1773 | 81.3424 | 0
| Zone | Remainder of System | 9 | Average Weekday | SCE | 1-in-2 | 2027 | 18 | 229.1794 | 246.4819 | 10.0594 | 80.3228 | 0
| Zone | Remainder of System | 9 | Average Weekday | SCE | 1-in-2 | 2027 | 19 | 229.7359 | 249.8383 | 10.0712 | 78.4973 | 0
| Zone | Remainder of System | 9 | Average Weekday | SCE | 1-in-2 | 2027 | 20 | 226.6967 | 238.3009 | 9.1686 | 75.5853 | 0
| Zone | Remainder of System | 9 | Average Weekday | SCE | 1-in-2 | 2027 | 21 | 235.9298 | 253.2784 | 9.3957 | 72.5789 | 0
| Zone | Remainder of System | 9 | Average Weekday | SCE | 1-in-2 | 2027 | 22 | 393.9813 | 417.0049 | 9.0977 | 70.814 | 0
| Zone | Remainder of System | 9 | Average Weekday | SCE | 1-in-2 | 2027 | 23 | 407.47 | 430.0277 | 9.1338 | 69.5334 | 0
| Zone | Remainder of System | 9 | Average Weekday | SCE | 1-in-2 | 2027 | 24 | 363.3289 | 382.2145 | 9.1166 | 68.4417 | 0
| Zone | Remainder of System | 9 | Monthly System Peak Day | SCE | 1-in-2 | 2027 | 1 | 270.209 | 258.8 | 9.2047 | 75.1094 | 0
| Zone | Remainder of System | 9 | Monthly System Peak Day | SCE | 1-in-2 | 2027 | 2 | 277.5243 | 252.6751 | 9.2241 | 74.0078 | 0
| Zone | Remainder of System | 9 | Monthly System Peak Day | SCE | 1-in-2 | 2027 | 3 | 440.5863 | 371.5416 | 9.2284 | 72.9204 | 0
| Zone | Remainder of System | 9 | Monthly System Peak Day | SCE | 1-in-2 | 2027 | 4 | 600.9081 | 470.778 | 9.2271 | 71.8942 | 0
| Zone | Remainder of System | 9 | Monthly System Peak Day | SCE | 1-in-2 | 2027 | 5 | 536.9571 | 419.6007 | 9.2223 | 70.7876 | 0
| Zone | Remainder of System | 9 | Monthly System Peak Day | SCE | 1-in-2 | 2027 | 6 | 525.3442 | 420.9366 | 9.2138 | 70.0145 | 0
| Zone | Remainder of System | 9 | Monthly System Peak Day | SCE | 1-in-2 | 2027 | 7 | 554.0465 | 440.2104 | 9.2138 | 69.5282 | 0
| Zone | Remainder of System | 9 | Monthly System Peak Day | SCE | 1-in-2 | 2027 | 8 | 527.6823 | 431.6841 | 9.1521 | 69.3458 | 0
| Zone | Remainder of System | 9 | Monthly System Peak Day | SCE | 1-in-2 | 2027 | 9 | 484.1342 | 459.1161 | 9.1327 | 71.6146 | 0
| Zone | Remainder of System | 9 | Monthly System Peak Day | SCE | 1-in-2 | 2027 | 10 | 478.5524 | 439.6997 | 9.1837 | 76.0792 | 0
| Zone | Remainder of System | 9 | Monthly System Peak Day | SCE | 1-in-2 | 2027 | 11 | 447.6748 | 409.3415 | 9.1443 | 81.3919 | 0
| Zone | Remainder of System | 9 | Monthly System Peak Day | SCE | 1-in-2 | 2027 | 12 | 440.2423 | 405.9164 | 9.1054 | 86.3206 | 0
| Zone | Remainder of System | 9 | Monthly System Peak Day | SCE | 1-in-2 | 2027 | 13 | 371.514 | 349.2572 | 9.0894 | 90.4921 | 0
| Zone | Remainder of System | 9 | Monthly System Peak Day | SCE | 1-in-2 | 2027 | 14 | 333.4619 | 320.6589 | 9.1236 | 93.4192 | 0
| Zone | Remainder of System | 9 | Monthly System Peak Day | SCE | 1-in-2 | 2027 | 15 | 283.51 | 281.8661 | 9.2111 | 94.5626 | 0
| Zone | Remainder of System | 9 | Monthly System Peak Day | SCE | 1-in-2 | 2027 | 16 | 253.0709 | 240.5468 | 9.2696 | 93.9402 | 0
| Zone | Remainder of System | 9 | Monthly System Peak Day | SCE | 1-in-2 | 2027 | 17 | 258.6712 | 262.1499 | 10.1944 | 93.476 | 0
| Zone | Remainder of System | 9 | Monthly System Peak Day | SCE | 1-in-2 | 2027 | 18 | 229.1794 | 258.8774 | 10.181 | 92.5105 | 0
| Zone | Remainder of System | 9 | Monthly System Peak Day | SCE | 1-in-2 | 2027 | 19 | 229.7359 | 210.1666 | 9.6287 | 91.3939 | 0
| Zone | Remainder of System | 9 | Monthly System Peak Day | SCE | 1-in-2 | 2027 | 20 | 226.6967 | 197.7567 | 8.9567 | 88.8968 | 0
| Zone | Remainder of System | 9 | Monthly System Peak Day | SCE | 1-in-2 | 2027 | 21 | 235.9298 | 216.3874 | 10.4025 | 85.0871 | 0
| Zone | Remainder of System | 9 | Monthly System Peak Day | SCE | 1-in-2 | 2027 | 22 | 393.9813 | 354.7547 | 9.3105 | 82.6259 | 0
| Zone | Remainder of System | 9 | Monthly System Peak Day | SCE | 1-in-2 | 2027 | 23 | 407.47 | 354.706 | 9.1614 | 80.7753 | 0
| Zone | Remainder of System | 9 | Monthly System Peak Day | SCE | 1-in-2 | 2027 | 24 | 363.3289 | 330.9207 | 9.1684 | 78.9817 | 0
| Zone | Remainder of System | 10 | Average Weekday | SCE | 1-in-2 | 2027 | 1 | 287.3464 | 297.9227 | 8.557 | 62.4444 | 0
| Zone | Remainder of System | 10 | Average Weekday | SCE | 1-in-2 | 2027 | 2 | 281.1032 | 287.7035 | 8.4461 | 61.5437 | 0
| Zone | Remainder of System | 10 | Average Weekday | SCE | 1-in-2 | 2027 | 3 | 433.2951 | 442.7148 | 8.431 | 60.6485 | 0
| Zone | Remainder of System | 10 | Average Weekday | SCE | 1-in-2 | 2027 | 4 | 598.6411 | 613.3838 | 8.3934 | 59.9332 | 0
| Zone | Remainder of System | 10 | Average Weekday | SCE | 1-in-2 | 2027 | 5 | 584.7313 | 598.605 | 8.3898 | 59.2025 | 0
| Zone | Remainder of System | 10 | Average Weekday | SCE | 1-in-2 | 2027 | 6 | 581.7036 | 596.7979 | 8.3394 | 58.6584 | 0
| Zone | Remainder of System | 10 | Average Weekday | SCE | 1-in-2 | 2027 | 7 | 581.7071 | 581.2191 | 8.325 | 58.2291 | 0
| Zone | Remainder of System | 10 | Average Weekday | SCE | 1-in-2 | 2027 | 8 | 569.8762 | 574.0986 | 8.6291 | 57.9539 | 0
| Zone | Remainder of System | 10 | Average Weekday | SCE | 1-in-2 | 2027 | 9 | 543.5996 | 581.7404 | 9.0569 | 58.3197 | 0
| Zone | Remainder of System | 10 | Average Weekday | SCE | 1-in-2 | 2027 | 10 | 525.1828 | 542.7816 | 8.7759 | 60.8693 | 0
| Zone | Remainder of System | 10 | Average Weekday | SCE | 1-in-2 | 2027 | 11 | 508.3846 | 521.3784 | 8.9972 | 64.43 | 0
| Zone | Remainder of System | 10 | Average Weekday | SCE | 1-in-2 | 2027 | 12 | 497.0997 | 509.1651 | 9.2425 | 68.177 | 0
| Zone | Remainder of System | 10 | Average Weekday | SCE | 1-in-2 | 2027 | 13 | 399.5757 | 409.9575 | 9.4379 | 71.2953 | 0
| Zone | Remainder of System | 10 | Average Weekday | SCE | 1-in-2 | 2027 | 14 | 350.2473 | 357.4573 | 9.3008 | 73.5492 | 0
| Zone | Remainder of System | 10 | Average Weekday | SCE | 1-in-2 | 2027 | 15 | 304.1788 | 310.9355 | 8.9066 | 74.9618 | 0
| Zone | Remainder of System | 10 | Average Weekday | SCE | 1-in-2 | 2027 | 16 | 273.4966 | 276.1929 | 8.403 | 75.8111 | 0
| Zone | Remainder of System | 10 | Average Weekday | SCE | 1-in-2 | 2027 | 17 | 270.7303 | 276.9127 | 8.1976 | 75.6843 | 0
| Zone | Remainder of System | 10 | Average Weekday | SCE | 1-in-2 | 2027 | 18 | 252.1309 | 258.8092 | 8.2552 | 74.5942 | 0
| Zone | Remainder of System | 10 | Average Weekday | SCE | 1-in-2 | 2027 | 19 | 266.9499 | 273.5665 | 8.6812 | 72.5631 | 0
| Zone | Remainder of System | 10 | Average Weekday | SCE | 1-in-2 | 2027 | 20 | 258.5553 | 262.0154 | 8.3857 | 69.6331 | 0
| Zone | Remainder of System | 10 | Average Weekday | SCE | 1-in-2 | 2027 | 21 | 246.4223 | 252.0712 | 8.0866 | 67.329 | 0
| Zone | Remainder of System | 10 | Average Weekday | SCE | 1-in-2 | 2027 | 22 | 431.0168 | 448.833 | 8.3211 | 65.6424 | 0
| Zone | Remainder of System | 10 | Average Weekday | SCE | 1-in-2 | 2027 | 23 | 411.4317 | 431.9974 | 8.4749 | 64.3401 | 0
| Zone | Remainder of System | 10 | Average Weekday | SCE | 1-in-2 | 2027 | 24 | 341.4213 | 364.8326 | 8.6553 | 63.2154 | 0
| Zone | Remainder of System | 10 | Monthly System Peak Day | SCE | 1-in-2 | 2027 | 1 | 287.3464 | 307.7393 | 8.3856 | 70.789 | 0
| Zone | Remainder of System | 10 | Monthly System Peak Day | SCE | 1-in-2 | 2027 | 2 | 281.1032 | 292.9721 | 8.33 | 69.3827 | 0
| Zone | Remainder of System | 10 | Monthly System Peak Day | SCE | 1-in-2 | 2027 | 3 | 433.2951 | 447.6425 | 8.3236 | 67.3456 | 0
| Zone | Remainder of System | 10 | Monthly System Peak Day | SCE | 1-in-2 | 2027 | 4 | 598.6411 | 615.032 | 8.3106 | 66.5839 | 0
| Zone | Remainder of System | 10 | Monthly System Peak Day | SCE | 1-in-2 | 2027 | 5 | 584.7313 | 603.7538 | 8.3046 | 65.9856 | 0
| Zone | Remainder of System | 10 | Monthly System Peak Day | SCE | 1-in-2 | 2027 | 6 | 581.7036 | 595.4435 | 8.282 | 65.2669 | 0
| Zone | Remainder of System | 10 | Monthly System Peak Day | SCE | 1-in-2 | 2027 | 7 | 581.7071 | 575.4451 | 8.2699 | 64.3182 | 0
| Zone | Remainder of System | 10 | Monthly System Peak Day | SCE | 1-in-2 | 2027 | 8 | 569.8762 | 574.4173 | 8.427 | 64.1286 | 0
| Zone | Remainder of System | 10 | Monthly System Peak Day | SCE | 1-in-2 | 2027 | 9 | 543.5996 | 593.4758 | 8.7247 | 64.9142 | 0
| Zone | Remainder of System | 10 | Monthly System Peak Day | SCE | 1-in-2 | 2027 | 10 | 525.1828 | 549.6489 | 8.5116 | 69.0419 | 0
| Zone | Remainder of System | 10 | Monthly System Peak Day | SCE | 1-in-2 | 2027 | 11 | 508.3846 | 530.3506 | 8.6533 | 75.3311 | 0
| Zone | Remainder of System | 10 | Monthly System Peak Day | SCE | 1-in-2 | 2027 | 12 | 497.0997 | 522.5546 | 8.8243 | 81.3694 | 0
| Zone | Remainder of System | 10 | Monthly System Peak Day | SCE | 1-in-2 | 2027 | 13 | 399.5757 | 409.1985 | 8.9714 | 85.661 | 0
| Zone | Remainder of System | 10 | Monthly System Peak Day | SCE | 1-in-2 | 2027 | 14 | 350.2473 | 356.177 | 8.8759 | 88.0198 | 0
| Zone | Remainder of System | 10 | Monthly System Peak Day | SCE | 1-in-2 | 2027 | 15 | 304.1788 | 311.2773 | 8.5872 | 89.3562 | 0
| Zone | Remainder of System | 10 | Monthly System Peak Day | SCE | 1-in-2 | 2027 | 16 | 273.4966 | 274.8479 | 8.2735 | 90.0823 | 0
| Zone | Remainder of System | 10 | Monthly System Peak Day | SCE | 1-in-2 | 2027 | 17 | 270.7303 | 276.8722 | 8.1436 | 89.8948 | 0
| Zone | Remainder of System | 10 | Monthly System Peak Day | SCE | 1-in-2 | 2027 | 18 | 252.1309 | 258.5969 | 8.1399 | 88.749 | 0
| Zone | Remainder of System | 10 | Monthly System Peak Day | SCE | 1-in-2 | 2027 | 19 | 266.9499 | 272.6481 | 8.6403 | 86.7542 | 0
| Zone | Remainder of System | 10 | Monthly System Peak Day | SCE | 1-in-2 | 2027 | 20 | 258.5553 | 262.5934 | 8.3852 | 83.4368 | 0
| Zone | Remainder of System | 10 | Monthly System Peak Day | SCE | 1-in-2 | 2027 | 21 | 246.4223 | 254.6585 | 8.3282 | 80.0617 | 0
| Zone | Remainder of System | 10 | Monthly System Peak Day | SCE | 1-in-2 | 2027 | 22 | 431.0168 | 448.7843 | 8.2494 | 77.4533 | 0
| Zone | Remainder of System | 10 | Monthly System Peak Day | SCE | 1-in-2 | 2027 | 23 | 411.4317 | 435.3506 | 8.338 | 74.9468 | 0
| Zone | Remainder of System | 10 | Monthly System Peak Day | SCE | 1-in-2 | 2027 | 24 | 341.4213 | 379.0826 | 8.4477 | 73.4656 | 0
| Zone | Remainder of System | 11 | Average Weekday | SCE | 1-in-2 | 2027 | 1 | 270.2631 | 276.9193 | 8.4389 | 56.3377 | 0
| Zone | Remainder of System | 11 | Average Weekday | SCE | 1-in-2 | 2027 | 2 | 269.1407 | 275.4384 | 8.4576 | 55.4292 | 0
| Zone | Remainder of System | 11 | Average Weekday | SCE | 1-in-2 | 2027 | 3 | 415.9405 | 426.5359 | 8.4325 | 54.7265 | 0
| Zone | Remainder of System | 11 | Average Weekday | SCE | 1-in-2 | 2027 | 4 | 592.0852 | 609.5135 | 8.4441 | 54.1046 | 0
| Zone | Remainder of System | 11 | Average Weekday | SCE | 1-in-2 | 2027 | 5 | 557.8613 | 583.5483 | 8.4175 | 53.5218 | 0
| Zone | Remainder of System | 11 | Average Weekday | SCE | 1-in-2 | 2027 | 6 | 545.8695 | 573.4127 | 8.4236 | 52.9617 | 0
| Zone | Remainder of System | 11 | Average Weekday | SCE | 1-in-2 | 2027 | 7 | 554.218 | 551.3985 | 8.6125 | 52.6793 | 0
| Zone | Remainder of System | 11 | Average Weekday | SCE | 1-in-2 | 2027 | 8 | 532.3572 | 536.6404 | 8.9167 | 52.5522 | 0
| Zone | Remainder of System | 11 | Average Weekday | SCE | 1-in-2 | 2027 | 9 | 517.6016 | 544.8695 | 8.6016 | 54.1377 | 0
| Zone | Remainder of System | 11 | Average Weekday | SCE | 1-in-2 | 2027 | 10 | 495.1607 | 507.5305 | 8.898 | 57.6626 | 0
| Zone | Remainder of System | 11 | Average Weekday | SCE | 1-in-2 | 2027 | 11 | 468.4651 | 476.5812 | 9.0888 | 61.6392 | 0
| Zone | Remainder of System | 11 | Average Weekday | SCE | 1-in-2 | 2027 | 12 | 461.9911 | 469.3994 | 9.1856 | 65.053 | 0
| Zone | Remainder of System | 11 | Average Weekday | SCE | 1-in-2 | 2027 | 13 | 373.3127 | 384.4971 | 8.9653 | 67.5163 | 0
| Zone | Remainder of System | 11 | Average Weekday | SCE | 1-in-2 | 2027 | 14 | 340.8281 | 348.52 | 8.7016 | 69.0679 | 0
| Zone | Remainder of System | 11 | Average Weekday | SCE | 1-in-2 | 2027 | 15 | 287.8523 | 297.3215 | 8.3829 | 69.9383 | 0
| Zone | Remainder of System | 11 | Average Weekday | SCE | 1-in-2 | 2027 | 16 | 260.1287 | 262.6911 | 8.4656 | 70.0307 | 0
| Zone | Remainder of System | 11 | Average Weekday | SCE | 1-in-2 | 2027 | 17 | 264.92 | 270.4765 | 8.2795 | 69.073 | 0
| Zone | Remainder of System | 11 | Average Weekday | SCE | 1-in-2 | 2027 | 18 | 247.0882 | 253.2215 | 8.4492 | 66.8593 | 0
| Zone | Remainder of System | 11 | Average Weekday | SCE | 1-in-2 | 2027 | 19 | 263.869 | 268.196 | 8.4025 | 64.2909 | 0
| Zone | Remainder of System | 11 | Average Weekday | SCE | 1-in-2 | 2027 | 20 | 248.6498 | 309.6168 | 10.4741 | 62.3427 | 0
| Zone | Remainder of System | 11 | Average Weekday | SCE | 1-in-2 | 2027 | 21 | 235.4711 | 241.74 | 8.0547 | 60.7342 | 0
| Zone | Remainder of System | 11 | Average Weekday | SCE | 1-in-2 | 2027 | 22 | 412.8418 | 428.7749 | 8.4053 | 59.3492 | 0
| Zone | Remainder of System | 11 | Average Weekday | SCE | 1-in-2 | 2027 | 23 | 393.6396 | 408.7338 | 8.5712 | 58.1896 | 0
| Zone | Remainder of System | 11 | Average Weekday | SCE | 1-in-2 | 2027 | 24 | 322.0844 | 334.8193 | 8.4953 | 57.2544 | 0
| Zone | Remainder of System | 11 | Monthly System Peak Day | SCE | 1-in-2 | 2027 | 1 | 270.2631 | 281.9847 | 8.3567 | 62.9629 | 0
| Zone | Remainder of System | 11 | Monthly System Peak Day | SCE | 1-in-2 | 2027 | 2 | 269.1407 | 279.3343 | 8.3787 | 61.5748 | 0
| Zone | Remainder of System | 11 | Monthly System Peak Day | SCE | 1-in-2 | 2027 | 3 | 415.9405 | 430.0165 | 8.3663 | 60.682 | 0
| Zone | Remainder of System | 11 | Monthly System Peak Day | SCE | 1-in-2 | 2027 | 4 | 592.0852 | 613.2302 | 8.3761 | 59.921 | 0
| Zone | Remainder of System | 11 | Monthly System Peak Day | SCE | 1-in-2 | 2027 | 5 | 557.8613 | 587.2618 | 8.3669 | 59.1649 | 0
| Zone | Remainder of System | 11 | Monthly System Peak Day | SCE | 1-in-2 | 2027 | 6 | 545.8695 | 574.4821 | 8.3735 | 58.0889 | 0
| Zone | Remainder of System | 11 | Monthly System Peak Day | SCE | 1-in-2 | 2027 | 7 | 554.218 | 539.7999 | 8.5262 | 57.8746 | 0
| Zone | Remainder of System | 11 | Monthly System Peak Day | SCE | 1-in-2 | 2027 | 8 | 532.3572 | 542.0762 | 8.9142 | 57.32 | 0
| Zone | Remainder of System | 11 | Monthly System Peak Day | SCE | 1-in-2 | 2027 | 9 | 517.6016 | 553.2786 | 8.5175 | 59.5354 | 0
| Zone | Remainder of System | 11 | Monthly System Peak Day | SCE | 1-in-2 | 2027 | 10 | 495.1607 | 517.6818 | 8.8863 | 64.4605 | 0
| Zone | Remainder of System | 11 | Monthly System Peak Day | SCE | 1-in-2 | 2027 | 11 | 468.4651 | 489.9649 | 9.1693 | 70.7812 | 0
| Zone | Remainder of System | 11 | Monthly System Peak Day | SCE | 1-in-2 | 2027 | 12 | 461.9911 | 485.0091 | 9.3304 | 76.6454 | 0
| Zone | Remainder of System | 11 | Monthly System Peak Day | SCE | 1-in-2 | 2027 | 13 | 373.3127 | 384.6959 | 9.0086 | 80.6052 | 0
| Zone | Remainder of System | 11 | Monthly System Peak Day | SCE | 1-in-2 | 2027 | 14 | 340.8281 | 347.1583 | 8.6388 | 83.1096 | 0
| Zone | Remainder of System | 11 | Monthly System Peak Day | SCE | 1-in-2 | 2027 | 15 | 287.8523 | 297.3775 | 8.2926 | 84.4602 | 0
| Zone | Remainder of System | 11 | Monthly System Peak Day | SCE | 1-in-2 | 2027 | 16 | 260.1287 | 261.5405 | 8.3764 | 84.6998 | 0
| Zone | Remainder of System | 11 | Monthly System Peak Day | SCE | 1-in-2 | 2027 | 17 | 264.92 | 272.4341 | 8.1922 | 83.4215 | 0
| Zone | Remainder of System | 11 | Monthly System Peak Day | SCE | 1-in-2 | 2027 | 18 | 247.0882 | 255.7951 | 8.3558 | 80.7623 | 0
| Zone | Remainder of System | 11 | Monthly System Peak Day | SCE | 1-in-2 | 2027 | 19 | 263.869 | 269.3403 | 8.4015 | 76.9132 | 0
| Zone | Remainder of System | 11 | Monthly System Peak Day | SCE | 1-in-2 | 2027 | 20 | 248.6498 | 356.8681 | 17.1538 | 74.1084 | 0
| Zone | Remainder of System | 11 | Monthly System Peak Day | SCE | 1-in-2 | 2027 | 21 | 235.4711 | 244.0296 | 8.3617 | 71.8048 | 0
| Zone | Remainder of System | 11 | Monthly System Peak Day | SCE | 1-in-2 | 2027 | 22 | 412.8418 | 430.1459 | 8.3275 | 69.7539 | 0
| Zone | Remainder of System | 11 | Monthly System Peak Day | SCE | 1-in-2 | 2027 | 23 | 393.6396 | 414.5331 | 8.483 | 68.1384 | 0
| Zone | Remainder of System | 11 | Monthly System Peak Day | SCE | 1-in-2 | 2027 | 24 | 322.0844 | 344.631 | 8.4012 | 66.5664 | 0
| Zone | Remainder of System | 12 | Average Weekday | SCE | 1-in-2 | 2027 | 1 | 255.2164 | 262.269 | 8.3002 | 50.1723 | 0
| Zone | Remainder of System | 12 | Average Weekday | SCE | 1-in-2 | 2027 | 2 | 251.1959 | 257.8437 | 8.3262 | 49.47 | 0
| Zone | Remainder of System | 12 | Average Weekday | SCE | 1-in-2 | 2027 | 3 | 392.3337 | 404.5695 | 8.3319 | 48.8424 | 0
| Zone | Remainder of System | 12 | Average Weekday | SCE | 1-in-2 | 2027 | 4 | 567.6409 | 587.0641 | 8.3386 | 48.2737 | 0
| Zone | Remainder of System | 12 | Average Weekday | SCE | 1-in-2 | 2027 | 5 | 537.6797 | 566.5329 | 8.3421 | 47.7582 | 0
| Zone | Remainder of System | 12 | Average Weekday | SCE | 1-in-2 | 2027 | 6 | 514.5276 | 546.7587 | 8.3474 | 47.2208 | 0
| Zone | Remainder of System | 12 | Average Weekday | SCE | 1-in-2 | 2027 | 7 | 508.621 | 507.4543 | 8.3083 | 46.8903 | 0
| Zone | Remainder of System | 12 | Average Weekday | SCE | 1-in-2 | 2027 | 8 | 499.7129 | 506.5683 | 8.2596 | 46.6249 | 0
| Zone | Remainder of System | 12 | Average Weekday | SCE | 1-in-2 | 2027 | 9 | 480.6756 | 508.8431 | 8.211 | 47.1296 | 0
| Zone | Remainder of System | 12 | Average Weekday | SCE | 1-in-2 | 2027 | 10 | 451.2252 | 467.7087 | 8.2383 | 49.7166 | 0
| Zone | Remainder of System | 12 | Average Weekday | SCE | 1-in-2 | 2027 | 11 | 426.39 | 436.4104 | 8.1954 | 53.0028 | 0
| Zone | Remainder of System | 12 | Average Weekday | SCE | 1-in-2 | 2027 | 12 | 418.8138 | 425.833 | 8.1558 | 56.0652 | 0
| Zone | Remainder of System | 12 | Average Weekday | SCE | 1-in-2 | 2027 | 13 | 339.4527 | 350.2273 | 8.146 | 58.4044 | 0
| Zone | Remainder of System | 12 | Average Weekday | SCE | 1-in-2 | 2027 | 14 | 309.4391 | 317.9652 | 8.1797 | 60.0157 | 0
| Zone | Remainder of System | 12 | Average Weekday | SCE | 1-in-2 | 2027 | 15 | 270.7936 | 279.5047 | 8.2354 | 60.9106 | 0
| Zone | Remainder of System | 12 | Average Weekday | SCE | 1-in-2 | 2027 | 16 | 237.9093 | 240.3907 | 8.2944 | 61.1029 | 0
| Zone | Remainder of System | 12 | Average Weekday | SCE | 1-in-2 | 2027 | 17 | 243.7279 | 250.2623 | 8.1585 | 60.4067 | 0
| Zone | Remainder of System | 12 | Average Weekday | SCE | 1-in-2 | 2027 | 18 | 228.0927 | 233.987 | 8.1373 | 58.4535 | 0
| Zone | Remainder of System | 12 | Average Weekday | SCE | 1-in-2 | 2027 | 19 | 246.1105 | 250.4291 | 8.402 | 56.1744 | 0
| Zone | Remainder of System | 12 | Average Weekday | SCE | 1-in-2 | 2027 | 20 | 238.3261 | 300.0905 | 8.4181 | 54.5751 | 0
| Zone | Remainder of System | 12 | Average Weekday | SCE | 1-in-2 | 2027 | 21 | 225.3499 | 232.0396 | 8.0545 | 53.3029 | 0
| Zone | Remainder of System | 12 | Average Weekday | SCE | 1-in-2 | 2027 | 22 | 400.2578 | 415.863 | 8.2431 | 52.1925 | 0
| Zone | Remainder of System | 12 | Average Weekday | SCE | 1-in-2 | 2027 | 23 | 382.5704 | 397.2662 | 8.2685 | 51.2585 | 0
| Zone | Remainder of System | 12 | Average Weekday | SCE | 1-in-2 | 2027 | 24 | 312.0015 | 325.5581 | 8.2717 | 50.3709 | 0
| Zone | Remainder of System | 12 | Monthly System Peak Day | SCE | 1-in-2 | 2027 | 1 | 255.2164 | 262.269 | 8.3002 | 42.6698 | 0
| Zone | Remainder of System | 12 | Monthly System Peak Day | SCE | 1-in-2 | 2027 | 2 | 251.1959 | 257.8437 | 8.3262 | 41.9151 | 0
| Zone | Remainder of System | 12 | Monthly System Peak Day | SCE | 1-in-2 | 2027 | 3 | 392.3337 | 404.5695 | 8.3319 | 41.1108 | 0
| Zone | Remainder of System | 12 | Monthly System Peak Day | SCE | 1-in-2 | 2027 | 4 | 567.6409 | 587.0641 | 8.3386 | 40.6979 | 0
| Zone | Remainder of System | 12 | Monthly System Peak Day | SCE | 1-in-2 | 2027 | 5 | 537.6797 | 566.5329 | 8.3421 | 40.2189 | 0
| Zone | Remainder of System | 12 | Monthly System Peak Day | SCE | 1-in-2 | 2027 | 6 | 514.5276 | 546.7587 | 8.3474 | 39.9074 | 0
| Zone | Remainder of System | 12 | Monthly System Peak Day | SCE | 1-in-2 | 2027 | 7 | 508.621 | 507.4543 | 8.3083 | 39.547 | 0
| Zone | Remainder of System | 12 | Monthly System Peak Day | SCE | 1-in-2 | 2027 | 8 | 499.7129 | 506.5683 | 8.2596 | 38.9194 | 0
| Zone | Remainder of System | 12 | Monthly System Peak Day | SCE | 1-in-2 | 2027 | 9 | 480.6756 | 508.8431 | 8.211 | 39.6245 | 0
| Zone | Remainder of System | 12 | Monthly System Peak Day | SCE | 1-in-2 | 2027 | 10 | 451.2252 | 467.7087 | 8.2383 | 43.6048 | 0
| Zone | Remainder of System | 12 | Monthly System Peak Day | SCE | 1-in-2 | 2027 | 11 | 426.39 | 436.4104 | 8.1954 | 48.0539 | 0
| Zone | Remainder of System | 12 | Monthly System Peak Day | SCE | 1-in-2 | 2027 | 12 | 418.8138 | 425.833 | 8.1558 | 52.486 | 0
| Zone | Remainder of System | 12 | Monthly System Peak Day | SCE | 1-in-2 | 2027 | 13 | 339.4527 | 350.2273 | 8.146 | 55.021 | 0
| Zone | Remainder of System | 12 | Monthly System Peak Day | SCE | 1-in-2 | 2027 | 14 | 309.4391 | 317.9652 | 8.1797 | 56.6707 | 0
| Zone | Remainder of System | 12 | Monthly System Peak Day | SCE | 1-in-2 | 2027 | 15 | 270.7936 | 279.5047 | 8.2354 | 57.6764 | 0
| Zone | Remainder of System | 12 | Monthly System Peak Day | SCE | 1-in-2 | 2027 | 16 | 237.9093 | 240.3907 | 8.2944 | 58.0747 | 0
| Zone | Remainder of System | 12 | Monthly System Peak Day | SCE | 1-in-2 | 2027 | 17 | 243.7279 | 250.2623 | 8.1585 | 57.8306 | 0
| Zone | Remainder of System | 12 | Monthly System Peak Day | SCE | 1-in-2 | 2027 | 18 | 228.0927 | 233.987 | 8.1373 | 55.8258 | 0
| Zone | Remainder of System | 12 | Monthly System Peak Day | SCE | 1-in-2 | 2027 | 19 | 246.1105 | 250.4291 | 8.402 | 52.9366 | 0
| Zone | Remainder of System | 12 | Monthly System Peak Day | SCE | 1-in-2 | 2027 | 20 | 238.3261 | 300.0905 | 8.4181 | 50.7595 | 0
| Zone | Remainder of System | 12 | Monthly System Peak Day | SCE | 1-in-2 | 2027 | 21 | 225.3499 | 232.0396 | 8.0545 | 48.9271 | 0
| Zone | Remainder of System | 12 | Monthly System Peak Day | SCE | 1-in-2 | 2027 | 22 | 400.2578 | 415.863 | 8.2431 | 47.1432 | 0
| Zone | Remainder of System | 12 | Monthly System Peak Day | SCE | 1-in-2 | 2027 | 23 | 382.5704 | 397.2662 | 8.2685 | 45.5948 | 0
| Zone | Remainder of System | 12 | Monthly System Peak Day | SCE | 1-in-2 | 2027 | 24 | 312.0015 | 325.5581 | 8.2717 | 44.4353 | 0
| Zone | Remainder of System | 1 | Average Weekday | SCE | 1-in-2 | 2028 | 1 | 264.1306 | 270.4739 | 8.3048 | 51.6842 | 0
| Zone | Remainder of System | 1 | Average Weekday | SCE | 1-in-2 | 2028 | 2 | 261.8559 | 269.1116 | 8.3307 | 50.7685 | 0
| Zone | Remainder of System | 1 | Average Weekday | SCE | 1-in-2 | 2028 | 3 | 405.6647 | 417.428 | 8.3362 | 49.9205 | 0
| Zone | Remainder of System | 1 | Average Weekday | SCE | 1-in-2 | 2028 | 4 | 577.0192 | 595.3769 | 8.3429 | 49.2463 | 0
| Zone | Remainder of System | 1 | Average Weekday | SCE | 1-in-2 | 2028 | 5 | 549.1372 | 577.1136 | 8.3465 | 48.4951 | 0
| Zone | Remainder of System | 1 | Average Weekday | SCE | 1-in-2 | 2028 | 6 | 535.4587 | 566.6162 | 8.3518 | 47.8427 | 0
| Zone | Remainder of System | 1 | Average Weekday | SCE | 1-in-2 | 2028 | 7 | 542.2711 | 540.1387 | 8.3129 | 47.4947 | 0
| Zone | Remainder of System | 1 | Average Weekday | SCE | 1-in-2 | 2028 | 8 | 533.5877 | 539.3693 | 8.2647 | 47.191 | 0
| Zone | Remainder of System | 1 | Average Weekday | SCE | 1-in-2 | 2028 | 9 | 501.7633 | 527.4262 | 8.2165 | 47.8607 | 0
| Zone | Remainder of System | 1 | Average Weekday | SCE | 1-in-2 | 2028 | 10 | 483.7205 | 496.8787 | 8.2434 | 51.2694 | 0
| Zone | Remainder of System | 1 | Average Weekday | SCE | 1-in-2 | 2028 | 11 | 455.0349 | 463.4078 | 8.2011 | 55.8102 | 0
| Zone | Remainder of System | 1 | Average Weekday | SCE | 1-in-2 | 2028 | 12 | 450.0521 | 457.1474 | 8.162 | 60.0831 | 0
| Zone | Remainder of System | 1 | Average Weekday | SCE | 1-in-2 | 2028 | 13 | 378.0636 | 388.8553 | 8.1524 | 63.2369 | 0
| Zone | Remainder of System | 1 | Average Weekday | SCE | 1-in-2 | 2028 | 14 | 342.8344 | 350.5239 | 8.1856 | 65.3415 | 0
| Zone | Remainder of System | 1 | Average Weekday | SCE | 1-in-2 | 2028 | 15 | 297.3209 | 305.0988 | 8.2406 | 66.6752 | 0
| Zone | Remainder of System | 1 | Average Weekday | SCE | 1-in-2 | 2028 | 16 | 264.3722 | 266.615 | 8.299 | 67.1856 | 0
| Zone | Remainder of System | 1 | Average Weekday | SCE | 1-in-2 | 2028 | 17 | 267.6995 | 274.0799 | 8.1709 | 66.6752 | 0
| Zone | Remainder of System | 1 | Average Weekday | SCE | 1-in-2 | 2028 | 18 | 248.8355 | 254.8999 | 8.1496 | 64.7423 | 0
| Zone | Remainder of System | 1 | Average Weekday | SCE | 1-in-2 | 2028 | 19 | 262.5211 | 266.9036 | 8.4118 | 61.5145 | 0
| Zone | Remainder of System | 1 | Average Weekday | SCE | 1-in-2 | 2028 | 20 | 252.9336 | 314.7378 | 8.427 | 59.0859 | 0
| Zone | Remainder of System | 1 | Average Weekday | SCE | 1-in-2 | 2028 | 21 | 235.8672 | 242.3176 | 8.0655 | 57.2936 | 0
| Zone | Remainder of System | 1 | Average Weekday | SCE | 1-in-2 | 2028 | 22 | 410.2934 | 426.1623 | 8.2476 | 55.8199 | 0
| Zone | Remainder of System | 1 | Average Weekday | SCE | 1-in-2 | 2028 | 23 | 397.51 | 412.2804 | 8.2735 | 54.5391 | 0
| Zone | Remainder of System | 1 | Average Weekday | SCE | 1-in-2 | 2028 | 24 | 328.0423 | 340.4386 | 8.2766 | 53.3992 | 0
| Zone | Remainder of System | 1 | Monthly System Peak Day | SCE | 1-in-2 | 2028 | 1 | 264.1306 | 270.4739 | 8.3048 | 45.2329 | 0
| Zone | Remainder of System | 1 | Monthly System Peak Day | SCE | 1-in-2 | 2028 | 2 | 261.8559 | 269.1116 | 8.3307 | 44.3477 | 0
| Zone | Remainder of System | 1 | Monthly System Peak Day | SCE | 1-in-2 | 2028 | 3 | 405.6647 | 417.428 | 8.3362 | 43.1525 | 0
| Zone | Remainder of System | 1 | Monthly System Peak Day | SCE | 1-in-2 | 2028 | 4 | 577.0192 | 595.3769 | 8.3429 | 42.4549 | 0
| Zone | Remainder of System | 1 | Monthly System Peak Day | SCE | 1-in-2 | 2028 | 5 | 549.1372 | 577.1136 | 8.3465 | 41.466 | 0
| Zone | Remainder of System | 1 | Monthly System Peak Day | SCE | 1-in-2 | 2028 | 6 | 535.4587 | 566.6162 | 8.3518 | 41.032 | 0
| Zone | Remainder of System | 1 | Monthly System Peak Day | SCE | 1-in-2 | 2028 | 7 | 542.2711 | 540.1387 | 8.3129 | 40.989 | 0
| Zone | Remainder of System | 1 | Monthly System Peak Day | SCE | 1-in-2 | 2028 | 8 | 533.5877 | 539.3693 | 8.2647 | 41.1076 | 0
| Zone | Remainder of System | 1 | Monthly System Peak Day | SCE | 1-in-2 | 2028 | 9 | 501.7633 | 527.4262 | 8.2165 | 41.7407 | 0
| Zone | Remainder of System | 1 | Monthly System Peak Day | SCE | 1-in-2 | 2028 | 10 | 483.7205 | 496.8787 | 8.2434 | 44.4336 | 0
| Zone | Remainder of System | 1 | Monthly System Peak Day | SCE | 1-in-2 | 2028 | 11 | 455.0349 | 463.4078 | 8.2011 | 47.8574 | 0
| Zone | Remainder of System | 1 | Monthly System Peak Day | SCE | 1-in-2 | 2028 | 12 | 450.0521 | 457.1474 | 8.162 | 50.8356 | 0
| Zone | Remainder of System | 1 | Monthly System Peak Day | SCE | 1-in-2 | 2028 | 13 | 378.0636 | 388.8553 | 8.1524 | 52.4705 | 0
| Zone | Remainder of System | 1 | Monthly System Peak Day | SCE | 1-in-2 | 2028 | 14 | 342.8344 | 350.5239 | 8.1856 | 52.7748 | 0
| Zone | Remainder of System | 1 | Monthly System Peak Day | SCE | 1-in-2 | 2028 | 15 | 297.3209 | 305.0988 | 8.2406 | 53.0031 | 0
| Zone | Remainder of System | 1 | Monthly System Peak Day | SCE | 1-in-2 | 2028 | 16 | 264.3722 | 266.615 | 8.299 | 54.3325 | 0
| Zone | Remainder of System | 1 | Monthly System Peak Day | SCE | 1-in-2 | 2028 | 17 | 267.6995 | 274.0799 | 8.1709 | 54.7159 | 0
| Zone | Remainder of System | 1 | Monthly System Peak Day | SCE | 1-in-2 | 2028 | 18 | 248.8355 | 254.8999 | 8.1496 | 53.6653 | 0
| Zone | Remainder of System | 1 | Monthly System Peak Day | SCE | 1-in-2 | 2028 | 19 | 262.5211 | 266.9036 | 8.4118 | 51.839 | 0
| Zone | Remainder of System | 1 | Monthly System Peak Day | SCE | 1-in-2 | 2028 | 20 | 252.9336 | 314.7378 | 8.427 | 50.4515 | 0
| Zone | Remainder of System | 1 | Monthly System Peak Day | SCE | 1-in-2 | 2028 | 21 | 235.8672 | 242.3176 | 8.0655 | 49.5422 | 0
| Zone | Remainder of System | 1 | Monthly System Peak Day | SCE | 1-in-2 | 2028 | 22 | 410.2934 | 426.1623 | 8.2476 | 48.5366 | 0
| Zone | Remainder of System | 1 | Monthly System Peak Day | SCE | 1-in-2 | 2028 | 23 | 397.51 | 412.2804 | 8.2735 | 47.118 | 0
| Zone | Remainder of System | 1 | Monthly System Peak Day | SCE | 1-in-2 | 2028 | 24 | 328.0423 | 340.4386 | 8.2766 | 46.2753 | 0
| Zone | Remainder of System | 2 | Average Weekday | SCE | 1-in-2 | 2028 | 1 | 264.1731 | 271.3334 | 8.3615 | 51.2742 | 0
| Zone | Remainder of System | 2 | Average Weekday | SCE | 1-in-2 | 2028 | 2 | 258.5049 | 266.6494 | 8.393 | 50.4072 | 0
| Zone | Remainder of System | 2 | Average Weekday | SCE | 1-in-2 | 2028 | 3 | 398.7213 | 411.911 | 8.3997 | 49.536 | 0
| Zone | Remainder of System | 2 | Average Weekday | SCE | 1-in-2 | 2028 | 4 | 566.3171 | 587.503 | 8.4075 | 48.8013 | 0
| Zone | Remainder of System | 2 | Average Weekday | SCE | 1-in-2 | 2028 | 5 | 546.7314 | 577.7028 | 8.4109 | 48.212 | 0
| Zone | Remainder of System | 2 | Average Weekday | SCE | 1-in-2 | 2028 | 6 | 537.2139 | 570.3348 | 8.4157 | 47.6223 | 0
| Zone | Remainder of System | 2 | Average Weekday | SCE | 1-in-2 | 2028 | 7 | 529.9965 | 529.3186 | 8.3682 | 47.1867 | 0
| Zone | Remainder of System | 2 | Average Weekday | SCE | 1-in-2 | 2028 | 8 | 520.2062 | 526.4282 | 8.3109 | 47.0018 | 0
| Zone | Remainder of System | 2 | Average Weekday | SCE | 1-in-2 | 2028 | 9 | 500.6582 | 526.7293 | 8.2525 | 48.3194 | 0
| Zone | Remainder of System | 2 | Average Weekday | SCE | 1-in-2 | 2028 | 10 | 478.4153 | 490.9428 | 8.2875 | 51.798 | 0
| Zone | Remainder of System | 2 | Average Weekday | SCE | 1-in-2 | 2028 | 11 | 454.2168 | 462.8233 | 8.2339 | 55.8778 | 0
| Zone | Remainder of System | 2 | Average Weekday | SCE | 1-in-2 | 2028 | 12 | 449.0421 | 456.8182 | 8.1831 | 59.4056 | 0
| Zone | Remainder of System | 2 | Average Weekday | SCE | 1-in-2 | 2028 | 13 | 372.7912 | 384.6292 | 8.1696 | 62.0189 | 0
| Zone | Remainder of System | 2 | Average Weekday | SCE | 1-in-2 | 2028 | 14 | 334.5436 | 342.8579 | 8.213 | 63.7177 | 0
| Zone | Remainder of System | 2 | Average Weekday | SCE | 1-in-2 | 2028 | 15 | 283.7515 | 293.8197 | 8.283 | 64.6926 | 0
| Zone | Remainder of System | 2 | Average Weekday | SCE | 1-in-2 | 2028 | 16 | 253.9885 | 257.8086 | 8.355 | 64.9768 | 0
| Zone | Remainder of System | 2 | Average Weekday | SCE | 1-in-2 | 2028 | 17 | 246.4806 | 251.6182 | 8.2033 | 64.4648 | 0
| Zone | Remainder of System | 2 | Average Weekday | SCE | 1-in-2 | 2028 | 18 | 233.1283 | 238.2858 | 8.1756 | 63.0519 | 0
| Zone | Remainder of System | 2 | Average Weekday | SCE | 1-in-2 | 2028 | 19 | 254.9658 | 259.4295 | 8.4118 | 60.4631 | 0
| Zone | Remainder of System | 2 | Average Weekday | SCE | 1-in-2 | 2028 | 20 | 246.1136 | 306.0365 | 8.4304 | 58.0362 | 0
| Zone | Remainder of System | 2 | Average Weekday | SCE | 1-in-2 | 2028 | 21 | 224.3375 | 230.5277 | 8.0398 | 56.2859 | 0
| Zone | Remainder of System | 2 | Average Weekday | SCE | 1-in-2 | 2028 | 22 | 395.2505 | 410.9665 | 8.2885 | 54.9557 | 0
| Zone | Remainder of System | 2 | Average Weekday | SCE | 1-in-2 | 2028 | 23 | 380.8 | 395.9696 | 8.3225 | 53.7427 | 0
| Zone | Remainder of System | 2 | Average Weekday | SCE | 1-in-2 | 2028 | 24 | 321.0207 | 334.6826 | 8.3267 | 52.6077 | 0
| Zone | Remainder of System | 2 | Monthly System Peak Day | SCE | 1-in-2 | 2028 | 1 | 264.1731 | 271.3334 | 8.3615 | 43.0796 | 0
| Zone | Remainder of System | 2 | Monthly System Peak Day | SCE | 1-in-2 | 2028 | 2 | 258.5049 | 266.6494 | 8.393 | 42.6704 | 0
| Zone | Remainder of System | 2 | Monthly System Peak Day | SCE | 1-in-2 | 2028 | 3 | 398.7213 | 411.911 | 8.3997 | 42.2478 | 0
| Zone | Remainder of System | 2 | Monthly System Peak Day | SCE | 1-in-2 | 2028 | 4 | 566.3171 | 587.503 | 8.4075 | 41.6455 | 0
| Zone | Remainder of System | 2 | Monthly System Peak Day | SCE | 1-in-2 | 2028 | 5 | 546.7314 | 577.7028 | 8.4109 | 40.9489 | 0
| Zone | Remainder of System | 2 | Monthly System Peak Day | SCE | 1-in-2 | 2028 | 6 | 537.2139 | 570.3348 | 8.4157 | 40.2685 | 0
| Zone | Remainder of System | 2 | Monthly System Peak Day | SCE | 1-in-2 | 2028 | 7 | 529.9965 | 529.3186 | 8.3682 | 40.074 | 0
| Zone | Remainder of System | 2 | Monthly System Peak Day | SCE | 1-in-2 | 2028 | 8 | 520.2062 | 526.4282 | 8.3109 | 40.4173 | 0
| Zone | Remainder of System | 2 | Monthly System Peak Day | SCE | 1-in-2 | 2028 | 9 | 500.6582 | 526.7293 | 8.2525 | 41.9505 | 0
| Zone | Remainder of System | 2 | Monthly System Peak Day | SCE | 1-in-2 | 2028 | 10 | 478.4153 | 490.9428 | 8.2875 | 44.4785 | 0
| Zone | Remainder of System | 2 | Monthly System Peak Day | SCE | 1-in-2 | 2028 | 11 | 454.2168 | 462.8233 | 8.2339 | 47.3478 | 0
| Zone | Remainder of System | 2 | Monthly System Peak Day | SCE | 1-in-2 | 2028 | 12 | 449.0421 | 456.8182 | 8.1831 | 49.7673 | 0
| Zone | Remainder of System | 2 | Monthly System Peak Day | SCE | 1-in-2 | 2028 | 13 | 372.7912 | 384.6292 | 8.1696 | 51.7034 | 0
| Zone | Remainder of System | 2 | Monthly System Peak Day | SCE | 1-in-2 | 2028 | 14 | 334.5436 | 342.8579 | 8.213 | 53.2478 | 0
| Zone | Remainder of System | 2 | Monthly System Peak Day | SCE | 1-in-2 | 2028 | 15 | 283.7515 | 293.8197 | 8.283 | 54.4851 | 0
| Zone | Remainder of System | 2 | Monthly System Peak Day | SCE | 1-in-2 | 2028 | 16 | 253.9885 | 257.8086 | 8.355 | 55.3304 | 0
| Zone | Remainder of System | 2 | Monthly System Peak Day | SCE | 1-in-2 | 2028 | 17 | 246.4806 | 251.6182 | 8.2033 | 55.3557 | 0
| Zone | Remainder of System | 2 | Monthly System Peak Day | SCE | 1-in-2 | 2028 | 18 | 233.1283 | 238.2858 | 8.1756 | 54.5997 | 0
| Zone | Remainder of System | 2 | Monthly System Peak Day | SCE | 1-in-2 | 2028 | 19 | 254.9658 | 259.4295 | 8.4118 | 52.7071 | 0
| Zone | Remainder of System | 2 | Monthly System Peak Day | SCE | 1-in-2 | 2028 | 20 | 246.1136 | 306.0365 | 8.4304 | 51.0971 | 0
| Zone | Remainder of System | 2 | Monthly System Peak Day | SCE | 1-in-2 | 2028 | 21 | 224.3375 | 230.5277 | 8.0398 | 49.6206 | 0
| Zone | Remainder of System | 2 | Monthly System Peak Day | SCE | 1-in-2 | 2028 | 22 | 395.2505 | 410.9665 | 8.2885 | 48.4219 | 0
| Zone | Remainder of System | 2 | Monthly System Peak Day | SCE | 1-in-2 | 2028 | 23 | 380.8 | 395.9696 | 8.3225 | 47.5168 | 0
| Zone | Remainder of System | 2 | Monthly System Peak Day | SCE | 1-in-2 | 2028 | 24 | 321.0207 | 334.6826 | 8.3267 | 46.4661 | 0
| Zone | Remainder of System | 3 | Average Weekday | SCE | 1-in-2 | 2028 | 1 | 271.6255 | 283.4696 | 8.4484 | 54.1435 | 0
| Zone | Remainder of System | 3 | Average Weekday | SCE | 1-in-2 | 2028 | 2 | 266.2605 | 274.0379 | 8.3997 | 53.2403 | 0
| Zone | Remainder of System | 3 | Average Weekday | SCE | 1-in-2 | 2028 | 3 | 425.5779 | 436.7483 | 8.3925 | 52.4569 | 0
| Zone | Remainder of System | 3 | Average Weekday | SCE | 1-in-2 | 2028 | 4 | 598.9651 | 615.8175 | 8.3753 | 51.7498 | 0
| Zone | Remainder of System | 3 | Average Weekday | SCE | 1-in-2 | 2028 | 5 | 565.4 | 584.7819 | 8.3691 | 51.0914 | 0
| Zone | Remainder of System | 3 | Average Weekday | SCE | 1-in-2 | 2028 | 6 | 556.276 | 575.6262 | 8.3376 | 50.5427 | 0
| Zone | Remainder of System | 3 | Average Weekday | SCE | 1-in-2 | 2028 | 7 | 560.4082 | 561.0972 | 8.3226 | 50.1566 | 0
| Zone | Remainder of System | 3 | Average Weekday | SCE | 1-in-2 | 2028 | 8 | 538.3287 | 548.7635 | 8.4767 | 49.9464 | 0
| Zone | Remainder of System | 3 | Average Weekday | SCE | 1-in-2 | 2028 | 9 | 523.1491 | 563.0092 | 8.6673 | 51.061 | 0
| Zone | Remainder of System | 3 | Average Weekday | SCE | 1-in-2 | 2028 | 10 | 503.9645 | 526.6122 | 8.5346 | 53.9562 | 0
| Zone | Remainder of System | 3 | Average Weekday | SCE | 1-in-2 | 2028 | 11 | 471.6926 | 488.1964 | 8.6136 | 57.3554 | 0
| Zone | Remainder of System | 3 | Average Weekday | SCE | 1-in-2 | 2028 | 12 | 471.3859 | 483.4841 | 8.7029 | 60.4466 | 0
| Zone | Remainder of System | 3 | Average Weekday | SCE | 1-in-2 | 2028 | 13 | 377.9109 | 388.7598 | 8.7779 | 62.898 | 0
| Zone | Remainder of System | 3 | Average Weekday | SCE | 1-in-2 | 2028 | 14 | 353.3572 | 361.003 | 8.7278 | 64.7007 | 0
| Zone | Remainder of System | 3 | Average Weekday | SCE | 1-in-2 | 2028 | 15 | 306.3486 | 313.3548 | 8.5612 | 65.848 | 0
| Zone | Remainder of System | 3 | Average Weekday | SCE | 1-in-2 | 2028 | 16 | 272.866 | 275.7505 | 8.3443 | 66.4528 | 0
| Zone | Remainder of System | 3 | Average Weekday | SCE | 1-in-2 | 2028 | 17 | 274.4548 | 280.1839 | 8.1993 | 66.4302 | 0
| Zone | Remainder of System | 3 | Average Weekday | SCE | 1-in-2 | 2028 | 18 | 247.6887 | 254.0681 | 8.2139 | 65.606 | 0
| Zone | Remainder of System | 3 | Average Weekday | SCE | 1-in-2 | 2028 | 19 | 262.3122 | 268.9615 | 8.4987 | 63.9302 | 0
| Zone | Remainder of System | 3 | Average Weekday | SCE | 1-in-2 | 2028 | 20 | 248.6455 | 251.8432 | 8.3948 | 61.6012 | 0
| Zone | Remainder of System | 3 | Average Weekday | SCE | 1-in-2 | 2028 | 21 | 220.8809 | 225.8797 | 8.0689 | 59.2809 | 0
| Zone | Remainder of System | 3 | Average Weekday | SCE | 1-in-2 | 2028 | 22 | 419.4525 | 437.7922 | 8.3021 | 57.6995 | 0
| Zone | Remainder of System | 3 | Average Weekday | SCE | 1-in-2 | 2028 | 23 | 409.8031 | 431.2481 | 8.4036 | 56.5104 | 0
| Zone | Remainder of System | 3 | Average Weekday | SCE | 1-in-2 | 2028 | 24 | 352.6301 | 377.6543 | 8.4936 | 55.5042 | 0
| Zone | Remainder of System | 3 | Monthly System Peak Day | SCE | 1-in-2 | 2028 | 1 | 271.6255 | 283.4696 | 8.4484 | 56.5818 | 0
| Zone | Remainder of System | 3 | Monthly System Peak Day | SCE | 1-in-2 | 2028 | 2 | 266.2605 | 274.0379 | 8.3997 | 55.43 | 0
| Zone | Remainder of System | 3 | Monthly System Peak Day | SCE | 1-in-2 | 2028 | 3 | 425.5779 | 436.7483 | 8.3925 | 53.8095 | 0
| Zone | Remainder of System | 3 | Monthly System Peak Day | SCE | 1-in-2 | 2028 | 4 | 598.9651 | 615.8175 | 8.3753 | 52.9917 | 0
| Zone | Remainder of System | 3 | Monthly System Peak Day | SCE | 1-in-2 | 2028 | 5 | 565.4 | 584.7819 | 8.3691 | 52.1472 | 0
| Zone | Remainder of System | 3 | Monthly System Peak Day | SCE | 1-in-2 | 2028 | 6 | 556.276 | 575.6262 | 8.3376 | 51.274 | 0
| Zone | Remainder of System | 3 | Monthly System Peak Day | SCE | 1-in-2 | 2028 | 7 | 560.4082 | 561.0972 | 8.3226 | 50.7147 | 0
| Zone | Remainder of System | 3 | Monthly System Peak Day | SCE | 1-in-2 | 2028 | 8 | 538.3287 | 548.7635 | 8.4767 | 50.1826 | 0
| Zone | Remainder of System | 3 | Monthly System Peak Day | SCE | 1-in-2 | 2028 | 9 | 523.1491 | 563.0092 | 8.6673 | 50.6921 | 0
| Zone | Remainder of System | 3 | Monthly System Peak Day | SCE | 1-in-2 | 2028 | 10 | 503.9645 | 526.6122 | 8.5346 | 53.8657 | 0
| Zone | Remainder of System | 3 | Monthly System Peak Day | SCE | 1-in-2 | 2028 | 11 | 471.6926 | 488.1964 | 8.6136 | 58.4301 | 0
| Zone | Remainder of System | 3 | Monthly System Peak Day | SCE | 1-in-2 | 2028 | 12 | 471.3859 | 483.4841 | 8.7029 | 62.8319 | 0
| Zone | Remainder of System | 3 | Monthly System Peak Day | SCE | 1-in-2 | 2028 | 13 | 377.9109 | 388.7598 | 8.7779 | 66.0819 | 0
| Zone | Remainder of System | 3 | Monthly System Peak Day | SCE | 1-in-2 | 2028 | 14 | 353.3572 | 361.003 | 8.7278 | 67.8967 | 0
| Zone | Remainder of System | 3 | Monthly System Peak Day | SCE | 1-in-2 | 2028 | 15 | 306.3486 | 313.3548 | 8.5612 | 68.9896 | 0
| Zone | Remainder of System | 3 | Monthly System Peak Day | SCE | 1-in-2 | 2028 | 16 | 272.866 | 275.7505 | 8.3443 | 69.8232 | 0
| Zone | Remainder of System | 3 | Monthly System Peak Day | SCE | 1-in-2 | 2028 | 17 | 274.4548 | 280.1839 | 8.1993 | 70.0976 | 0
| Zone | Remainder of System | 3 | Monthly System Peak Day | SCE | 1-in-2 | 2028 | 18 | 247.6887 | 254.0681 | 8.2139 | 69.6302 | 0
| Zone | Remainder of System | 3 | Monthly System Peak Day | SCE | 1-in-2 | 2028 | 19 | 262.3122 | 268.9615 | 8.4987 | 68.0398 | 0
| Zone | Remainder of System | 3 | Monthly System Peak Day | SCE | 1-in-2 | 2028 | 20 | 248.6455 | 251.8432 | 8.3948 | 65.2065 | 0